## 2009 BMPs
[7 empty] | lb/ac/yr before atten | lb/ac/yr before atten | C*H (lb/yr) | C*I (lb/yr) | delivery ratio in watershed | delivery ratio in watershed | H*L (lb/ac/yr after atten) | I*M (lb/ac/yr after atten) | C*N | C*O |  | lb/ac/yr to Jesup | lb/ac/yr to Jesup | R*S (lb/yr to Jesup) | R*T (lb/yr to Jesup) | U/J | V/K
comb_sws | lc_class_t | area | FID2 | sws | landuse | landname | TN_B | TP_B | TN_B_load | TP_B_load | TN_deliver | TP_deliver | TN_A | TP_A | TN_A_load | TP_A_load | Area_AC_ | TNlandtoLa | TPlandtoLa | TN_load_to | TP_load_to | TN_cummula | TP_cummula | FID_BMPs_w | BMPID_Proj | BMAP_BMP_D | BMAP_BMP_n | BMAP_Proje | BMAP_Pro_1 | BMAP_BMPCa | BMAP_BMP_1 | BMAP_Pro_2 | BMAP_Pro_3 | Shape_Leng | Shape_Area | FID_Jesup_ | TN % Eff | TP % Eff | TN Removed | TP Removed
51 | 2 | 0.15542 | 381 | 51 | 2 | MDR | 12.3118 | 0.61 | 8989.592 | 445.055 | 0.471 | 0.624 | 5.799 | 0.38 | 4234.099 | 277.813 | 0.15542 | 2.104 | 0.147 | 0.32701 | 0.022847 | 0.171 | 0.24118 | 3168 | 31 | Alum Treatment | 0.91 | Winter Park | Webster Baffle Box | Existing | Existing |  |  | 12549.1864 | 3587012.2984 | 381 | 50% | 90% | 0.1635 | 0.020562
51 | 4 | 1.2317 | 383 | 51 | 4 | IND | 19.6928 | 1.698 | 1955.829 | 168.617 | 0.466 | 0.612 | 9.186 | 1.039 | 912.359 | 103.211 | 1.2317 | 3.274 | 0.399 | 4.0326 | 0.49144 | 0.166 | 0.23497 | 3168 | 31 | Alum Treatment | 0.91 | Winter Park | Webster Baffle Box | Existing | Existing |  |  | 12549.1864 | 3587012.2984 | 383 | 50% | 90% | 2.0163 | 0.4423
51 | 8 | 0.36305 | 385 | 51 | 8 | AGR | 11.8279 | 0.639 | 192.513 | 10.397 | 0.484 | 0.72 | 5.724 | 0.46 | 93.165 | 7.491 | 0.36305 | 2.204 | 0.194 | 0.80015 | 0.070431 | 0.186 | 0.30445 | 3168 | 31 | Alum Treatment | 0.91 | Winter Park | Webster Baffle Box | Existing | Existing |  |  | 12549.1864 | 3587012.2984 | 385 | 50% | 90% | 0.40008 | 0.063388
57 | 1 | 2.5416 | 417 | 57 | 1 | LDR | 4.6876 | 0.186 | 139.13 | 5.53 | 0.659 | 0.451 | 3.088 | 0.084 | 91.641 | 2.495 | 2.5416 | 0.559 | 0.026 | 1.4207 | 0.066081 | 0.119 | 0.14049 | 3168 | 31 | Alum Treatment | 0.91 | Winter Park | Webster Baffle Box | Existing | Existing |  |  | 12549.1864 | 3587012.2984 | 417 | 50% | 90% | 0.71037 | 0.059473
57 | 2 | 21.4638 | 418 | 57 | 2 | MDR | 9.3885 | 0.403 | 3228.257 | 138.483 | 0.658 | 0.448 | 6.173 | 0.181 | 2122.675 | 62.088 | 21.4638 | 1.112 | 0.056 | 23.8677 | 1.202 | 0.118 | 0.13805 | 3168 | 31 | Alum Treatment | 0.91 | Winter Park | Webster Baffle Box | Existing | Existing |  |  | 12549.1864 | 3587012.2984 | 418 | 50% | 90% | 11.9339 | 1.0818
57 | 4 | 26.6847 | 420 | 57 | 4 | IND | 14.965 | 1.118 | 1618.052 | 120.881 | 0.652 | 0.441 | 9.757 | 0.493 | 1054.976 | 53.299 | 26.6847 | 1.717 | 0.151 | 45.8175 | 4.0294 | 0.115 | 0.13464 | 3168 | 31 | Alum Treatment | 0.91 | Winter Park | Webster Baffle Box | Existing | Existing |  |  | 12549.1864 | 3587012.2984 | 420 | 50% | 90% | 22.9088 | 3.6264
57 | 6 | 1.5527 | 421 | 57 | 6 | OPE | 4.1886 | 0.157 | 14.253 | 0.535 | 0.663 | 0.461 | 2.778 | 0.073 | 9.452 | 0.247 | 1.5527 | 0.51 | 0.023 | 0.79187 | 0.035712 | 0.122 | 0.14893 | 3168 | 31 | Alum Treatment | 0.91 | Winter Park | Webster Baffle Box | Existing | Existing |  |  | 12549.1864 | 3587012.2984 | 421 | 50% | 90% | 0.39594 | 0.032141
57 | 8 | 28.3353 | 422 | 57 | 8 | AGR | 9.0386 | 0.423 | 258.618 | 12.091 | 0.682 | 0.481 | 6.164 | 0.203 | 176.355 | 5.816 | 28.3353 | 1.198 | 0.076 | 33.9457 | 2.1535 | 0.133 | 0.18051 | 3168 | 31 | Alum Treatment | 0.91 | Winter Park | Webster Baffle Box | Existing | Existing |  |  | 12549.1864 | 3587012.2984 | 422 | 50% | 90% | 16.9729 | 1.9381
57 | 12 | 0.018623 | 424 | 57 | 12 | WAT | 0.31342 | 0.006 | 50.298 | 1.017 | 0.637 | 0.502 | 0.2 | 0.003 | 32.057 | 0.511 | 0.018623 | 0.033 | 0.001 | 0.00061455 | 1.8623e-05 | 0.107 | 0.1923 | 3168 | 31 | Alum Treatment | 0.91 | Winter Park | Webster Baffle Box | Existing | Existing |  |  | 12549.1864 | 3587012.2984 | 424 | 50% | 90% | 0.00030728 | 1.676e-05
57 | 3 | 7.6877 | 419 | 57 | 3 | HDR | 21.498 | 1.4 | 434.255 | 28.275 | 0.657 | 0.449 | 14.134 | 0.629 | 285.499 | 12.707 | 7.6877 | 2.545 | 0.202 | 19.5653 | 1.5529 | 0.118 | 0.14437 | 3167 | 31 | Alum Treatment | 0.91 | Winter Park | WEBSTER OUTFALL BAFFLE BOX | Existing | Existing |  |  | 6970.9261 | 1072175.6073 | 419 | 50% | 90% | 9.7826 | 1.3976
57 | 4 | 15.7834 | 420 | 57 | 4 | IND | 14.965 | 1.118 | 1618.052 | 120.881 | 0.652 | 0.441 | 9.757 | 0.493 | 1054.976 | 53.299 | 15.7834 | 1.717 | 0.151 | 27.1001 | 2.3833 | 0.115 | 0.13464 | 3167 | 31 | Alum Treatment | 0.91 | Winter Park | WEBSTER OUTFALL BAFFLE BOX | Existing | Existing |  |  | 6970.9261 | 1072175.6073 | 420 | 50% | 90% | 13.55 | 2.145
57 | 6 | 0.35607 | 421 | 57 | 6 | OPE | 4.1886 | 0.157 | 14.253 | 0.535 | 0.663 | 0.461 | 2.778 | 0.073 | 9.452 | 0.247 | 0.35607 | 0.51 | 0.023 | 0.1816 | 0.0081897 | 0.122 | 0.14893 | 3167 | 31 | Alum Treatment | 0.91 | Winter Park | WEBSTER OUTFALL BAFFLE BOX | Existing | Existing |  |  | 6970.9261 | 1072175.6073 | 421 | 50% | 90% | 0.090799 | 0.0073707
58 | 4 | 0.72714 | 429 | 58 | 4 | IND | 15.6534 | 1.223 | 3061.189 | 239.111 | 0.496 | 0.309 | 7.77 | 0.378 | 1519.482 | 73.842 | 0.72714 | 0.973 | 0.063 | 0.70751 | 0.04581 | 0.062 | 0.051479 | 3167 | 31 | Alum Treatment | 0.91 | Winter Park | WEBSTER OUTFALL BAFFLE BOX | Existing | Existing |  |  | 6970.9261 | 1072175.6073 | 429 | 50% | 90% | 0.35375 | 0.041229
58 | 6 | 0.059533 | 430 | 58 | 6 | OPE | 4.3897 | 0.172 | 211.467 | 8.278 | 0.506 | 0.326 | 2.221 | 0.056 | 106.999 | 2.698 | 0.059533 | 0.292 | 0.01 | 0.017384 | 0.00059533 | 0.066 | 0.057901 | 3167 | 31 | Alum Treatment | 0.91 | Winter Park | WEBSTER OUTFALL BAFFLE BOX | Existing | Existing |  |  | 6970.9261 | 1072175.6073 | 430 | 50% | 90% | 0.0086919 | 0.0005358
63 | 4 | 0.4401 | 463 | 63 | 4 | IND | 11.8601 | 1.053 | 2855.017 | 253.563 | 0.492 | 1.055 | 5.832 | 1.112 | 1403.806 | 267.598 | 0.4401 | 0.219 | 0.03 | 0.096382 | 0.013203 | 0.018 | 0.028585 | 3110 | 26 | Alum Treatment | 0.9 | Orlando | BMP-03: Lake Rowena Screening Fac & Alum SW Improv | Existing Update | Project Completed |  | BMP-03 | 782.0089 | 19170.7144 | 463 | 50% | 90% | 0.048191 | 0.011883
63 | 2 | 0.86006 | 461 | 63 | 2 | MDR | 7.4475 | 0.374 | 3959.7 | 198.599 | 0.503 | 1.085 | 3.745 | 0.405 | 1991.138 | 215.521 | 0.86006 | 0.153 | 0.012 | 0.13159 | 0.010321 | 0.021 | 0.031522 | 3111 | 26 | Alum Treatment | 0.9 | Orlando | BMP-03: Lake Rowena Screening Fac & Alum SW Improv | Existing Update | Project Completed |  | BMP-03 | 4701.9496 | 362130.9585 | 461 | 50% | 90% | 0.065795 | 0.0092887
63 | 4 | 7.4519 | 463 | 63 | 4 | IND | 11.8601 | 1.053 | 2855.017 | 253.563 | 0.492 | 1.055 | 5.832 | 1.112 | 1403.806 | 267.598 | 7.4519 | 0.219 | 0.03 | 1.632 | 0.22356 | 0.018 | 0.028585 | 3111 | 26 | Alum Treatment | 0.9 | Orlando | BMP-03: Lake Rowena Screening Fac & Alum SW Improv | Existing Update | Project Completed |  | BMP-03 | 4701.9496 | 362130.9585 | 463 | 50% | 90% | 0.81598 | 0.2012
71 | 4 | 2.2968e-05 | 505 | 71 | 4 | IND | 14.4417 | 1.28 | 1471.032 | 130.382 | 0.173 | 0.121 | 2.492 | 0.155 | 253.873 | 15.745 | 2.2968e-05 | 0.018 | 0.002 | 4.1342e-07 | 4.5936e-08 | 0.001 | 0.001355 | 3111 | 26 | Alum Treatment | 0.9 | Orlando | BMP-03: Lake Rowena Screening Fac & Alum SW Improv | Existing Update | Project Completed |  | BMP-03 | 4701.9496 | 362130.9585 | 505 | 50% | 90% | 2.0671e-07 | 4.1342e-08
72 | 4 | 0.0014719 | 511 | 72 | 4 | IND | 8.0456 | 0.672 | 554.359 | 46.29 | 0.193 | 0.144 | 1.551 | 0.097 | 106.853 | 6.685 | 0.0014719 | 0.011 | 0.001 | 1.6191e-05 | 1.4719e-06 | 0.001 | 0.0015662 | 3111 | 26 | Alum Treatment | 0.9 | Orlando | BMP-03: Lake Rowena Screening Fac & Alum SW Improv | Existing Update | Project Completed |  | BMP-03 | 4701.9496 | 362130.9585 | 511 | 50% | 90% | 8.0954e-06 | 1.3247e-06
61 | 2 | 0.0023728 | 452 | 61 | 2 | MDR | 14.6836 | 0.846 | 4285.373 | 247.044 | 0.522 | 0.455 | 7.661 | 0.385 | 2235.766 | 112.484 | 0.0023728 | 0.549 | 0.028 | 0.0013026 | 6.6437e-05 | 0.037 | 0.032831 | 3112 | 26 | Alum Treatment | 0.9 | Orlando | BMP-03: Lake Rowena Screening Fac & Alum SW Improv | Existing Update | Project Completed |  | BMP-03 | 28673.6868 | 11674429.3459 | 452 | 50% | 90% | 0.00065132 | 5.9793e-05
63 | 2 | 234.0353 | 461 | 63 | 2 | MDR | 7.4475 | 0.374 | 3959.7 | 198.599 | 0.503 | 1.085 | 3.745 | 0.405 | 1991.138 | 215.521 | 234.0353 | 0.153 | 0.012 | 35.8074 | 2.8084 | 0.021 | 0.031522 | 3112 | 26 | Alum Treatment | 0.9 | Orlando | BMP-03: Lake Rowena Screening Fac & Alum SW Improv | Existing Update | Project Completed |  | BMP-03 | 28673.6868 | 11674429.3459 | 461 | 50% | 90% | 17.9037 | 2.5276
63 | 3 | 0.031305 | 462 | 63 | 3 | HDR | 17.0398 | 1.332 | 52.847 | 4.13 | 0.503 | 1.1 | 8.567 | 1.465 | 26.569 | 4.542 | 0.031305 | 0.35 | 0.045 | 0.010957 | 0.0014087 | 0.021 | 0.033474 | 3112 | 26 | Alum Treatment | 0.9 | Orlando | BMP-03: Lake Rowena Screening Fac & Alum SW Improv | Existing Update | Project Completed |  | BMP-03 | 28673.6868 | 11674429.3459 | 462 | 50% | 90% | 0.0054784 | 0.0012679
63 | 4 | 28.6471 | 463 | 63 | 4 | IND | 11.8601 | 1.053 | 2855.017 | 253.563 | 0.492 | 1.055 | 5.832 | 1.112 | 1403.806 | 267.598 | 28.6471 | 0.219 | 0.03 | 6.2737 | 0.85941 | 0.018 | 0.028585 | 3112 | 26 | Alum Treatment | 0.9 | Orlando | BMP-03: Lake Rowena Screening Fac & Alum SW Improv | Existing Update | Project Completed |  | BMP-03 | 28673.6868 | 11674429.3459 | 463 | 50% | 90% | 3.1369 | 0.77347
63 | 6 | 1.0788 | 464 | 63 | 6 | OPE | 3.3177 | 0.145 | 139.323 | 6.08 | 0.514 | 1.148 | 1.705 | 0.166 | 71.607 | 6.977 | 1.0788 | 0.076 | 0.006 | 0.081987 | 0.0064727 | 0.023 | 0.03821 | 3112 | 26 | Alum Treatment | 0.9 | Orlando | BMP-03: Lake Rowena Screening Fac & Alum SW Improv | Existing Update | Project Completed |  | BMP-03 | 28673.6868 | 11674429.3459 | 464 | 50% | 90% | 0.040994 | 0.0058254
64 | 2 | 0.3496 | 467 | 64 | 2 | MDR | 5.5472 | 0.253 | 157.66 | 7.198 | 0.461 | 0.148 | 2.559 | 0.038 | 72.724 | 1.068 | 0.3496 | 0.062 | 0.003 | 0.021675 | 0.0010488 | 0.011 | 0.011427 | 3112 | 26 | Alum Treatment | 0.9 | Orlando | BMP-03: Lake Rowena Screening Fac & Alum SW Improv | Existing Update | Project Completed |  | BMP-03 | 28673.6868 | 11674429.3459 | 467 | 50% | 90% | 0.010837 | 0.00094391
64 | 4 | 0.48223 | 468 | 64 | 4 | IND | 8.7962 | 0.711 | 115.218 | 9.307 | 0.442 | 0.141 | 3.889 | 0.1 | 50.938 | 1.312 | 0.48223 | 0.086 | 0.007 | 0.041472 | 0.0033756 | 0.01 | 0.01044 | 3112 | 26 | Alum Treatment | 0.9 | Orlando | BMP-03: Lake Rowena Screening Fac & Alum SW Improv | Existing Update | Project Completed |  | BMP-03 | 28673.6868 | 11674429.3459 | 468 | 50% | 90% | 0.020736 | 0.0030381
66 | 2 | 0.39571 | 474 | 66 | 2 | MDR | 8.9792 | 0.44 | 638.788 | 31.3 | 0.204 | 0.154 | 1.833 | 0.068 | 130.37 | 4.828 | 0.39571 | 0.043 | 0.004 | 0.017016 | 0.0015829 | 0.005 | 0.0099068 | 3112 | 26 | Alum Treatment | 0.9 | Orlando | BMP-03: Lake Rowena Screening Fac & Alum SW Improv | Existing Update | Project Completed |  | BMP-03 | 28673.6868 | 11674429.3459 | 474 | 50% | 90% | 0.0085079 | 0.0014246
71 | 2 | 1.6619 | 504 | 71 | 2 | MDR | 9.0838 | 0.454 | 955.962 | 47.796 | 0.18 | 0.125 | 1.638 | 0.057 | 172.39 | 5.989 | 1.6619 | 0.013 | 0.001 | 0.021604 | 0.0016619 | 0.001 | 0.0014855 | 3112 | 26 | Alum Treatment | 0.9 | Orlando | BMP-03: Lake Rowena Screening Fac & Alum SW Improv | Existing Update | Project Completed |  | BMP-03 | 28673.6868 | 11674429.3459 | 504 | 50% | 90% | 0.010802 | 0.0014957
57 | 2 | 0.12441 | 418 | 57 | 2 | MDR | 9.3885 | 0.403 | 3228.257 | 138.483 | 0.658 | 0.448 | 6.173 | 0.181 | 2122.675 | 62.088 | 0.12441 | 1.112 | 0.056 | 0.13834 | 0.0069669 | 0.118 | 0.13805 | 3114 | 26 | Alum Treatment | 0.9 | Winter Park | Courtland Osceola Alum | Existing | Existing |  |  | 14914.7171 | 3836762.3836 | 418 | 50% | 90% | 0.069171 | 0.0062702
58 | 2 | 0.00021681 | 427 | 58 | 2 | MDR | 9.8281 | 0.44 | 3808.185 | 170.631 | 0.501 | 0.315 | 4.924 | 0.139 | 1908.105 | 53.755 | 0.00021681 | 0.633 | 0.023 | 0.00013724 | 4.9866e-06 | 0.064 | 0.052984 | 3114 | 26 | Alum Treatment | 0.9 | Winter Park | Courtland Osceola Alum | Existing | Existing |  |  | 14914.7171 | 3836762.3836 | 427 | 50% | 90% | 6.8619e-05 | 4.4879e-06
58 | 4 | 0.0030336 | 429 | 58 | 4 | IND | 15.6534 | 1.223 | 3061.189 | 239.111 | 0.496 | 0.309 | 7.77 | 0.378 | 1519.482 | 73.842 | 0.0030336 | 0.973 | 0.063 | 0.0029517 | 0.00019112 | 0.062 | 0.051479 | 3114 | 26 | Alum Treatment | 0.9 | Winter Park | Courtland Osceola Alum | Existing | Existing |  |  | 14914.7171 | 3836762.3836 | 429 | 50% | 90% | 0.0014758 | 0.000172
59 | 2 | 76.7153 | 437 | 59 | 2 | MDR | 8.787 | 0.433 | 2451.334 | 120.688 | 0.245 | 0.087 | 2.154 | 0.038 | 600.843 | 10.559 | 76.7153 | 0.164 | 0.003 | 12.5813 | 0.23015 | 0.019 | 0.0066397 | 3114 | 26 | Alum Treatment | 0.9 | Winter Park | Courtland Osceola Alum | Existing | Existing |  |  | 14914.7171 | 3836762.3836 | 437 | 50% | 90% | 6.2907 | 0.20713
59 | 4 | 9.4261 | 438 | 59 | 4 | IND | 14.0186 | 1.204 | 408.816 | 35.102 | 0.234 | 0.085 | 3.28 | 0.102 | 95.66 | 2.986 | 9.4261 | 0.246 | 0.008 | 2.3188 | 0.075409 | 0.018 | 0.0064574 | 3114 | 26 | Alum Treatment | 0.9 | Winter Park | Courtland Osceola Alum | Existing | Existing |  |  | 14914.7171 | 3836762.3836 | 438 | 50% | 90% | 1.1594 | 0.067868
59 | 12 | 0.38557 | 441 | 59 | 12 | WAT | 0.29442 | 0.007 | 22.883 | 0.525 | 0.258 | 0.105 | 0.076 | 0.001 | 5.908 | 0.055 | 0.38557 | 0.005 | 0 | 0.0019279 | 0 | 0.017 | 0.010308 | 3114 | 26 | Alum Treatment | 0.9 | Winter Park | Courtland Osceola Alum | Existing | Existing |  |  | 14914.7171 | 3836762.3836 | 441 | 50% | 90% | 0.00096393 | 0
55 | 4 | 0.022123 | 410 | 55 | 4 | IND | 9.3984 | 0.78 | 1374.955 | 114.092 | 0.224 | 0.227 | 2.103 | 0.177 | 307.589 | 25.895 | 0.022123 | 0.043 | 0.002 | 0.00095129 | 4.4246e-05 | 0.005 | 0.0027609 | 3115 | 26 | Alum Treatment | 0.9 | Winter Park | Lincoln Alum | Existing | Existing |  |  | 14034.9892 | 2488767.2694 | 410 | 50% | 90% | 0.00047565 | 3.9822e-05
57 | 1 | 2.0883 | 417 | 57 | 1 | LDR | 4.6876 | 0.186 | 139.13 | 5.53 | 0.659 | 0.451 | 3.088 | 0.084 | 91.641 | 2.495 | 2.0883 | 0.559 | 0.026 | 1.1673 | 0.054295 | 0.119 | 0.14049 | 3115 | 26 | Alum Treatment | 0.9 | Winter Park | Lincoln Alum | Existing | Existing |  |  | 14034.9892 | 2488767.2694 | 417 | 50% | 90% | 0.58367 | 0.048865
57 | 2 | 0.079179 | 418 | 57 | 2 | MDR | 9.3885 | 0.403 | 3228.257 | 138.483 | 0.658 | 0.448 | 6.173 | 0.181 | 2122.675 | 62.088 | 0.079179 | 1.112 | 0.056 | 0.088047 | 0.004434 | 0.118 | 0.13805 | 3115 | 26 | Alum Treatment | 0.9 | Winter Park | Lincoln Alum | Existing | Existing |  |  | 14034.9892 | 2488767.2694 | 418 | 50% | 90% | 0.044024 | 0.0039906
57 | 3 | 2.136 | 419 | 57 | 3 | HDR | 21.498 | 1.4 | 434.255 | 28.275 | 0.657 | 0.449 | 14.134 | 0.629 | 285.499 | 12.707 | 2.136 | 2.545 | 0.202 | 5.4361 | 0.43147 | 0.118 | 0.14437 | 3115 | 26 | Alum Treatment | 0.9 | Winter Park | Lincoln Alum | Existing | Existing |  |  | 14034.9892 | 2488767.2694 | 419 | 50% | 90% | 2.718 | 0.38832
57 | 4 | 51.8758 | 420 | 57 | 4 | IND | 14.965 | 1.118 | 1618.052 | 120.881 | 0.652 | 0.441 | 9.757 | 0.493 | 1054.976 | 53.299 | 51.8758 | 1.717 | 0.151 | 89.0708 | 7.8332 | 0.115 | 0.13464 | 3115 | 26 | Alum Treatment | 0.9 | Winter Park | Lincoln Alum | Existing | Existing |  |  | 14034.9892 | 2488767.2694 | 420 | 50% | 90% | 44.5354 | 7.0499
57 | 6 | 0.9331 | 421 | 57 | 6 | OPE | 4.1886 | 0.157 | 14.253 | 0.535 | 0.663 | 0.461 | 2.778 | 0.073 | 9.452 | 0.247 | 0.9331 | 0.51 | 0.023 | 0.47588 | 0.021461 | 0.122 | 0.14893 | 3115 | 26 | Alum Treatment | 0.9 | Winter Park | Lincoln Alum | Existing | Existing |  |  | 14034.9892 | 2488767.2694 | 421 | 50% | 90% | 0.23794 | 0.019315
57 | 1 | 6.5117 | 417 | 57 | 1 | LDR | 4.6876 | 0.186 | 139.13 | 5.53 | 0.659 | 0.451 | 3.088 | 0.084 | 91.641 | 2.495 | 6.5117 | 0.559 | 0.026 | 3.6401 | 0.16931 | 0.119 | 0.14049 | 3116 | 26 | Alum Treatment | 0.9 | Winter Park | Morse Alum | Existing | Existing |  |  | 5391.4545 | 766103.7793 | 417 | 50% | 90% | 1.82 | 0.15237
57 | 3 | 2.6223 | 419 | 57 | 3 | HDR | 21.498 | 1.4 | 434.255 | 28.275 | 0.657 | 0.449 | 14.134 | 0.629 | 285.499 | 12.707 | 2.6223 | 2.545 | 0.202 | 6.6738 | 0.52971 | 0.118 | 0.14437 | 3116 | 26 | Alum Treatment | 0.9 | Winter Park | Morse Alum | Existing | Existing |  |  | 5391.4545 | 766103.7793 | 419 | 50% | 90% | 3.3369 | 0.47674
57 | 4 | 7.9847 | 420 | 57 | 4 | IND | 14.965 | 1.118 | 1618.052 | 120.881 | 0.652 | 0.441 | 9.757 | 0.493 | 1054.976 | 53.299 | 7.9847 | 1.717 | 0.151 | 13.7097 | 1.2057 | 0.115 | 0.13464 | 3116 | 26 | Alum Treatment | 0.9 | Winter Park | Morse Alum | Existing | Existing |  |  | 5391.4545 | 766103.7793 | 420 | 50% | 90% | 6.8548 | 1.0851
57 | 6 | 0.46866 | 421 | 57 | 6 | OPE | 4.1886 | 0.157 | 14.253 | 0.535 | 0.663 | 0.461 | 2.778 | 0.073 | 9.452 | 0.247 | 0.46866 | 0.51 | 0.023 | 0.23901 | 0.010779 | 0.122 | 0.14893 | 3116 | 26 | Alum Treatment | 0.9 | Winter Park | Morse Alum | Existing | Existing |  |  | 5391.4545 | 766103.7793 | 421 | 50% | 90% | 0.11951 | 0.0097012
57 | 3 | 0.18252 | 419 | 57 | 3 | HDR | 21.498 | 1.4 | 434.255 | 28.275 | 0.657 | 0.449 | 14.134 | 0.629 | 285.499 | 12.707 | 0.18252 | 2.545 | 0.202 | 0.46452 | 0.036869 | 0.118 | 0.14437 | 3117 | 26 | Alum Treatment | 0.9 | Winter Park | Rollins College Alum Station | Existing | Existing |  |  | 9020.8761 | 3179647.3884 | 419 | 50% | 90% | 0.23226 | 0.033183
57 | 4 | 0.63734 | 420 | 57 | 4 | IND | 14.965 | 1.118 | 1618.052 | 120.881 | 0.652 | 0.441 | 9.757 | 0.493 | 1054.976 | 53.299 | 0.63734 | 1.717 | 0.151 | 1.0943 | 0.096239 | 0.115 | 0.13464 | 3117 | 26 | Alum Treatment | 0.9 | Winter Park | Rollins College Alum Station | Existing | Existing |  |  | 9020.8761 | 3179647.3884 | 420 | 50% | 90% | 0.54716 | 0.086615
57 | 6 | 0.012531 | 421 | 57 | 6 | OPE | 4.1886 | 0.157 | 14.253 | 0.535 | 0.663 | 0.461 | 2.778 | 0.073 | 9.452 | 0.247 | 0.012531 | 0.51 | 0.023 | 0.0063909 | 0.00028822 | 0.122 | 0.14893 | 3117 | 26 | Alum Treatment | 0.9 | Winter Park | Rollins College Alum Station | Existing | Existing |  |  | 9020.8761 | 3179647.3884 | 421 | 50% | 90% | 0.0031954 | 0.00025939
57 | 10 | 0.088612 | 423 | 57 | 10 | RAN | 3.355 | 0.119 | 0.446 | 0.016 | 0.672 | 0.473 | 2.256 | 0.056 | 0.3 | 0.007 | 0.088612 | 0.427 | 0.019 | 0.037837 | 0.0016836 | 0.127 | 0.16317 | 3117 | 26 | Alum Treatment | 0.9 | Winter Park | Rollins College Alum Station | Existing | Existing |  |  | 9020.8761 | 3179647.3884 | 423 | 50% | 90% | 0.018919 | 0.0015153
58 | 2 | 0.38642 | 427 | 58 | 2 | MDR | 9.8281 | 0.44 | 3808.185 | 170.631 | 0.501 | 0.315 | 4.924 | 0.139 | 1908.105 | 53.755 | 0.38642 | 0.633 | 0.023 | 0.2446 | 0.0088876 | 0.064 | 0.052984 | 3117 | 26 | Alum Treatment | 0.9 | Winter Park | Rollins College Alum Station | Existing | Existing |  |  | 9020.8761 | 3179647.3884 | 427 | 50% | 90% | 0.1223 | 0.0079989
58 | 3 | 3.9376 | 428 | 58 | 3 | HDR | 22.5044 | 1.53 | 928.517 | 63.139 | 0.501 | 0.315 | 11.275 | 0.483 | 465.213 | 19.91 | 3.9376 | 1.45 | 0.085 | 5.7095 | 0.3347 | 0.064 | 0.055471 | 3117 | 26 | Alum Treatment | 0.9 | Winter Park | Rollins College Alum Station | Existing | Existing |  |  | 9020.8761 | 3179647.3884 | 428 | 50% | 90% | 2.8548 | 0.30123
58 | 4 | 65.2475 | 429 | 58 | 4 | IND | 15.6534 | 1.223 | 3061.189 | 239.111 | 0.496 | 0.309 | 7.77 | 0.378 | 1519.482 | 73.842 | 65.2475 | 0.973 | 0.063 | 63.4858 | 4.1106 | 0.062 | 0.051479 | 3117 | 26 | Alum Treatment | 0.9 | Winter Park | Rollins College Alum Station | Existing | Existing |  |  | 9020.8761 | 3179647.3884 | 429 | 50% | 90% | 31.7429 | 3.6995
58 | 6 | 0.39279 | 430 | 58 | 6 | OPE | 4.3897 | 0.172 | 211.467 | 8.278 | 0.506 | 0.326 | 2.221 | 0.056 | 106.999 | 2.698 | 0.39279 | 0.292 | 0.01 | 0.11469 | 0.0039279 | 0.066 | 0.057901 | 3117 | 26 | Alum Treatment | 0.9 | Winter Park | Rollins College Alum Station | Existing | Existing |  |  | 9020.8761 | 3179647.3884 | 430 | 50% | 90% | 0.057347 | 0.0035351
58 | 10 | 2.1096 | 432 | 58 | 10 | RAN | 3.522 | 0.13 | 7.425 | 0.275 | 0.513 | 0.336 | 1.808 | 0.044 | 3.812 | 0.092 | 2.1096 | 0.247 | 0.009 | 0.52108 | 0.018987 | 0.07 | 0.065781 | 3117 | 26 | Alum Treatment | 0.9 | Winter Park | Rollins College Alum Station | Existing | Existing |  |  | 9020.8761 | 3179647.3884 | 432 | 50% | 90% | 0.26054 | 0.017088
63 | 2 | 0.0084956 | 461 | 63 | 2 | MDR | 7.4475 | 0.374 | 3959.7 | 198.599 | 0.503 | 1.085 | 3.745 | 0.405 | 1991.138 | 215.521 | 0.0084956 | 0.153 | 0.012 | 0.0012998 | 0.00010195 | 0.021 | 0.031522 | 3112 | 26 | Alum Treatment | 0.9 | Orlando | BMP-03: Lake Rowena Screening Fac & Alum SW Improv | Existing Update | Project Completed |  | BMP-03 | 28673.6868 | 11674429.3459 | 461 | 50% | 90% | 0.00064991 | 9.1752e-05
57 | 3 | 7.6877 | 419 | 57 | 3 | HDR | 21.498 | 1.4 | 434.255 | 28.275 | 0.657 | 0.449 | 14.134 | 0.629 | 285.499 | 12.707 | 7.6877 | 2.545 | 0.202 | 19.5653 | 1.5529 | 0.118 | 0.14437 | 3113 | 26 | Alum Treatment | 0.9 | Winter Park | Alexander Place Alum | Existing | Existing |  |  | 6970.9261 | 1072175.6073 | 419 | 50% | 90% | 9.7826 | 1.3976
57 | 4 | 15.7834 | 420 | 57 | 4 | IND | 14.965 | 1.118 | 1618.052 | 120.881 | 0.652 | 0.441 | 9.757 | 0.493 | 1054.976 | 53.299 | 15.7834 | 1.717 | 0.151 | 27.1001 | 2.3833 | 0.115 | 0.13464 | 3113 | 26 | Alum Treatment | 0.9 | Winter Park | Alexander Place Alum | Existing | Existing |  |  | 6970.9261 | 1072175.6073 | 420 | 50% | 90% | 13.55 | 2.145
57 | 6 | 0.35607 | 421 | 57 | 6 | OPE | 4.1886 | 0.157 | 14.253 | 0.535 | 0.663 | 0.461 | 2.778 | 0.073 | 9.452 | 0.247 | 0.35607 | 0.51 | 0.023 | 0.1816 | 0.0081897 | 0.122 | 0.14893 | 3113 | 26 | Alum Treatment | 0.9 | Winter Park | Alexander Place Alum | Existing | Existing |  |  | 6970.9261 | 1072175.6073 | 421 | 50% | 90% | 0.090799 | 0.0073707
58 | 4 | 0.72714 | 429 | 58 | 4 | IND | 15.6534 | 1.223 | 3061.189 | 239.111 | 0.496 | 0.309 | 7.77 | 0.378 | 1519.482 | 73.842 | 0.72714 | 0.973 | 0.063 | 0.70751 | 0.04581 | 0.062 | 0.051479 | 3113 | 26 | Alum Treatment | 0.9 | Winter Park | Alexander Place Alum | Existing | Existing |  |  | 6970.9261 | 1072175.6073 | 429 | 50% | 90% | 0.35375 | 0.041229
58 | 6 | 0.059533 | 430 | 58 | 6 | OPE | 4.3897 | 0.172 | 211.467 | 8.278 | 0.506 | 0.326 | 2.221 | 0.056 | 106.999 | 2.698 | 0.059533 | 0.292 | 0.01 | 0.017384 | 0.00059533 | 0.066 | 0.057901 | 3113 | 26 | Alum Treatment | 0.9 | Winter Park | Alexander Place Alum | Existing | Existing |  |  | 6970.9261 | 1072175.6073 | 430 | 50% | 90% | 0.0086919 | 0.0005358
63 | 4 | 0.64999 | 463 | 63 | 4 | IND | 11.8601 | 1.053 | 2855.017 | 253.563 | 0.492 | 1.055 | 5.832 | 1.112 | 1403.806 | 267.598 | 0.64999 | 0.219 | 0.03 | 0.14235 | 0.0195 | 0.018 | 0.028585 | 3228 | 35 | Alum Treatment | 0.96 | Orlando | BMP-03: Lake Rowena Screening Fac & Alum SW Improv & BMP by Parcel | Existing Update | Project Completed | 1407 E COLONIAL DR | BMP-03 | 752.0884 | 28313.6006 | 463 | 50% | 90% | 0.071174 | 0.01755
63 | 4 | 0.30083 | 463 | 63 | 4 | IND | 11.8601 | 1.053 | 2855.017 | 253.563 | 0.492 | 1.055 | 5.832 | 1.112 | 1403.806 | 267.598 | 0.30083 | 0.219 | 0.03 | 0.065882 | 0.0090249 | 0.018 | 0.028585 | 3229 | 35 | Alum Treatment | 0.96 | Orlando | BMP-03: Lake Rowena Screening Fac & Alum SW Improv & BMP by Parcel | Existing Update | Project Completed | 1525 E COLONIAL DR | BMP-03 | 475.2022 | 13104.1026 | 463 | 50% | 90% | 0.032941 | 0.0081224
63 | 4 | 1.0452 | 463 | 63 | 4 | IND | 11.8601 | 1.053 | 2855.017 | 253.563 | 0.492 | 1.055 | 5.832 | 1.112 | 1403.806 | 267.598 | 1.0452 | 0.219 | 0.03 | 0.2289 | 0.031356 | 0.018 | 0.028585 | 3230 | 35 | Alum Treatment | 0.96 | Orlando | BMP-03: Lake Rowena Screening Fac & Alum SW Improv & BMP by Parcel | Existing Update | Project Completed | 2633 E COLONIAL DR | BMP-03 | 883.7078 | 45529.2939 | 463 | 50% | 90% | 0.11445 | 0.028221
63 | 4 | 0.35184 | 463 | 63 | 4 | IND | 11.8601 | 1.053 | 2855.017 | 253.563 | 0.492 | 1.055 | 5.832 | 1.112 | 1403.806 | 267.598 | 0.35184 | 0.219 | 0.03 | 0.077052 | 0.010555 | 0.018 | 0.028585 | 3231 | 35 | Alum Treatment | 0.96 | Orlando | BMP-03: Lake Rowena Screening Fac & Alum SW Improv & BMP by Parcel | Existing Update | Project Completed | 2924 CORRINE DR | BMP-03 | 495.4327 | 15325.9474 | 463 | 50% | 90% | 0.038526 | 0.0094996
57 | 2 | 42.6463 | 418 | 57 | 2 | MDR | 9.3885 | 0.403 | 3228.257 | 138.483 | 0.658 | 0.448 | 6.173 | 0.181 | 2122.675 | 62.088 | 42.6463 | 1.112 | 0.056 | 47.4227 | 2.3882 | 0.118 | 0.13805 | 3118 | 27 | Baffle Box | 0.1 | Winter Park | ELIZABETH DRIVE BAFFLE BOX | Existing Update | Current Projects |  |  | 9739.3603 | 1985768.401 | 418 | 5% | 5% | 2.3711 | 0.11941
58 | 2 | 3.3874 | 427 | 58 | 2 | MDR | 9.8281 | 0.44 | 3808.185 | 170.631 | 0.501 | 0.315 | 4.924 | 0.139 | 1908.105 | 53.755 | 3.3874 | 0.633 | 0.023 | 2.1442 | 0.07791 | 0.064 | 0.052984 | 3119 | 27 | Baffle Box | 0.1 | Winter Park | Glencoe Baffle Box | Existing Update | Current Projects |  |  | 2595.5106 | 147553.295 | 427 | 5% | 5% | 0.10721 | 0.0038955
58 | 2 | 4.259 | 427 | 58 | 2 | MDR | 9.8281 | 0.44 | 3808.185 | 170.631 | 0.501 | 0.315 | 4.924 | 0.139 | 1908.105 | 53.755 | 4.259 | 0.633 | 0.023 | 2.696 | 0.097958 | 0.064 | 0.052984 | 3120 | 27 | Baffle Box | 0.1 | Winter Park | Lakeview Baffle | Existing Update | Current Projects |  |  | 3140.5722 | 303280.6319 | 427 | 5% | 5% | 0.1348 | 0.0048979
58 | 4 | 2.7034 | 429 | 58 | 4 | IND | 15.6534 | 1.223 | 3061.189 | 239.111 | 0.496 | 0.309 | 7.77 | 0.378 | 1519.482 | 73.842 | 2.7034 | 0.973 | 0.063 | 2.6304 | 0.17031 | 0.062 | 0.051479 | 3120 | 27 | Baffle Box | 0.1 | Winter Park | Lakeview Baffle | Existing Update | Current Projects |  |  | 3140.5722 | 303280.6319 | 429 | 5% | 5% | 0.13152 | 0.0085156
58 | 2 | 5.2764 | 427 | 58 | 2 | MDR | 9.8281 | 0.44 | 3808.185 | 170.631 | 0.501 | 0.315 | 4.924 | 0.139 | 1908.105 | 53.755 | 5.2764 | 0.633 | 0.023 | 3.34 | 0.12136 | 0.064 | 0.052984 | 3121 | 27 | Baffle Box | 0.1 | Winter Park | Lakeview Oxford Baffle | Existing Update | Current Projects |  |  | 1981.3779 | 229838.3263 | 427 | 5% | 5% | 0.167 | 0.0060678
49 | 2 | 0.41097 | 364 | 49 | 2 | MDR | 15.7078 | 0.863 | 9137.034 | 501.793 | 0.968 | 0.952 | 15.207 | 0.822 | 8845.803 | 477.935 | 0.41097 | 5.468 | 0.323 | 2.2472 | 0.13274 | 0.348 | 0.37437 | 3122 | 27 | Baffle Box | 0.1 | Winter Park | Moss Baffle | Existing Update | Current Projects |  |  | 1740.0164 | 131505.8488 | 364 | 5% | 5% | 0.11236 | 0.0066372
51 | 2 | 2.608 | 381 | 51 | 2 | MDR | 12.3118 | 0.61 | 8989.592 | 445.055 | 0.471 | 0.624 | 5.799 | 0.38 | 4234.099 | 277.813 | 2.608 | 2.104 | 0.147 | 5.4872 | 0.38338 | 0.171 | 0.24118 | 3122 | 27 | Baffle Box | 0.1 | Winter Park | Moss Baffle | Existing Update | Current Projects |  |  | 1740.0164 | 131505.8488 | 381 | 5% | 5% | 0.27436 | 0.019169
57 | 2 | 1.4826 | 418 | 57 | 2 | MDR | 9.3885 | 0.403 | 3228.257 | 138.483 | 0.658 | 0.448 | 6.173 | 0.181 | 2122.675 | 62.088 | 1.4826 | 1.112 | 0.056 | 1.6486 | 0.083023 | 0.118 | 0.13805 | 3123 | 27 | Baffle Box | 0.1 | Winter Park | OSCEOLA COURT BAFFLE BOX | Existing Update | Current Projects |  |  | 1102.5146 | 64622.8589 | 418 | 5% | 5% | 0.08243 | 0.0041512
51 | 2 | 0.00020955 | 381 | 51 | 2 | MDR | 12.3118 | 0.61 | 8989.592 | 445.055 | 0.471 | 0.624 | 5.799 | 0.38 | 4234.099 | 277.813 | 0.00020955 | 2.104 | 0.147 | 0.0004409 | 3.0805e-05 | 0.171 | 0.24118 | 3124 | 27 | Baffle Box | 0.1 | Winter Park | Palmer Baffle Box | Existing Update | Current Projects |  |  | 3682.796 | 798465.8699 | 381 | 5% | 5% | 2.2045e-05 | 1.5402e-06
57 | 1 | 0.22805 | 417 | 57 | 1 | LDR | 4.6876 | 0.186 | 139.13 | 5.53 | 0.659 | 0.451 | 3.088 | 0.084 | 91.641 | 2.495 | 0.22805 | 0.559 | 0.026 | 0.12748 | 0.0059292 | 0.119 | 0.14049 | 3124 | 27 | Baffle Box | 0.1 | Winter Park | Palmer Baffle Box | Existing Update | Current Projects |  |  | 3682.796 | 798465.8699 | 417 | 5% | 5% | 0.0063739 | 0.00029646
57 | 2 | 17.9212 | 418 | 57 | 2 | MDR | 9.3885 | 0.403 | 3228.257 | 138.483 | 0.658 | 0.448 | 6.173 | 0.181 | 2122.675 | 62.088 | 17.9212 | 1.112 | 0.056 | 19.9284 | 1.0036 | 0.118 | 0.13805 | 3124 | 27 | Baffle Box | 0.1 | Winter Park | Palmer Baffle Box | Existing Update | Current Projects |  |  | 3682.796 | 798465.8699 | 418 | 5% | 5% | 0.99642 | 0.050179
57 | 3 | 0.18088 | 419 | 57 | 3 | HDR | 21.498 | 1.4 | 434.255 | 28.275 | 0.657 | 0.449 | 14.134 | 0.629 | 285.499 | 12.707 | 0.18088 | 2.545 | 0.202 | 0.46034 | 0.036538 | 0.118 | 0.14437 | 3124 | 27 | Baffle Box | 0.1 | Winter Park | Palmer Baffle Box | Existing Update | Current Projects |  |  | 3682.796 | 798465.8699 | 419 | 5% | 5% | 0.023017 | 0.0018269
57 | 2 | 1.8425 | 418 | 57 | 2 | MDR | 9.3885 | 0.403 | 3228.257 | 138.483 | 0.658 | 0.448 | 6.173 | 0.181 | 2122.675 | 62.088 | 1.8425 | 1.112 | 0.056 | 2.0489 | 0.10318 | 0.118 | 0.13805 | 3125 | 27 | Baffle Box | 0.1 | Winter Park | Trismen Baffle box | Existing Update | Current Projects |  |  | 1331.0009 | 80259.769 | 418 | 5% | 5% | 0.10244 | 0.0051591
10 | 1 | 0.34096 | 10 | 10 | 1 | LDR | 4.5114 | 0.203 | 82.102 | 3.701 | 0.219 | 0.108 | 0.986 | 0.022 | 17.951 | 0.401 | 0.34096 | 0.471 | 0.011 | 0.16059 | 0.0037505 | 0.104 | 0.05464 | 3193 | 34 | Baffle Box | 0.84 | Casselberry | Lake Concord Stormwater Park/ Anniversary Park | Project | Project | Baffle Box, Pervious Pavement, and Bioretention/Parking Lot - Portion of Redevelopment and Retrofit of City-owned property into an educational stormwater Park including installation of 2 baffle boxes and an exfiltration trench, and other BMPs (1) | 1E | 1200.2792 | 54044.2505 | 10 | 5% | 5% | 0.0080295 | 0.00018753
10 | 4 | 0.89973 | 13 | 10 | 4 | IND | 13.1528 | 1.186 | 6233.588 | 562.16 | 0.215 | 0.107 | 2.826 | 0.127 | 1339.375 | 60.359 | 0.89973 | 1.344 | 0.064 | 1.2092 | 0.057583 | 0.102 | 0.054107 | 3193 | 34 | Baffle Box | 0.84 | Casselberry | Lake Concord Stormwater Park/ Anniversary Park | Project | Project | Baffle Box, Pervious Pavement, and Bioretention/Parking Lot - Portion of Redevelopment and Retrofit of City-owned property into an educational stormwater Park including installation of 2 baffle boxes and an exfiltration trench, and other BMPs (1) | 1E | 1200.2792 | 54044.2505 | 13 | 5% | 5% | 0.060462 | 0.0028792
74 | 4 | 0.53858 | 521 | 74 | 4 | IND | 12.7547 | 1.119 | 2575.779 | 225.942 | 0.464 | 0.585 | 5.915 | 0.654 | 1194.586 | 132.125 | 0.53858 | 0.011 | 0.001 | 0.0059244 | 0.00053858 | 0.001 | 0.0013108 | 3194 | 34 | Baffle Box | 0.84 | Orlando | BMP-01: Lake Dot Water Quality Restoration & BMP by Parcel | Existing Update | Project Completed | 523 W ROBINSON ST | BMP-01 | 712.1694 | 23460.5366 | 521 | 5% | 5% | 0.00029622 | 2.6929e-05
74 | 4 | 0.18455 | 521 | 74 | 4 | IND | 12.7547 | 1.119 | 2575.779 | 225.942 | 0.464 | 0.585 | 5.915 | 0.654 | 1194.586 | 132.125 | 0.18455 | 0.011 | 0.001 | 0.0020301 | 0.00018455 | 0.001 | 0.0013108 | 3195 | 34 | Baffle Box | 0.84 | Orlando | BMP-01: Lake Dot Water Quality Restoration & BMP by Parcel | Existing Update | Project Completed | 536 W WASHINGTON ST | BMP-01 | 361.0287 | 8038.9807 | 521 | 5% | 5% | 0.0001015 | 9.2275e-06
74 | 4 | 0.0090402 | 521 | 74 | 4 | IND | 12.7547 | 1.119 | 2575.779 | 225.942 | 0.464 | 0.585 | 5.915 | 0.654 | 1194.586 | 132.125 | 0.0090402 | 0.011 | 0.001 | 9.9443e-05 | 9.0402e-06 | 0.001 | 0.0013108 | 3196 | 34 | Baffle Box | 0.84 | Orlando | BMP-01: Lake Dot Water Quality Restoration & BMP by Parcel | Existing Update | Project Completed | 600 W AMELIA ST | BMP-01 | 70.746 | 393.7912 | 521 | 5% | 5% | 4.9721e-06 | 4.5201e-07
74 | 4 | 0.0090387 | 521 | 74 | 4 | IND | 12.7547 | 1.119 | 2575.779 | 225.942 | 0.464 | 0.585 | 5.915 | 0.654 | 1194.586 | 132.125 | 0.0090387 | 0.011 | 0.001 | 9.9426e-05 | 9.0387e-06 | 0.001 | 0.0013108 | 3197 | 34 | Baffle Box | 0.84 | Orlando | BMP-01: Lake Dot Water Quality Restoration & BMP by Parcel | Existing Update | Project Completed | 600 W AMELIA ST | BMP-01 | 70.7347 | 393.7236 | 521 | 5% | 5% | 4.9713e-06 | 4.5193e-07
74 | 3 | 0.14314 | 520 | 74 | 3 | HDR | 18.3934 | 1.413 | 1855.797 | 142.518 | 0.471 | 0.588 | 8.655 | 0.83 | 873.202 | 83.79 | 0.14314 | 0.018 | 0.002 | 0.0025766 | 0.00028629 | 0.001 | 0.0015571 | 3198 | 34 | Baffle Box | 0.84 | Orlando | BMP-01: Lake Dot Water Quality Restoration & BMP by Parcel | Existing Update | Project Completed | 606 W ROBINSON ST | BMP-01 | 318.7788 | 6235.364 | 520 | 5% | 5% | 0.00012883 | 1.4314e-05
74 | 4 | 9.8675 | 521 | 74 | 4 | IND | 12.7547 | 1.119 | 2575.779 | 225.942 | 0.464 | 0.585 | 5.915 | 0.654 | 1194.586 | 132.125 | 9.8675 | 0.011 | 0.001 | 0.10854 | 0.0098675 | 0.001 | 0.0013108 | 3199 | 34 | Baffle Box | 0.84 | Orlando | BMP-01: Lake Dot Water Quality Restoration & BMP by Parcel | Existing Update | Project Completed | 630 W AMELIA ST | BMP-01 | 3216.1978 | 429828.1827 | 521 | 5% | 5% | 0.0054271 | 0.00049338
74 | 4 | 9.5558 | 521 | 74 | 4 | IND | 12.7547 | 1.119 | 2575.779 | 225.942 | 0.464 | 0.585 | 5.915 | 0.654 | 1194.586 | 132.125 | 9.5558 | 0.011 | 0.001 | 0.10511 | 0.0095558 | 0.001 | 0.0013108 | 3200 | 34 | Baffle Box | 0.84 | Orlando | BMP-01: Lake Dot Water Quality Restoration & BMP by Parcel | Existing Update | Project Completed | 630 W CONCORD ST | BMP-01 | 3054.8683 | 416247.5718 | 521 | 5% | 5% | 0.0052557 | 0.00047779
74 | 4 | 0.27347 | 521 | 74 | 4 | IND | 12.7547 | 1.119 | 2575.779 | 225.942 | 0.464 | 0.585 | 5.915 | 0.654 | 1194.586 | 132.125 | 0.27347 | 0.011 | 0.001 | 0.0030081 | 0.00027347 | 0.001 | 0.0013108 | 3201 | 34 | Baffle Box | 0.84 | Orlando | BMP-01: Lake Dot Water Quality Restoration & BMP by Parcel | Existing Update | Project Completed | 639 W ROBINSON ST | BMP-01 | 443.3006 | 11912.1721 | 521 | 5% | 5% | 0.00015041 | 1.3673e-05
74 | 4 | 0.71232 | 521 | 74 | 4 | IND | 12.7547 | 1.119 | 2575.779 | 225.942 | 0.464 | 0.585 | 5.915 | 0.654 | 1194.586 | 132.125 | 0.71232 | 0.011 | 0.001 | 0.0078355 | 0.00071232 | 0.001 | 0.0013108 | 3202 | 34 | Baffle Box | 0.84 | Orlando | BMP-01: Lake Dot Water Quality Restoration & BMP by Parcel | Existing Update | Project Completed | 648 W LIVINGSTON ST | BMP-01 | 717.8661 | 31028.6344 | 521 | 5% | 5% | 0.00039178 | 3.5616e-05
74 | 4 | 5.4029 | 521 | 74 | 4 | IND | 12.7547 | 1.119 | 2575.779 | 225.942 | 0.464 | 0.585 | 5.915 | 0.654 | 1194.586 | 132.125 | 5.4029 | 0.011 | 0.001 | 0.059432 | 0.0054029 | 0.001 | 0.0013108 | 3203 | 34 | Baffle Box | 0.84 | Orlando | BMP-01: Lake Dot Water Quality Restoration & BMP by Parcel | Existing Update | Project Completed | 649 W LIVINGSTON ST | BMP-01 | 2278.5941 | 235348.8776 | 521 | 5% | 5% | 0.0029716 | 0.00027014
74 | 3 | 0.90593 | 520 | 74 | 3 | HDR | 18.3934 | 1.413 | 1855.797 | 142.518 | 0.471 | 0.588 | 8.655 | 0.83 | 873.202 | 83.79 | 0.90593 | 0.018 | 0.002 | 0.016307 | 0.0018119 | 0.001 | 0.0015571 | 3204 | 34 | Baffle Box | 0.84 | Orlando | BMP-01: Lake Dot Water Quality Restoration & BMP by Parcel | Existing Update | Project Completed | 651 W JEFFERSON ST | BMP-01 | 1020.189 | 49697.1053 | 520 | 5% | 5% | 0.00081533 | 9.0593e-05
74 | 4 | 0.23497 | 521 | 74 | 4 | IND | 12.7547 | 1.119 | 2575.779 | 225.942 | 0.464 | 0.585 | 5.915 | 0.654 | 1194.586 | 132.125 | 0.23497 | 0.011 | 0.001 | 0.0025846 | 0.00023497 | 0.001 | 0.0013108 | 3204 | 34 | Baffle Box | 0.84 | Orlando | BMP-01: Lake Dot Water Quality Restoration & BMP by Parcel | Existing Update | Project Completed | 651 W JEFFERSON ST | BMP-01 | 1020.189 | 49697.1053 | 521 | 5% | 5% | 0.00012923 | 1.1748e-05
74 | 3 | 0.32337 | 520 | 74 | 3 | HDR | 18.3934 | 1.413 | 1855.797 | 142.518 | 0.471 | 0.588 | 8.655 | 0.83 | 873.202 | 83.79 | 0.32337 | 0.018 | 0.002 | 0.0058207 | 0.00064675 | 0.001 | 0.0015571 | 3205 | 34 | Baffle Box | 0.84 | Orlando | BMP-01: Lake Dot Water Quality Restoration & BMP by Parcel | Existing Update | Project Completed | 715 W CONCORD ST | BMP-01 | 807.6598 | 32192.6534 | 520 | 5% | 5% | 0.00029104 | 3.2337e-05
74 | 4 | 0.41567 | 521 | 74 | 4 | IND | 12.7547 | 1.119 | 2575.779 | 225.942 | 0.464 | 0.585 | 5.915 | 0.654 | 1194.586 | 132.125 | 0.41567 | 0.011 | 0.001 | 0.0045724 | 0.00041567 | 0.001 | 0.0013108 | 3205 | 34 | Baffle Box | 0.84 | Orlando | BMP-01: Lake Dot Water Quality Restoration & BMP by Parcel | Existing Update | Project Completed | 715 W CONCORD ST | BMP-01 | 807.6598 | 32192.6534 | 521 | 5% | 5% | 0.00022862 | 2.0784e-05
74 | 4 | 0.14215 | 521 | 74 | 4 | IND | 12.7547 | 1.119 | 2575.779 | 225.942 | 0.464 | 0.585 | 5.915 | 0.654 | 1194.586 | 132.125 | 0.14215 | 0.011 | 0.001 | 0.0015637 | 0.00014215 | 0.001 | 0.0013108 | 3206 | 34 | Baffle Box | 0.84 | Orlando | BMP-01: Lake Dot Water Quality Restoration & BMP by Parcel | Existing Update | Project Completed | 731 W AMELIA ST | BMP-01 | 361.7258 | 6621.7786 | 521 | 5% | 5% | 7.8183e-05 | 7.1076e-06
74 | 10 | 0.0050405 | 522 | 74 | 10 | RAN | 3.1166 | 0.125 | 6.844 | 0.275 | 0.48 | 0.591 | 1.495 | 0.074 | 3.283 | 0.163 | 0.0050405 | 0.004 | 0 | 2.0162e-05 | 0 | 0.001 | 0.0021197 | 3206 | 34 | Baffle Box | 0.84 | Orlando | BMP-01: Lake Dot Water Quality Restoration & BMP by Parcel | Existing Update | Project Completed | 731 W AMELIA ST | BMP-01 | 361.7258 | 6621.7786 | 522 | 5% | 5% | 1.0081e-06 | 0
74 | 11 | 0.0048237 | 523 | 74 | 11 | FOR | 1.6334 | 0.064 | 3.601 | 0.142 | 0.482 | 0.594 | 0.787 | 0.038 | 1.734 | 0.084 | 0.0048237 | 0.002 | 0 | 9.6474e-06 | 0 | 0.002 | 0.0023472 | 3206 | 34 | Baffle Box | 0.84 | Orlando | BMP-01: Lake Dot Water Quality Restoration & BMP by Parcel | Existing Update | Project Completed | 731 W AMELIA ST | BMP-01 | 361.7258 | 6621.7786 | 523 | 5% | 5% | 4.8237e-07 | 0
76 | 2 | 0.014991 | 530 | 76 | 2 | MDR | 4.2138 | 0.209 | 811.452 | 40.21 | 0.207 | 0.148 | 0.871 | 0.031 | 167.702 | 5.958 | 0.014991 | 0.001 | 0 | 1.4991e-05 | 0 | 0 | 0.00039998 | 3207 | 34 | Baffle Box | 0.84 | Orlando | BMP-06: Overbrook Stormwater Improvements & BMP by Parcel | Existing Update | Project Completed | 1220 COUNTRY CLUB OAK | BMP-06 | 647.6367 | 653.3444 | 530 | 5% | 5% | 7.4957e-07 | 0
76 | 8 | 7.5671e-06 | 533 | 76 | 8 | AGR | 4.5948 | 0.246 | 506.728 | 27.16 | 0.228 | 0.166 | 1.046 | 0.041 | 115.387 | 4.515 | 7.5671e-06 | 0.002 | 0 | 1.5134e-08 | 0 | 0 | 0.0005983 | 3207 | 34 | Baffle Box | 0.84 | Orlando | BMP-06: Overbrook Stormwater Improvements & BMP by Parcel | Existing Update | Project Completed | 1220 COUNTRY CLUB OAK | BMP-06 | 647.6367 | 653.3444 | 533 | 5% | 5% | 7.5671e-10 | 0
76 | 2 | 0.01471 | 530 | 76 | 2 | MDR | 4.2138 | 0.209 | 811.452 | 40.21 | 0.207 | 0.148 | 0.871 | 0.031 | 167.702 | 5.958 | 0.01471 | 0.001 | 0 | 1.471e-05 | 0 | 0 | 0.00039998 | 3208 | 34 | Baffle Box | 0.84 | Orlando | BMP-06: Overbrook Stormwater Improvements & BMP by Parcel | Existing Update | Project Completed | 1228 COUNTRY CLUB OAK | BMP-06 | 703.0483 | 818.6034 | 530 | 5% | 5% | 7.3548e-07 | 0
76 | 4 | 0.004083 | 532 | 76 | 4 | IND | 6.7195 | 0.588 | 843.724 | 73.858 | 0.195 | 0.142 | 1.313 | 0.084 | 164.818 | 10.493 | 0.004083 | 0.001 | 0 | 4.083e-06 | 0 | 0 | 0.00036669 | 3208 | 34 | Baffle Box | 0.84 | Orlando | BMP-06: Overbrook Stormwater Improvements & BMP by Parcel | Existing Update | Project Completed | 1228 COUNTRY CLUB OAK | BMP-06 | 703.0483 | 818.6034 | 532 | 5% | 5% | 2.0415e-07 | 0
76 | 3 | 0.031563 | 531 | 76 | 3 | HDR | 9.6413 | 0.743 | 247.926 | 19.112 | 0.207 | 0.149 | 1.992 | 0.111 | 51.232 | 2.857 | 0.031563 | 0.002 | 0 | 6.3127e-05 | 0 | 0 | 0.00043602 | 3209 | 34 | Baffle Box | 0.84 | Orlando | BMP-06: Overbrook Stormwater Improvements & BMP by Parcel | Existing Update | Project Completed | 820 ELLWOOD AVE | BMP-06 | 170.001 | 1374.8987 | 531 | 5% | 5% | 3.1563e-06 | 0
76 | 3 | 0.0071888 | 531 | 76 | 3 | HDR | 9.6413 | 0.743 | 247.926 | 19.112 | 0.207 | 0.149 | 1.992 | 0.111 | 51.232 | 2.857 | 0.0071888 | 0.002 | 0 | 1.4378e-05 | 0 | 0 | 0.00043602 | 3210 | 34 | Baffle Box | 0.84 | Orlando | BMP-06: Overbrook Stormwater Improvements & BMP by Parcel | Existing Update | Project Completed | 822 ELLWOOD AVE | BMP-06 | 71.3161 | 313.1416 | 531 | 5% | 5% | 7.1888e-07 | 0
76 | 3 | 0.031563 | 531 | 76 | 3 | HDR | 9.6413 | 0.743 | 247.926 | 19.112 | 0.207 | 0.149 | 1.992 | 0.111 | 51.232 | 2.857 | 0.031563 | 0.002 | 0 | 6.3127e-05 | 0 | 0 | 0.00043602 | 3211 | 34 | Baffle Box | 0.84 | Orlando | BMP-06: Overbrook Stormwater Improvements & BMP by Parcel | Existing Update | Project Completed | 824 ELLWOOD AVE | BMP-06 | 169.936 | 1374.897 | 531 | 5% | 5% | 3.1563e-06 | 0
76 | 3 | 0.011208 | 531 | 76 | 3 | HDR | 9.6413 | 0.743 | 247.926 | 19.112 | 0.207 | 0.149 | 1.992 | 0.111 | 51.232 | 2.857 | 0.011208 | 0.002 | 0 | 2.2416e-05 | 0 | 0 | 0.00043602 | 3212 | 34 | Baffle Box | 0.84 | Orlando | BMP-06: Overbrook Stormwater Improvements & BMP by Parcel | Existing Update | Project Completed | 826 ELLWOOD AVE | BMP-06 | 100.7273 | 488.2197 | 531 | 5% | 5% | 1.1208e-06 | 0
76 | 3 | 0.010902 | 531 | 76 | 3 | HDR | 9.6413 | 0.743 | 247.926 | 19.112 | 0.207 | 0.149 | 1.992 | 0.111 | 51.232 | 2.857 | 0.010902 | 0.002 | 0 | 2.1803e-05 | 0 | 0 | 0.00043602 | 3213 | 34 | Baffle Box | 0.84 | Orlando | BMP-06: Overbrook Stormwater Improvements & BMP by Parcel | Existing Update | Project Completed | 830 ELLWOOD AVE | BMP-06 | 100.0095 | 474.8766 | 531 | 5% | 5% | 1.0902e-06 | 0
76 | 3 | 0.031553 | 531 | 76 | 3 | HDR | 9.6413 | 0.743 | 247.926 | 19.112 | 0.207 | 0.149 | 1.992 | 0.111 | 51.232 | 2.857 | 0.031553 | 0.002 | 0 | 6.3105e-05 | 0 | 0 | 0.00043602 | 3214 | 34 | Baffle Box | 0.84 | Orlando | BMP-06: Overbrook Stormwater Improvements & BMP by Parcel | Existing Update | Project Completed | 832 ELLWOOD AVE | BMP-06 | 170.0027 | 1374.423 | 531 | 5% | 5% | 3.1553e-06 | 0
76 | 2 | 0.00010349 | 530 | 76 | 2 | MDR | 4.2138 | 0.209 | 811.452 | 40.21 | 0.207 | 0.148 | 0.871 | 0.031 | 167.702 | 5.958 | 0.00010349 | 0.001 | 0 | 1.0349e-07 | 0 | 0 | 0.00039998 | 3215 | 34 | Baffle Box | 0.84 | Orlando | BMP-06: Overbrook Stormwater Improvements & BMP by Parcel | Existing Update | Project Completed | 834 ELLWOOD AVE | BMP-06 | 170.0228 | 1375.4681 | 530 | 5% | 5% | 5.1744e-09 | 0
76 | 3 | 0.031473 | 531 | 76 | 3 | HDR | 9.6413 | 0.743 | 247.926 | 19.112 | 0.207 | 0.149 | 1.992 | 0.111 | 51.232 | 2.857 | 0.031473 | 0.002 | 0 | 6.2946e-05 | 0 | 0 | 0.00043602 | 3215 | 34 | Baffle Box | 0.84 | Orlando | BMP-06: Overbrook Stormwater Improvements & BMP by Parcel | Existing Update | Project Completed | 834 ELLWOOD AVE | BMP-06 | 170.0228 | 1375.4681 | 531 | 5% | 5% | 3.1473e-06 | 0
76 | 2 | 0.0018185 | 530 | 76 | 2 | MDR | 4.2138 | 0.209 | 811.452 | 40.21 | 0.207 | 0.148 | 0.871 | 0.031 | 167.702 | 5.958 | 0.0018185 | 0.001 | 0 | 1.8185e-06 | 0 | 0 | 0.00039998 | 3216 | 34 | Baffle Box | 0.84 | Orlando | BMP-06: Overbrook Stormwater Improvements & BMP by Parcel | Existing Update | Project Completed | 836 ELLWOOD AVE | BMP-06 | 189.1044 | 1326.7406 | 530 | 5% | 5% | 9.0927e-08 | 0
76 | 3 | 0.028639 | 531 | 76 | 3 | HDR | 9.6413 | 0.743 | 247.926 | 19.112 | 0.207 | 0.149 | 1.992 | 0.111 | 51.232 | 2.857 | 0.028639 | 0.002 | 0 | 5.7279e-05 | 0 | 0 | 0.00043602 | 3216 | 34 | Baffle Box | 0.84 | Orlando | BMP-06: Overbrook Stormwater Improvements & BMP by Parcel | Existing Update | Project Completed | 836 ELLWOOD AVE | BMP-06 | 189.1044 | 1326.7406 | 531 | 5% | 5% | 2.8639e-06 | 0
76 | 2 | 0.0040947 | 530 | 76 | 2 | MDR | 4.2138 | 0.209 | 811.452 | 40.21 | 0.207 | 0.148 | 0.871 | 0.031 | 167.702 | 5.958 | 0.0040947 | 0.001 | 0 | 4.0947e-06 | 0 | 0 | 0.00039998 | 3223 | 34 | Baffle Box | 0.84 | Orlando | BMP-13: Spring Lake Baffle Box @ Rio Grande & BMP by Parcel | Project | Future Project | 1227 W COLONIAL DR | BMP-13 | 373.898 | 7651.0293 | 530 | 5% | 5% | 2.0473e-07 | 0
76 | 4 | 0.17047 | 532 | 76 | 4 | IND | 6.7195 | 0.588 | 843.724 | 73.858 | 0.195 | 0.142 | 1.313 | 0.084 | 164.818 | 10.493 | 0.17047 | 0.001 | 0 | 0.00017047 | 0 | 0 | 0.00036669 | 3223 | 34 | Baffle Box | 0.84 | Orlando | BMP-13: Spring Lake Baffle Box @ Rio Grande & BMP by Parcel | Project | Future Project | 1227 W COLONIAL DR | BMP-13 | 373.898 | 7651.0293 | 532 | 5% | 5% | 8.5234e-06 | 0
76 | 2 | 0.030334 | 530 | 76 | 2 | MDR | 4.2138 | 0.209 | 811.452 | 40.21 | 0.207 | 0.148 | 0.871 | 0.031 | 167.702 | 5.958 | 0.030334 | 0.001 | 0 | 3.0334e-05 | 0 | 0 | 0.00039998 | 3224 | 34 | Baffle Box | 0.84 | Orlando | BMP-13: Spring Lake Baffle Box @ Rio Grande & BMP by Parcel | Project | Future Project | 1301 W COLONIAL DR | BMP-13 | 446.4753 | 11806.9695 | 530 | 5% | 5% | 1.5167e-06 | 0
76 | 4 | 0.24072 | 532 | 76 | 4 | IND | 6.7195 | 0.588 | 843.724 | 73.858 | 0.195 | 0.142 | 1.313 | 0.084 | 164.818 | 10.493 | 0.24072 | 0.001 | 0 | 0.00024072 | 0 | 0 | 0.00036669 | 3224 | 34 | Baffle Box | 0.84 | Orlando | BMP-13: Spring Lake Baffle Box @ Rio Grande & BMP by Parcel | Project | Future Project | 1301 W COLONIAL DR | BMP-13 | 446.4753 | 11806.9695 | 532 | 5% | 5% | 1.2036e-05 | 0
73 | 4 | 0.017942 | 516 | 73 | 4 | IND | 8.0329 | 0.602 | 1692.908 | 126.871 | 0.248 | 0.201 | 1.992 | 0.121 | 419.906 | 25.485 | 0.017942 | 0.014 | 0.001 | 0.00025118 | 1.7942e-05 | 0.002 | 0.002163 | 3225 | 34 | Baffle Box | 0.84 | Orlando | BMP-20: Westmoreland Baffle Box & BMP by Parcel | Existing Update | Project Completed | 1001 W COLONIAL DR | BMP-20 | 137.7204 | 781.5309 | 516 | 5% | 5% | 1.2559e-05 | 8.9708e-07
76 | 2 | 0.017723 | 530 | 76 | 2 | MDR | 4.2138 | 0.209 | 811.452 | 40.21 | 0.207 | 0.148 | 0.871 | 0.031 | 167.702 | 5.958 | 0.017723 | 0.001 | 0 | 1.7723e-05 | 0 | 0 | 0.00039998 | 3226 | 34 | Baffle Box | 0.84 | Orlando | BMP-24: Spring Lake Baffle Box @ Springdale & BMP by Parcel | Existing Update | Project Completed | 1227 W COLONIAL DR | BMP-24 | 147.9076 | 819.0945 | 530 | 5% | 5% | 8.8613e-07 | 0
76 | 2 | 0.0061784 | 530 | 76 | 2 | MDR | 4.2138 | 0.209 | 811.452 | 40.21 | 0.207 | 0.148 | 0.871 | 0.031 | 167.702 | 5.958 | 0.0061784 | 0.001 | 0 | 6.1784e-06 | 0 | 0 | 0.00039998 | 3227 | 34 | Baffle Box | 0.84 | Orlando | BMP-24: Spring Lake Baffle Box @ Springdale & BMP by Parcel | Existing Update | Project Completed | 1301 W COLONIAL DR | BMP-24 | 253.3573 | 275.4233 | 530 | 5% | 5% | 3.0892e-07 | 0
76 | 4 | 0.00014446 | 532 | 76 | 4 | IND | 6.7195 | 0.588 | 843.724 | 73.858 | 0.195 | 0.142 | 1.313 | 0.084 | 164.818 | 10.493 | 0.00014446 | 0.001 | 0 | 1.4446e-07 | 0 | 0 | 0.00036669 | 3227 | 34 | Baffle Box | 0.84 | Orlando | BMP-24: Spring Lake Baffle Box @ Springdale & BMP by Parcel | Existing Update | Project Completed | 1301 W COLONIAL DR | BMP-24 | 253.3573 | 275.4233 | 532 | 5% | 5% | 7.2232e-09 | 0
76 | 2 | 0.0010813 | 530 | 76 | 2 | MDR | 4.2138 | 0.209 | 811.452 | 40.21 | 0.207 | 0.148 | 0.871 | 0.031 | 167.702 | 5.958 | 0.0010813 | 0.001 | 0 | 1.0813e-06 | 0 | 0 | 0.00039998 | 3223 | 34 | Baffle Box | 0.84 | Orlando | BMP-13: Spring Lake Baffle Box @ Rio Grande & BMP by Parcel | Project | Future Project | 1227 W COLONIAL DR | BMP-13 | 373.898 | 7651.0293 | 530 | 5% | 5% | 5.4066e-08 | 0
76 | 2 | 0.0010813 | 530 | 76 | 2 | MDR | 4.2138 | 0.209 | 811.452 | 40.21 | 0.207 | 0.148 | 0.871 | 0.031 | 167.702 | 5.958 | 0.0010813 | 0.001 | 0 | 1.0813e-06 | 0 | 0 | 0.00039998 | 3226 | 34 | Baffle Box | 0.84 | Orlando | BMP-24: Spring Lake Baffle Box @ Springdale & BMP by Parcel | Existing Update | Project Completed | 1227 W COLONIAL DR | BMP-24 | 147.9076 | 819.0945 | 530 | 5% | 5% | 5.4066e-08 | 0
46 | 1 | 0.072791 | 340 | 46 | 1 | LDR | 7.475 | 0.335 | 892.731 | 39.971 | 0.586 | 0.84 | 4.38 | 0.281 | 523.1 | 33.572 | 0.072791 | 3.356 | 0.165 | 0.24429 | 0.012011 | 0.449 | 0.49425 | 3153 | 30 | Baffle Box | 0.25 | Casselberry | 672 & 676 San Pablo Avenue Baffle Boxes | Project | Project | Replace existing storm manholes with two Baffle Boxes for removal of pollutants (sediment and detritus) (4b) | 4B | 5152.3422 | 1221039.0466 | 340 | 5% | 5% | 0.012214 | 0.00060053
46 | 3 | 26.7668 | 342 | 46 | 3 | HDR | 29.2966 | 2.128 | 15135.696 | 1099.348 | 0.585 | 0.841 | 17.131 | 1.789 | 8850.484 | 924.087 | 26.7668 | 13.118 | 1.05 | 351.1271 | 28.1052 | 0.448 | 0.49364 | 3153 | 30 | Baffle Box | 0.25 | Casselberry | 672 & 676 San Pablo Avenue Baffle Boxes | Project | Project | Replace existing storm manholes with two Baffle Boxes for removal of pollutants (sediment and detritus) (4b) | 4B | 5152.3422 | 1221039.0466 | 342 | 5% | 5% | 17.5564 | 1.4053
46 | 4 | 1.0118 | 343 | 46 | 4 | IND | 17.0006 | 1.432 | 5136.665 | 432.629 | 0.581 | 0.828 | 9.877 | 1.185 | 2984.427 | 358.031 | 1.0118 | 7.542 | 0.694 | 7.6307 | 0.70216 | 0.444 | 0.48499 | 3153 | 30 | Baffle Box | 0.25 | Casselberry | 672 & 676 San Pablo Avenue Baffle Boxes | Project | Project | Replace existing storm manholes with two Baffle Boxes for removal of pollutants (sediment and detritus) (4b) | 4B | 5152.3422 | 1221039.0466 | 343 | 5% | 5% | 0.38153 | 0.035108
46 | 6 | 0.17995 | 344 | 46 | 6 | OPE | 7.8531 | 0.34 | 453.903 | 19.632 | 0.587 | 0.847 | 4.613 | 0.288 | 266.622 | 16.626 | 0.17995 | 3.539 | 0.17 | 0.63684 | 0.030591 | 0.451 | 0.49916 | 3153 | 30 | Baffle Box | 0.25 | Casselberry | 672 & 676 San Pablo Avenue Baffle Boxes | Project | Project | Replace existing storm manholes with two Baffle Boxes for removal of pollutants (sediment and detritus) (4b) | 4B | 5152.3422 | 1221039.0466 | 344 | 5% | 5% | 0.031842 | 0.0015296
15 | 2 | 21.4381 | 48 | 15 | 2 | MDR | 7.3702 | 0.422 | 5942.609 | 340.176 | 0.471 | 0.494 | 3.471 | 0.209 | 2798.745 | 168.156 | 21.4381 | 3.471 | 0.209 | 74.4118 | 4.4806 | 0.471 | 0.49432 | 3154 | 30 | Baffle Box | 0.25 | Casselberry | 808 Osceola Trail Baffle Box | Project | Project | Replace existing storm manholes with Baffle Boxes for removal of pollutants (sediment and detritus) (4.i) | 4I | 4868.7154 | 1098820.8585 | 48 | 5% | 5% | 3.7206 | 0.22403
15 | 6 | 2.7714 | 51 | 15 | 6 | OPE | 4.0278 | 0.208 | 188.418 | 9.726 | 0.473 | 0.496 | 1.905 | 0.103 | 89.126 | 4.828 | 2.7714 | 1.905 | 0.103 | 5.2795 | 0.28545 | 0.473 | 0.49643 | 3154 | 30 | Baffle Box | 0.25 | Casselberry | 808 Osceola Trail Baffle Box | Project | Project | Replace existing storm manholes with Baffle Boxes for removal of pollutants (sediment and detritus) (4.i) | 4I | 4868.7154 | 1098820.8585 | 51 | 5% | 5% | 0.26398 | 0.014273
15 | 13 | 1.016 | 56 | 15 | 13 | WET | 5.949 | 0.459 | 2341.804 | 180.724 | 0.473 | 0.503 | 2.811 | 0.231 | 1106.548 | 90.851 | 1.016 | 2.811 | 0.231 | 2.856 | 0.2347 | 0.473 | 0.50271 | 3154 | 30 | Baffle Box | 0.25 | Casselberry | 808 Osceola Trail Baffle Box | Project | Project | Replace existing storm manholes with Baffle Boxes for removal of pollutants (sediment and detritus) (4.i) | 4I | 4868.7154 | 1098820.8585 | 56 | 5% | 5% | 0.1428 | 0.011735
10 | 4 | 0.46403 | 13 | 10 | 4 | IND | 13.1528 | 1.186 | 6233.588 | 562.16 | 0.215 | 0.107 | 2.826 | 0.127 | 1339.375 | 60.359 | 0.46403 | 1.344 | 0.064 | 0.62365 | 0.029698 | 0.102 | 0.054107 | 3156 | 30 | Baffle Box | 0.25 | Casselberry | Lake Concord Stormwater Park/ Anniversary Park - Plumosa Baffle Box | Project | Project | Plumosa Baffle Box - Portion of Redevelopment and Retrofit of City-owned property into an educational stormwater Park including installation of 2 baffle boxes and an exfiltration trench, and other BMPs | 1A | 4026.9861 | 368218.4901 | 13 | 5% | 5% | 0.031183 | 0.0014849
13 | 2 | 6.8745 | 39 | 13 | 2 | MDR | 18.0436 | 0.628 | 3512.436 | 122.222 | 0.525 | 0.326 | 9.477 | 0.204 | 1844.865 | 39.803 | 6.8745 | 4.532 | 0.103 | 31.1552 | 0.70807 | 0.251 | 0.16422 | 3156 | 30 | Baffle Box | 0.25 | Casselberry | Lake Concord Stormwater Park/ Anniversary Park - Plumosa Baffle Box | Project | Project | Plumosa Baffle Box - Portion of Redevelopment and Retrofit of City-owned property into an educational stormwater Park including installation of 2 baffle boxes and an exfiltration trench, and other BMPs | 1A | 4026.9861 | 368218.4901 | 39 | 5% | 5% | 1.5578 | 0.035404
13 | 4 | 1.0658 | 41 | 13 | 4 | IND | 26.0926 | 1.754 | 7076.808 | 475.796 | 0.518 | 0.323 | 13.52 | 0.566 | 3666.784 | 153.491 | 1.0658 | 6.43 | 0.285 | 6.853 | 0.30375 | 0.246 | 0.16272 | 3156 | 30 | Baffle Box | 0.25 | Casselberry | Lake Concord Stormwater Park/ Anniversary Park - Plumosa Baffle Box | Project | Project | Plumosa Baffle Box - Portion of Redevelopment and Retrofit of City-owned property into an educational stormwater Park including installation of 2 baffle boxes and an exfiltration trench, and other BMPs | 1A | 4026.9861 | 368218.4901 | 41 | 5% | 5% | 0.34265 | 0.015187
13 | 13 | 0.048857 | 46 | 13 | 13 | WET | 22.3406 | 1.095 | 1355.616 | 66.432 | 0.523 | 0.329 | 11.678 | 0.36 | 708.636 | 21.829 | 0.048857 | 5.575 | 0.182 | 0.27238 | 0.008892 | 0.25 | 0.16625 | 3156 | 30 | Baffle Box | 0.25 | Casselberry | Lake Concord Stormwater Park/ Anniversary Park - Plumosa Baffle Box | Project | Project | Plumosa Baffle Box - Portion of Redevelopment and Retrofit of City-owned property into an educational stormwater Park including installation of 2 baffle boxes and an exfiltration trench, and other BMPs | 1A | 4026.9861 | 368218.4901 | 46 | 5% | 5% | 0.013619 | 0.0004446
15 | 2 | 17.8989 | 48 | 15 | 2 | MDR | 7.3702 | 0.422 | 5942.609 | 340.176 | 0.471 | 0.494 | 3.471 | 0.209 | 2798.745 | 168.156 | 17.8989 | 3.471 | 0.209 | 62.127 | 3.7409 | 0.471 | 0.49432 | 3157 | 30 | Baffle Box | 0.25 | Casselberry | Lake Hodge Park Baffle Box | Project | Project | Replace existing storm manholes with Baffle Boxes for removal of pollutants (sediment and detritus) (4j) | 4J | 7849.9688 | 2315564.3704 | 48 | 5% | 5% | 3.1064 | 0.18704
15 | 3 | 0.55996 | 49 | 15 | 3 | HDR | 15.855 | 1.386 | 5622.889 | 491.639 | 0.471 | 0.496 | 7.465 | 0.687 | 2647.371 | 243.749 | 0.55996 | 7.465 | 0.687 | 4.1801 | 0.3847 | 0.471 | 0.49579 | 3157 | 30 | Baffle Box | 0.25 | Casselberry | Lake Hodge Park Baffle Box | Project | Project | Replace existing storm manholes with Baffle Boxes for removal of pollutants (sediment and detritus) (4j) | 4J | 7849.9688 | 2315564.3704 | 49 | 5% | 5% | 0.20901 | 0.019235
15 | 13 | 3.5484 | 56 | 15 | 13 | WET | 5.949 | 0.459 | 2341.804 | 180.724 | 0.473 | 0.503 | 2.811 | 0.231 | 1106.548 | 90.851 | 3.5484 | 2.811 | 0.231 | 9.9745 | 0.81968 | 0.473 | 0.50271 | 3157 | 30 | Baffle Box | 0.25 | Casselberry | Lake Hodge Park Baffle Box | Project | Project | Replace existing storm manholes with Baffle Boxes for removal of pollutants (sediment and detritus) (4j) | 4J | 7849.9688 | 2315564.3704 | 56 | 5% | 5% | 0.49873 | 0.040984
23 | 2 | 28.402 | 121 | 23 | 2 | MDR | 7.0851 | 0.345 | 2693.279 | 131.118 | 0.895 | 0.911 | 6.34 | 0.314 | 2410.131 | 119.396 | 28.402 | 6.34 | 0.314 | 180.0684 | 8.9182 | 0.895 | 0.9106 | 3157 | 30 | Baffle Box | 0.25 | Casselberry | Lake Hodge Park Baffle Box | Project | Project | Replace existing storm manholes with Baffle Boxes for removal of pollutants (sediment and detritus) (4j) | 4J | 7849.9688 | 2315564.3704 | 121 | 5% | 5% | 9.0034 | 0.44591
23 | 3 | 0.096975 | 122 | 23 | 3 | HDR | 15.1365 | 1.11 | 4936.678 | 361.861 | 0.895 | 0.911 | 13.544 | 1.011 | 4417.226 | 329.591 | 0.096975 | 13.544 | 1.011 | 1.3134 | 0.098042 | 0.895 | 0.91082 | 3157 | 30 | Baffle Box | 0.25 | Casselberry | Lake Hodge Park Baffle Box | Project | Project | Replace existing storm manholes with Baffle Boxes for removal of pollutants (sediment and detritus) (4j) | 4J | 7849.9688 | 2315564.3704 | 122 | 5% | 5% | 0.065671 | 0.0049021
23 | 4 | 1.8671 | 123 | 23 | 4 | IND | 10.0422 | 0.85 | 5417.453 | 458.426 | 0.893 | 0.909 | 8.963 | 0.773 | 4835.422 | 416.755 | 1.8671 | 8.963 | 0.773 | 16.7352 | 1.4433 | 0.893 | 0.9091 | 3157 | 30 | Baffle Box | 0.25 | Casselberry | Lake Hodge Park Baffle Box | Project | Project | Replace existing storm manholes with Baffle Boxes for removal of pollutants (sediment and detritus) (4j) | 4J | 7849.9688 | 2315564.3704 | 123 | 5% | 5% | 0.83676 | 0.072165
23 | 6 | 0.040304 | 125 | 23 | 6 | OPE | 3.6976 | 0.161 | 262.851 | 11.454 | 0.896 | 0.912 | 3.313 | 0.147 | 235.546 | 10.445 | 0.040304 | 3.313 | 0.147 | 0.13353 | 0.0059247 | 0.896 | 0.91192 | 3157 | 30 | Baffle Box | 0.25 | Casselberry | Lake Hodge Park Baffle Box | Project | Project | Replace existing storm manholes with Baffle Boxes for removal of pollutants (sediment and detritus) (4j) | 4J | 7849.9688 | 2315564.3704 | 125 | 5% | 5% | 0.0066763 | 0.00029623
23 | 13 | 0.74464 | 130 | 23 | 13 | WET | 8.0216 | 0.526 | 6987.131 | 457.734 | 0.893 | 0.91 | 7.166 | 0.478 | 6241.869 | 416.507 | 0.74464 | 7.166 | 0.478 | 5.3361 | 0.35594 | 0.893 | 0.90993 | 3157 | 30 | Baffle Box | 0.25 | Casselberry | Lake Hodge Park Baffle Box | Project | Project | Replace existing storm manholes with Baffle Boxes for removal of pollutants (sediment and detritus) (4j) | 4J | 7849.9688 | 2315564.3704 | 130 | 5% | 5% | 0.26681 | 0.017797
46 | 3 | 4.9457 | 342 | 46 | 3 | HDR | 29.2966 | 2.128 | 15135.696 | 1099.348 | 0.585 | 0.841 | 17.131 | 1.789 | 8850.484 | 924.087 | 4.9457 | 13.118 | 1.05 | 64.8773 | 5.193 | 0.448 | 0.49364 | 3159 | 30 | Baffle Box | 0.25 | Casselberry | Madrid Drive at Desoto Drive Baffle Box | Project | Project | Replace existing storm manholes with Baffle Boxes for removal of pollutants (sediment and detritus) (4d) | 4D | 1876.6036 | 217566.7184 | 342 | 5% | 5% | 3.2439 | 0.25965
46 | 4 | 0.009062 | 343 | 46 | 4 | IND | 17.0006 | 1.432 | 5136.665 | 432.629 | 0.581 | 0.828 | 9.877 | 1.185 | 2984.427 | 358.031 | 0.009062 | 7.542 | 0.694 | 0.068345 | 0.006289 | 0.444 | 0.48499 | 3159 | 30 | Baffle Box | 0.25 | Casselberry | Madrid Drive at Desoto Drive Baffle Box | Project | Project | Replace existing storm manholes with Baffle Boxes for removal of pollutants (sediment and detritus) (4d) | 4D | 1876.6036 | 217566.7184 | 343 | 5% | 5% | 0.0034173 | 0.00031445
46 | 12 | 0.039932 | 349 | 46 | 12 | WAT | 1.258 | 0.048 | 618.54 | 23.423 | 0.591 | 0.9 | 0.744 | 0.043 | 365.844 | 21.08 | 0.039932 | 0.569 | 0.025 | 0.022721 | 0.0009983 | 0.452 | 0.53317 | 3159 | 30 | Baffle Box | 0.25 | Casselberry | Madrid Drive at Desoto Drive Baffle Box | Project | Project | Replace existing storm manholes with Baffle Boxes for removal of pollutants (sediment and detritus) (4d) | 4D | 1876.6036 | 217566.7184 | 349 | 5% | 5% | 0.0011361 | 4.9915e-05
46 | 2 | 14.4788 | 341 | 46 | 2 | MDR | 13.7343 | 0.645 | 12517.372 | 587.845 | 0.585 | 0.835 | 8.036 | 0.539 | 7324.398 | 490.966 | 14.4788 | 6.155 | 0.317 | 89.1171 | 4.5898 | 0.448 | 0.49116 | 3161 | 30 | Baffle Box | 0.25 | Casselberry | Sonora Drive at Desoto Drive Baffle box | Project | Project | Replace existing storm manholes with Baffle Boxes for removal of pollutants (sediment and detritus) (4a) | 4A | 7233.9893 | 1861430.1009 | 341 | 5% | 5% | 4.4559 | 0.22949
46 | 3 | 25.1151 | 342 | 46 | 3 | HDR | 29.2966 | 2.128 | 15135.696 | 1099.348 | 0.585 | 0.841 | 17.131 | 1.789 | 8850.484 | 924.087 | 25.1151 | 13.118 | 1.05 | 329.4602 | 26.3709 | 0.448 | 0.49364 | 3161 | 30 | Baffle Box | 0.25 | Casselberry | Sonora Drive at Desoto Drive Baffle box | Project | Project | Replace existing storm manholes with Baffle Boxes for removal of pollutants (sediment and detritus) (4a) | 4A | 7233.9893 | 1861430.1009 | 342 | 5% | 5% | 16.473 | 1.3185
46 | 4 | 3.1388 | 343 | 46 | 4 | IND | 17.0006 | 1.432 | 5136.665 | 432.629 | 0.581 | 0.828 | 9.877 | 1.185 | 2984.427 | 358.031 | 3.1388 | 7.542 | 0.694 | 23.6727 | 2.1783 | 0.444 | 0.48499 | 3161 | 30 | Baffle Box | 0.25 | Casselberry | Sonora Drive at Desoto Drive Baffle box | Project | Project | Replace existing storm manholes with Baffle Boxes for removal of pollutants (sediment and detritus) (4a) | 4A | 7233.9893 | 1861430.1009 | 343 | 5% | 5% | 1.1836 | 0.10892
73 | 3 | 0.025031 | 515 | 73 | 3 | HDR | 11.5849 | 0.759 | 171.532 | 11.245 | 0.259 | 0.209 | 3.004 | 0.159 | 44.478 | 2.353 | 0.025031 | 0.023 | 0.002 | 0.00057571 | 5.0062e-05 | 0.002 | 0.0025716 | 3163 | 30 | Baffle Box | 0.25 | Orlando | BMP-01: Lake Dot Water Quality Restoration | Existing Update | Project Completed |  | BMP-01 | 25001.1598 | 7035334.3037 | 515 | 5% | 5% | 2.8786e-05 | 2.5031e-06
73 | 4 | 2.5713 | 516 | 73 | 4 | IND | 8.0329 | 0.602 | 1692.908 | 126.871 | 0.248 | 0.201 | 1.992 | 0.121 | 419.906 | 25.485 | 2.5713 | 0.014 | 0.001 | 0.035999 | 0.0025713 | 0.002 | 0.002163 | 3163 | 30 | Baffle Box | 0.25 | Orlando | BMP-01: Lake Dot Water Quality Restoration | Existing Update | Project Completed |  | BMP-01 | 25001.1598 | 7035334.3037 | 516 | 5% | 5% | 0.0017999 | 0.00012857
74 | 3 | 37.2419 | 520 | 74 | 3 | HDR | 18.3934 | 1.413 | 1855.797 | 142.518 | 0.471 | 0.588 | 8.655 | 0.83 | 873.202 | 83.79 | 37.2419 | 0.018 | 0.002 | 0.67035 | 0.074484 | 0.001 | 0.0015571 | 3163 | 30 | Baffle Box | 0.25 | Orlando | BMP-01: Lake Dot Water Quality Restoration | Existing Update | Project Completed |  | BMP-01 | 25001.1598 | 7035334.3037 | 520 | 5% | 5% | 0.033518 | 0.0037242
74 | 4 | 117.2758 | 521 | 74 | 4 | IND | 12.7547 | 1.119 | 2575.779 | 225.942 | 0.464 | 0.585 | 5.915 | 0.654 | 1194.586 | 132.125 | 117.2758 | 0.011 | 0.001 | 1.29 | 0.11728 | 0.001 | 0.0013108 | 3163 | 30 | Baffle Box | 0.25 | Orlando | BMP-01: Lake Dot Water Quality Restoration | Existing Update | Project Completed |  | BMP-01 | 25001.1598 | 7035334.3037 | 521 | 5% | 5% | 0.064502 | 0.0058638
74 | 10 | 2.1924 | 522 | 74 | 10 | RAN | 3.1166 | 0.125 | 6.844 | 0.275 | 0.48 | 0.591 | 1.495 | 0.074 | 3.283 | 0.163 | 2.1924 | 0.004 | 0 | 0.0087696 | 0 | 0.001 | 0.0021197 | 3163 | 30 | Baffle Box | 0.25 | Orlando | BMP-01: Lake Dot Water Quality Restoration | Existing Update | Project Completed |  | BMP-01 | 25001.1598 | 7035334.3037 | 522 | 5% | 5% | 0.00043848 | 0
74 | 11 | 2.2013 | 523 | 74 | 11 | FOR | 1.6334 | 0.064 | 3.601 | 0.142 | 0.482 | 0.594 | 0.787 | 0.038 | 1.734 | 0.084 | 2.2013 | 0.002 | 0 | 0.0044026 | 0 | 0.002 | 0.0023472 | 3163 | 30 | Baffle Box | 0.25 | Orlando | BMP-01: Lake Dot Water Quality Restoration | Existing Update | Project Completed |  | BMP-01 | 25001.1598 | 7035334.3037 | 523 | 5% | 5% | 0.00022013 | 0
78 | 4 | 0.0014213 | 542 | 0 | 0 |  | 0 | 0 | 0 | 0 | 0 | 0 | 0 | 0 | 0 | 0 | 0.0014213 | 0 | 0 | 0 | 0 | 0 | 0 | 3163 | 30 | Baffle Box | 0.25 | Orlando | BMP-01: Lake Dot Water Quality Restoration | Existing Update | Project Completed |  | BMP-01 | 25001.1598 | 7035334.3037 | 542 | 5% | 5% | 0 | 0
63 | 2 | 0.00089943 | 461 | 63 | 2 | MDR | 7.4475 | 0.374 | 3959.7 | 198.599 | 0.503 | 1.085 | 3.745 | 0.405 | 1991.138 | 215.521 | 0.00089943 | 0.153 | 0.012 | 0.00013761 | 1.0793e-05 | 0.021 | 0.031522 | 3164 | 30 | Baffle Box | 0.25 | Orlando | BMP-11: Lake Druid Baffle Box | Existing Update | Project Completed |  | BMP-11 | 3282.505 | 264644.8203 | 461 | 5% | 5% | 6.8807e-06 | 5.3966e-07
63 | 4 | 0.0001417 | 463 | 63 | 4 | IND | 11.8601 | 1.053 | 2855.017 | 253.563 | 0.492 | 1.055 | 5.832 | 1.112 | 1403.806 | 267.598 | 0.0001417 | 0.219 | 0.03 | 3.1032e-05 | 4.2509e-06 | 0.018 | 0.028585 | 3164 | 30 | Baffle Box | 0.25 | Orlando | BMP-11: Lake Druid Baffle Box | Existing Update | Project Completed |  | BMP-11 | 3282.505 | 264644.8203 | 463 | 5% | 5% | 1.5516e-06 | 2.1255e-07
66 | 2 | 5.5569 | 474 | 66 | 2 | MDR | 8.9792 | 0.44 | 638.788 | 31.3 | 0.204 | 0.154 | 1.833 | 0.068 | 130.37 | 4.828 | 5.5569 | 0.043 | 0.004 | 0.23895 | 0.022228 | 0.005 | 0.0099068 | 3164 | 30 | Baffle Box | 0.25 | Orlando | BMP-11: Lake Druid Baffle Box | Existing Update | Project Completed |  | BMP-11 | 3282.505 | 264644.8203 | 474 | 5% | 5% | 0.011947 | 0.0011114
66 | 4 | 0.5175 | 476 | 66 | 4 | IND | 14.2977 | 1.24 | 925.139 | 80.228 | 0.195 | 0.149 | 2.787 | 0.184 | 180.32 | 11.917 | 0.5175 | 0.06 | 0.011 | 0.03105 | 0.0056925 | 0.004 | 0.0090274 | 3164 | 30 | Baffle Box | 0.25 | Orlando | BMP-11: Lake Druid Baffle Box | Existing Update | Project Completed |  | BMP-11 | 3282.505 | 264644.8203 | 476 | 5% | 5% | 0.0015525 | 0.00028462
67 | 2 | 6.3469 | 479 | 67 | 2 | MDR | 7.3777 | 0.315 | 483.982 | 20.653 | 0.386 | 0.24 | 2.851 | 0.076 | 187.011 | 4.955 | 6.3469 | 0.065 | 0.005 | 0.41255 | 0.031734 | 0.009 | 0.015341 | 3165 | 30 | Baffle Box | 0.25 | Orlando | BMP-17: Winyah (Westchester Ave/Wilkinson St) Baffle Box | Project | Future Project |  | BMP-17 | 5779.8543 | 1404278.3287 | 479 | 5% | 5% | 0.020627 | 0.0015867
67 | 4 | 0.0068479 | 480 | 67 | 4 | IND | 11.7478 | 0.886 | 601.685 | 45.401 | 0.378 | 0.234 | 4.445 | 0.207 | 227.67 | 10.61 | 0.0068479 | 0.092 | 0.012 | 0.00063001 | 8.2175e-05 | 0.008 | 0.014045 | 3165 | 30 | Baffle Box | 0.25 | Orlando | BMP-17: Winyah (Westchester Ave/Wilkinson St) Baffle Box | Project | Future Project |  | BMP-17 | 5779.8543 | 1404278.3287 | 480 | 5% | 5% | 3.15e-05 | 4.1088e-06
68 | 2 | 25.8306 | 482 | 68 | 2 | MDR | 8.1781 | 0.451 | 3278.673 | 180.849 | 0.368 | 0.359 | 3.013 | 0.162 | 1208.098 | 65.009 | 25.8306 | 0.029 | 0.003 | 0.74909 | 0.077492 | 0.004 | 0.0066584 | 3165 | 30 | Baffle Box | 0.25 | Orlando | BMP-17: Winyah (Westchester Ave/Wilkinson St) Baffle Box | Project | Future Project |  | BMP-17 | 5779.8543 | 1404278.3287 | 482 | 5% | 5% | 0.037454 | 0.0038746
68 | 4 | 0.0025701 | 484 | 68 | 4 | IND | 13.0109 | 1.271 | 1684.79 | 164.641 | 0.356 | 0.352 | 4.638 | 0.448 | 600.604 | 57.953 | 0.0025701 | 0.04 | 0.008 | 0.0001028 | 2.0561e-05 | 0.003 | 0.00609 | 3165 | 30 | Baffle Box | 0.25 | Orlando | BMP-17: Winyah (Westchester Ave/Wilkinson St) Baffle Box | Project | Future Project |  | BMP-17 | 5779.8543 | 1404278.3287 | 484 | 5% | 5% | 5.1402e-06 | 1.028e-06
68 | 6 | 0.0024583 | 485 | 68 | 6 | OPE | 3.647 | 0.175 | 38.95 | 1.871 | 0.381 | 0.373 | 1.389 | 0.065 | 14.834 | 0.699 | 0.0024583 | 0.015 | 0.001 | 3.6875e-05 | 2.4583e-06 | 0.004 | 0.0081487 | 3165 | 30 | Baffle Box | 0.25 | Orlando | BMP-17: Winyah (Westchester Ave/Wilkinson St) Baffle Box | Project | Future Project |  | BMP-17 | 5779.8543 | 1404278.3287 | 485 | 5% | 5% | 1.8438e-06 | 1.2292e-07
68 | 12 | 0.048552 | 488 | 68 | 12 | WAT | 0.42254 | 0.01 | 7.543 | 0.172 | 0.41 | 0.392 | 0.173 | 0.004 | 3.091 | 0.068 | 0.048552 | 0.002 | 0 | 9.7104e-05 | 0 | 0.004 | 0.010155 | 3165 | 30 | Baffle Box | 0.25 | Orlando | BMP-17: Winyah (Westchester Ave/Wilkinson St) Baffle Box | Project | Future Project |  | BMP-17 | 5779.8543 | 1404278.3287 | 488 | 5% | 5% | 4.8552e-06 | 0
57 | 2 | 2.3512 | 418 | 57 | 2 | MDR | 9.3885 | 0.403 | 3228.257 | 138.483 | 0.658 | 0.448 | 6.173 | 0.181 | 2122.675 | 62.088 | 2.3512 | 1.112 | 0.056 | 2.6145 | 0.13167 | 0.118 | 0.13805 | 3166 | 30 | Baffle Box | 0.25 | Winter Park | Bonita Drive CDS | Existing Update | Current Projects |  |  | 2386.1316 | 102418.4366 | 418 | 5% | 5% | 0.13073 | 0.0065834
63 | 2 | 73.2896 | 461 | 63 | 2 | MDR | 7.4475 | 0.374 | 3959.7 | 198.599 | 0.503 | 1.085 | 3.745 | 0.405 | 1991.138 | 215.521 | 73.2896 | 0.153 | 0.012 | 11.2133 | 0.87947 | 0.021 | 0.031522 | 3311 | 47 | Baffle Box | 0.18 | Orlando | BMP-15: Mills Ave Retrofit | Project | Future Project |  | BMP-15 | 18027.7708 | 5550372.6413 | 461 | 5% | 5% | 0.56067 | 0.043974
63 | 4 | 39.5109 | 463 | 63 | 4 | IND | 11.8601 | 1.053 | 2855.017 | 253.563 | 0.492 | 1.055 | 5.832 | 1.112 | 1403.806 | 267.598 | 39.5109 | 0.219 | 0.03 | 8.6529 | 1.1853 | 0.018 | 0.028585 | 3311 | 47 | Baffle Box | 0.18 | Orlando | BMP-15: Mills Ave Retrofit | Project | Future Project |  | BMP-15 | 18027.7708 | 5550372.6413 | 463 | 5% | 5% | 0.43264 | 0.059266
63 | 12 | 0.10838 | 465 | 63 | 12 | WAT | 0.38816 | 0.008 | 21.9 | 0.454 | 0.538 | 1.309 | 0.209 | 0.011 | 11.783 | 0.594 | 0.10838 | 0.008 | 0 | 0.00086702 | 0 | 0.019 | 0.050847 | 3311 | 47 | Baffle Box | 0.18 | Orlando | BMP-15: Mills Ave Retrofit | Project | Future Project |  | BMP-15 | 18027.7708 | 5550372.6413 | 465 | 5% | 5% | 4.3351e-05 | 0
69 | 4 | 4.8337 | 493 | 69 | 4 | IND | 14.9159 | 1.234 | 1131.699 | 93.64 | 0.651 | 0.447 | 9.715 | 0.552 | 737.083 | 41.902 | 4.8337 | 0.196 | 0.031 | 0.9474 | 0.14984 | 0.013 | 0.025516 | 3311 | 47 | Baffle Box | 0.18 | Orlando | BMP-15: Mills Ave Retrofit | Project | Future Project |  | BMP-15 | 18027.7708 | 5550372.6413 | 493 | 5% | 5% | 0.04737 | 0.0074922
69 | 6 | 8.3705 | 494 | 69 | 6 | OPE | 4.1906 | 0.17 | 61.542 | 2.496 | 0.675 | 0.481 | 2.829 | 0.082 | 41.551 | 1.202 | 8.3705 | 0.07 | 0.006 | 0.58594 | 0.050223 | 0.017 | 0.034185 | 3311 | 47 | Baffle Box | 0.18 | Orlando | BMP-15: Mills Ave Retrofit | Project | Future Project |  | BMP-15 | 18027.7708 | 5550372.6413 | 494 | 5% | 5% | 0.029297 | 0.0025112
69 | 13 | 0.029813 | 496 | 69 | 13 | WET | 1.4039 | 0.054 | 2.734 | 0.104 | 0.702 | 0.549 | 0.985 | 0.029 | 1.919 | 0.057 | 0.029813 | 0.021 | 0.003 | 0.00062606 | 8.9438e-05 | 0.015 | 0.048771 | 3311 | 47 | Baffle Box | 0.18 | Orlando | BMP-15: Mills Ave Retrofit | Project | Future Project |  | BMP-15 | 18027.7708 | 5550372.6413 | 496 | 5% | 5% | 3.1303e-05 | 4.4719e-06
71 | 2 | 0.010775 | 504 | 71 | 2 | MDR | 9.0838 | 0.454 | 955.962 | 47.796 | 0.18 | 0.125 | 1.638 | 0.057 | 172.39 | 5.989 | 0.010775 | 0.013 | 0.001 | 0.00014007 | 1.0775e-05 | 0.001 | 0.0014855 | 3311 | 47 | Baffle Box | 0.18 | Orlando | BMP-15: Mills Ave Retrofit | Project | Future Project |  | BMP-15 | 18027.7708 | 5550372.6413 | 504 | 5% | 5% | 7.0036e-06 | 5.3874e-07
71 | 4 | 1.2656 | 505 | 71 | 4 | IND | 14.4417 | 1.28 | 1471.032 | 130.382 | 0.173 | 0.121 | 2.492 | 0.155 | 253.873 | 15.745 | 1.2656 | 0.018 | 0.002 | 0.022782 | 0.0025313 | 0.001 | 0.001355 | 3311 | 47 | Baffle Box | 0.18 | Orlando | BMP-15: Mills Ave Retrofit | Project | Future Project |  | BMP-15 | 18027.7708 | 5550372.6413 | 505 | 5% | 5% | 0.0011391 | 0.00012656
63 | 4 | 0.00025326 | 463 | 63 | 4 | IND | 11.8601 | 1.053 | 2855.017 | 253.563 | 0.492 | 1.055 | 5.832 | 1.112 | 1403.806 | 267.598 | 0.00025326 | 0.219 | 0.03 | 5.5463e-05 | 7.5977e-06 | 0.018 | 0.028585 | 3311 | 47 | Baffle Box | 0.18 | Orlando | BMP-15: Mills Ave Retrofit | Project | Future Project |  | BMP-15 | 18027.7708 | 5550372.6413 | 463 | 5% | 5% | 2.7732e-06 | 3.7988e-07
71 | 4 | 0.00025326 | 505 | 71 | 4 | IND | 14.4417 | 1.28 | 1471.032 | 130.382 | 0.173 | 0.121 | 2.492 | 0.155 | 253.873 | 15.745 | 0.00025326 | 0.018 | 0.002 | 4.5586e-06 | 5.0651e-07 | 0.001 | 0.001355 | 3311 | 47 | Baffle Box | 0.18 | Orlando | BMP-15: Mills Ave Retrofit | Project | Future Project |  | BMP-15 | 18027.7708 | 5550372.6413 | 505 | 5% | 5% | 2.2793e-07 | 2.5326e-08
57 | 2 | 24.5216 | 418 | 57 | 2 | MDR | 9.3885 | 0.403 | 3228.257 | 138.483 | 0.658 | 0.448 | 6.173 | 0.181 | 2122.675 | 62.088 | 24.5216 | 1.112 | 0.056 | 27.268 | 1.3732 | 0.118 | 0.13805 | 3126 | 28 | CDS | 0.05 | Winter Park | Bryan CDS | Project | Future Project |  |  | 4485.5329 | 1204911.9921 | 418 | 5% | 5% | 1.3634 | 0.06866
59 | 2 | 0.75667 | 437 | 59 | 2 | MDR | 8.787 | 0.433 | 2451.334 | 120.688 | 0.245 | 0.087 | 2.154 | 0.038 | 600.843 | 10.559 | 0.75667 | 0.164 | 0.003 | 0.12409 | 0.00227 | 0.019 | 0.0066397 | 3126 | 28 | CDS | 0.05 | Winter Park | Bryan CDS | Project | Future Project |  |  | 4485.5329 | 1204911.9921 | 437 | 5% | 5% | 0.0062047 | 0.0001135
58 | 2 | 11.8648 | 427 | 58 | 2 | MDR | 9.8281 | 0.44 | 3808.185 | 170.631 | 0.501 | 0.315 | 4.924 | 0.139 | 1908.105 | 53.755 | 11.8648 | 0.633 | 0.023 | 7.5104 | 0.27289 | 0.064 | 0.052984 | 3127 | 28 | CDS | 0.05 | Winter Park | E.Lake Sue CDS | Project | Future Project |  |  | 3046.1814 | 516828.236 | 427 | 5% | 5% | 0.37552 | 0.013645
51 | 2 | 11.3477 | 381 | 51 | 2 | MDR | 12.3118 | 0.61 | 8989.592 | 445.055 | 0.471 | 0.624 | 5.799 | 0.38 | 4234.099 | 277.813 | 11.3477 | 2.104 | 0.147 | 23.8756 | 1.6681 | 0.171 | 0.24118 | 3128 | 28 | CDS | 0.05 | Winter Park | Green Cove CDS 2 | Existing Update | Current Projects |  |  | 3094.752 | 494329.4277 | 381 | 5% | 5% | 1.1938 | 0.083406
58 | 2 | 9.2975 | 427 | 58 | 2 | MDR | 9.8281 | 0.44 | 3808.185 | 170.631 | 0.501 | 0.315 | 4.924 | 0.139 | 1908.105 | 53.755 | 9.2975 | 0.633 | 0.023 | 5.8853 | 0.21384 | 0.064 | 0.052984 | 3129 | 28 | CDS | 0.05 | Winter Park | Lakeview CDS | Existing Update | Current Projects |  |  | 2737.0562 | 415347.4262 | 427 | 5% | 5% | 0.29427 | 0.010692
58 | 4 | 0.20411 | 429 | 58 | 4 | IND | 15.6534 | 1.223 | 3061.189 | 239.111 | 0.496 | 0.309 | 7.77 | 0.378 | 1519.482 | 73.842 | 0.20411 | 0.973 | 0.063 | 0.1986 | 0.012859 | 0.062 | 0.051479 | 3129 | 28 | CDS | 0.05 | Winter Park | Lakeview CDS | Existing Update | Current Projects |  |  | 2737.0562 | 415347.4262 | 429 | 5% | 5% | 0.0099299 | 0.00064294
58 | 12 | 0.033448 | 434 | 58 | 12 | WAT | 0.32908 | 0.007 | 74.025 | 1.564 | 0.474 | 0.364 | 0.156 | 0.003 | 35.077 | 0.569 | 0.033448 | 0.018 | 0.001 | 0.00060207 | 3.3448e-05 | 0.056 | 0.0793 | 3129 | 28 | CDS | 0.05 | Winter Park | Lakeview CDS | Existing Update | Current Projects |  |  | 2737.0562 | 415347.4262 | 434 | 5% | 5% | 3.0103e-05 | 1.6724e-06
51 | 2 | 5.0447 | 381 | 51 | 2 | MDR | 12.3118 | 0.61 | 8989.592 | 445.055 | 0.471 | 0.624 | 5.799 | 0.38 | 4234.099 | 277.813 | 5.0447 | 2.104 | 0.147 | 10.614 | 0.74157 | 0.171 | 0.24118 | 3130 | 28 | CDS | 0.05 | Winter Park | McKean Circle CDS | Existing Update | Current Projects |  |  | 2012.7176 | 242556.7315 | 381 | 5% | 5% | 0.5307 | 0.037078
57 | 2 | 0.52311 | 418 | 57 | 2 | MDR | 9.3885 | 0.403 | 3228.257 | 138.483 | 0.658 | 0.448 | 6.173 | 0.181 | 2122.675 | 62.088 | 0.52311 | 1.112 | 0.056 | 0.5817 | 0.029294 | 0.118 | 0.13805 | 3130 | 28 | CDS | 0.05 | Winter Park | McKean Circle CDS | Existing Update | Current Projects |  |  | 2012.7176 | 242556.7315 | 418 | 5% | 5% | 0.029085 | 0.0014647
51 | 2 | 18.5377 | 381 | 51 | 2 | MDR | 12.3118 | 0.61 | 8989.592 | 445.055 | 0.471 | 0.624 | 5.799 | 0.38 | 4234.099 | 277.813 | 18.5377 | 2.104 | 0.147 | 39.0034 | 2.725 | 0.171 | 0.24118 | 3131 | 28 | CDS | 0.05 | Winter Park | N.Park CDS | Existing Update | Current Projects |  |  | 5043.216 | 994235.9156 | 381 | 5% | 5% | 1.9502 | 0.13625
51 | 8 | 4.1746 | 385 | 51 | 8 | AGR | 11.8279 | 0.639 | 192.513 | 10.397 | 0.484 | 0.72 | 5.724 | 0.46 | 93.165 | 7.491 | 4.1746 | 2.204 | 0.194 | 9.2009 | 0.80988 | 0.186 | 0.30445 | 3131 | 28 | CDS | 0.05 | Winter Park | N.Park CDS | Existing Update | Current Projects |  |  | 5043.216 | 994235.9156 | 385 | 5% | 5% | 0.46004 | 0.040494
57 | 8 | 0.11224 | 422 | 57 | 8 | AGR | 9.0386 | 0.423 | 258.618 | 12.091 | 0.682 | 0.481 | 6.164 | 0.203 | 176.355 | 5.816 | 0.11224 | 1.198 | 0.076 | 0.13446 | 0.0085299 | 0.133 | 0.18051 | 3131 | 28 | CDS | 0.05 | Winter Park | N.Park CDS | Existing Update | Current Projects |  |  | 5043.216 | 994235.9156 | 422 | 5% | 5% | 0.0067229 | 0.00042649
49 | 2 | 11.2737 | 364 | 49 | 2 | MDR | 15.7078 | 0.863 | 9137.034 | 501.793 | 0.968 | 0.952 | 15.207 | 0.822 | 8845.803 | 477.935 | 11.2737 | 5.468 | 0.323 | 61.6448 | 3.6414 | 0.348 | 0.37437 | 3132 | 28 | CDS | 0.05 | Winter Park | Pinetree Road CDS | Existing Update | Current Projects |  |  | 10433.9694 | 2821738.9929 | 364 | 5% | 5% | 3.0822 | 0.18207
49 | 6 | 0.085737 | 367 | 49 | 6 | OPE | 8.9839 | 0.454 | 34.467 | 1.743 | 0.968 | 0.953 | 8.698 | 0.433 | 33.371 | 1.66 | 0.085737 | 3.15 | 0.174 | 0.27007 | 0.014918 | 0.351 | 0.3822 | 3132 | 28 | CDS | 0.05 | Winter Park | Pinetree Road CDS | Existing Update | Current Projects |  |  | 10433.9694 | 2821738.9929 | 367 | 5% | 5% | 0.013503 | 0.00074591
49 | 12 | 0.81135 | 369 | 49 | 12 | WAT | 1.4432 | 0.064 | 17.524 | 0.771 | 0.964 | 0.951 | 1.391 | 0.06 | 16.894 | 0.733 | 0.81135 | 0.503 | 0.026 | 0.40811 | 0.021095 | 0.349 | 0.41264 | 3132 | 28 | CDS | 0.05 | Winter Park | Pinetree Road CDS | Existing Update | Current Projects |  |  | 10433.9694 | 2821738.9929 | 369 | 5% | 5% | 0.020405 | 0.0010547
51 | 2 | 50.1443 | 381 | 51 | 2 | MDR | 12.3118 | 0.61 | 8989.592 | 445.055 | 0.471 | 0.624 | 5.799 | 0.38 | 4234.099 | 277.813 | 50.1443 | 2.104 | 0.147 | 105.5036 | 7.3712 | 0.171 | 0.24118 | 3132 | 28 | CDS | 0.05 | Winter Park | Pinetree Road CDS | Existing Update | Current Projects |  |  | 10433.9694 | 2821738.9929 | 381 | 5% | 5% | 5.2752 | 0.36856
51 | 6 | 0.062939 | 384 | 51 | 6 | OPE | 5.4756 | 0.237 | 44.616 | 1.932 | 0.474 | 0.653 | 2.597 | 0.155 | 21.161 | 1.262 | 0.062939 | 0.958 | 0.061 | 0.060296 | 0.0038393 | 0.175 | 0.25879 | 3132 | 28 | CDS | 0.05 | Winter Park | Pinetree Road CDS | Existing Update | Current Projects |  |  | 10433.9694 | 2821738.9929 | 384 | 5% | 5% | 0.0030148 | 0.00019197
57 | 2 | 0.39185 | 418 | 57 | 2 | MDR | 9.3885 | 0.403 | 3228.257 | 138.483 | 0.658 | 0.448 | 6.173 | 0.181 | 2122.675 | 62.088 | 0.39185 | 1.112 | 0.056 | 0.43574 | 0.021944 | 0.118 | 0.13805 | 3133 | 28 | CDS | 0.05 | Winter Park | Trismen CDS | Existing Update | Current Projects |  |  | 668.9909 | 17069.0877 | 418 | 5% | 5% | 0.021787 | 0.0010972
44 | 2 | 0.11278 | 318 | 44 | 2 | MDR | 15.6987 | 0.788 | 13549.489 | 680.352 | 0.33 | 0.198 | 5.183 | 0.156 | 4473.784 | 134.856 | 0.11278 | 2.897 | 0.074 | 0.32671 | 0.0083454 | 0.185 | 0.094305 | 590 | 5 | Dry Detention | 0.2 |  |  | TMDL | TMDL |  |  | 1900.0135 | 84429.8 | 318 | 20% | 20% | 0.065342 | 0.0016691
44 | 4 | 1.0931 | 320 | 44 | 4 | IND | 19.3728 | 1.729 | 6451.954 | 575.835 | 0.327 | 0.198 | 6.341 | 0.343 | 2111.931 | 114.125 | 1.0931 | 3.531 | 0.162 | 3.8596 | 0.17708 | 0.182 | 0.093784 | 590 | 5 | Dry Detention | 0.2 |  |  | TMDL | TMDL |  |  | 1900.0135 | 84429.8 | 320 | 20% | 20% | 0.77192 | 0.035415
44 | 11 | 0.40729 | 325 | 44 | 11 | FOR | 4.6295 | 0.196 | 316.866 | 13.395 | 0.344 | 0.214 | 1.593 | 0.042 | 109.049 | 2.866 | 0.40729 | 0.9 | 0.02 | 0.36656 | 0.0081459 | 0.194 | 0.10423 | 590 | 5 | Dry Detention | 0.2 |  |  | TMDL | TMDL |  |  | 1900.0135 | 84429.8 | 325 | 20% | 20% | 0.073313 | 0.0016292
44 | 13 | 0.32512 | 327 | 44 | 13 | WET | 1.4743 | 0.06 | 265.45 | 10.738 | 0.34 | 0.213 | 0.501 | 0.013 | 90.226 | 2.292 | 0.32512 | 0.284 | 0.006 | 0.092333 | 0.0019507 | 0.193 | 0.10643 | 590 | 5 | Dry Detention | 0.2 |  |  | TMDL | TMDL |  |  | 1900.0135 | 84429.8 | 327 | 20% | 20% | 0.018467 | 0.00039014
42 | 3 | 0.19733 | 296 | 42 | 3 | HDR | 30.1675 | 2.14 | 3938.018 | 279.373 | 0.658 | 0.566 | 19.86 | 1.21 | 2592.499 | 158.012 | 0.19733 | 16.738 | 0.991 | 3.3029 | 0.19555 | 0.555 | 0.46292 | 591 | 5 | Dry Detention | 0.2 |  |  | TMDL | TMDL |  |  | 429.8096 | 8595.6797 | 296 | 20% | 20% | 0.66058 | 0.039111
42 | 3 | 0.13393 | 296 | 42 | 3 | HDR | 30.1675 | 2.14 | 3938.018 | 279.373 | 0.658 | 0.566 | 19.86 | 1.21 | 2592.499 | 158.012 | 0.13393 | 16.738 | 0.991 | 2.2418 | 0.13273 | 0.555 | 0.46292 | 592 | 5 | Dry Detention | 0.2 |  |  | TMDL | TMDL |  |  | 324.6755 | 5834.0973 | 296 | 20% | 20% | 0.44835 | 0.026546
42 | 3 | 0.20078 | 296 | 42 | 3 | HDR | 30.1675 | 2.14 | 3938.018 | 279.373 | 0.658 | 0.566 | 19.86 | 1.21 | 2592.499 | 158.012 | 0.20078 | 16.738 | 0.991 | 3.3607 | 0.19897 | 0.555 | 0.46292 | 593 | 5 | Dry Detention | 0.2 |  |  | TMDL | TMDL |  |  | 432.7098 | 8746.009 | 296 | 20% | 20% | 0.67214 | 0.039795
42 | 3 | 0.098083 | 296 | 42 | 3 | HDR | 30.1675 | 2.14 | 3938.018 | 279.373 | 0.658 | 0.566 | 19.86 | 1.21 | 2592.499 | 158.012 | 0.098083 | 16.738 | 0.991 | 1.6417 | 0.0972 | 0.555 | 0.46292 | 594 | 5 | Dry Detention | 0.2 |  |  | TMDL | TMDL |  |  | 262.8423 | 4272.4735 | 296 | 20% | 20% | 0.32834 | 0.01944
42 | 3 | 0.17343 | 296 | 42 | 3 | HDR | 30.1675 | 2.14 | 3938.018 | 279.373 | 0.658 | 0.566 | 19.86 | 1.21 | 2592.499 | 158.012 | 0.17343 | 16.738 | 0.991 | 2.9028 | 0.17187 | 0.555 | 0.46292 | 595 | 5 | Dry Detention | 0.2 |  |  | TMDL | TMDL |  |  | 471.5201 | 7554.4905 | 296 | 20% | 20% | 0.58057 | 0.034373
42 | 3 | 0.28004 | 296 | 42 | 3 | HDR | 30.1675 | 2.14 | 3938.018 | 279.373 | 0.658 | 0.566 | 19.86 | 1.21 | 2592.499 | 158.012 | 0.28004 | 16.738 | 0.991 | 4.6874 | 0.27752 | 0.555 | 0.46292 | 596 | 5 | Dry Detention | 0.2 |  |  | TMDL | TMDL |  |  | 704.4612 | 12198.6794 | 296 | 20% | 20% | 0.93748 | 0.055505
42 | 3 | 0.14532 | 296 | 42 | 3 | HDR | 30.1675 | 2.14 | 3938.018 | 279.373 | 0.658 | 0.566 | 19.86 | 1.21 | 2592.499 | 158.012 | 0.14532 | 16.738 | 0.991 | 2.4324 | 0.14401 | 0.555 | 0.46292 | 597 | 5 | Dry Detention | 0.2 |  |  | TMDL | TMDL |  |  | 420.8997 | 6330.1023 | 296 | 20% | 20% | 0.48647 | 0.028802
42 | 3 | 0.16678 | 296 | 42 | 3 | HDR | 30.1675 | 2.14 | 3938.018 | 279.373 | 0.658 | 0.566 | 19.86 | 1.21 | 2592.499 | 158.012 | 0.16678 | 16.738 | 0.991 | 2.7915 | 0.16528 | 0.555 | 0.46292 | 598 | 5 | Dry Detention | 0.2 |  |  | TMDL | TMDL |  |  | 449.3178 | 7264.777 | 296 | 20% | 20% | 0.5583 | 0.033055
42 | 3 | 0.23152 | 296 | 42 | 3 | HDR | 30.1675 | 2.14 | 3938.018 | 279.373 | 0.658 | 0.566 | 19.86 | 1.21 | 2592.499 | 158.012 | 0.23152 | 16.738 | 0.991 | 3.8751 | 0.22943 | 0.555 | 0.46292 | 599 | 5 | Dry Detention | 0.2 |  |  | TMDL | TMDL |  |  | 596.9271 | 10084.786 | 296 | 20% | 20% | 0.77502 | 0.045886
42 | 2 | 8.6826 | 295 | 42 | 2 | MDR | 14.1386 | 0.658 | 3286.319 | 152.848 | 0.659 | 0.565 | 9.311 | 0.371 | 2164.239 | 86.325 | 8.6826 | 7.849 | 0.304 | 68.1496 | 2.6395 | 0.555 | 0.46163 | 600 | 5 | Dry Detention | 0.2 |  |  | TMDL | TMDL |  |  | 4409.2588 | 928995.7555 | 295 | 20% | 20% | 13.6299 | 0.5279
42 | 3 | 0.070708 | 296 | 42 | 3 | HDR | 30.1675 | 2.14 | 3938.018 | 279.373 | 0.658 | 0.566 | 19.86 | 1.21 | 2592.499 | 158.012 | 0.070708 | 16.738 | 0.991 | 1.1835 | 0.070072 | 0.555 | 0.46292 | 600 | 5 | Dry Detention | 0.2 |  |  | TMDL | TMDL |  |  | 4409.2588 | 928995.7555 | 296 | 20% | 20% | 0.2367 | 0.014014
42 | 7 | 0.0089628 | 299 | 42 | 7 | PAS | 15.1363 | 0.73 | 582.655 | 28.103 | 0.66 | 0.572 | 9.996 | 0.418 | 384.802 | 16.081 | 0.0089628 | 8.438 | 0.342 | 0.075628 | 0.0030653 | 0.557 | 0.46848 | 600 | 5 | Dry Detention | 0.2 |  |  | TMDL | TMDL |  |  | 4409.2588 | 928995.7555 | 299 | 20% | 20% | 0.015126 | 0.00061305
42 | 9 | 0.0034276 | 300 | 42 | 9 | AGT | 12.4627 | 0.564 | 70.793 | 3.203 | 0.662 | 0.575 | 8.247 | 0.325 | 46.844 | 1.843 | 0.0034276 | 6.967 | 0.266 | 0.02388 | 0.00091174 | 0.559 | 0.47143 | 600 | 5 | Dry Detention | 0.2 |  |  | TMDL | TMDL |  |  | 4409.2588 | 928995.7555 | 300 | 20% | 20% | 0.004776 | 0.00018235
42 | 11 | 1.4482 | 302 | 42 | 11 | FOR | 4.1872 | 0.163 | 101.297 | 3.941 | 0.665 | 0.582 | 2.782 | 0.095 | 67.315 | 2.294 | 1.4482 | 2.355 | 0.078 | 3.4104 | 0.11296 | 0.562 | 0.47767 | 600 | 5 | Dry Detention | 0.2 |  |  | TMDL | TMDL |  |  | 4409.2588 | 928995.7555 | 302 | 20% | 20% | 0.68208 | 0.022591
44 | 2 | 10.3253 | 318 | 44 | 2 | MDR | 15.6987 | 0.788 | 13549.489 | 680.352 | 0.33 | 0.198 | 5.183 | 0.156 | 4473.784 | 134.856 | 10.3253 | 2.897 | 0.074 | 29.9125 | 0.76408 | 0.185 | 0.094305 | 600 | 5 | Dry Detention | 0.2 |  |  | TMDL | TMDL |  |  | 4409.2588 | 928995.7555 | 318 | 20% | 20% | 5.9825 | 0.15282
44 | 4 | 0.022648 | 320 | 44 | 4 | IND | 19.3728 | 1.729 | 6451.954 | 575.835 | 0.327 | 0.198 | 6.341 | 0.343 | 2111.931 | 114.125 | 0.022648 | 3.531 | 0.162 | 0.079971 | 0.003669 | 0.182 | 0.093784 | 600 | 5 | Dry Detention | 0.2 |  |  | TMDL | TMDL |  |  | 4409.2588 | 928995.7555 | 320 | 20% | 20% | 0.015994 | 0.00073381
44 | 11 | 0.76505 | 325 | 44 | 11 | FOR | 4.6295 | 0.196 | 316.866 | 13.395 | 0.344 | 0.214 | 1.593 | 0.042 | 109.049 | 2.866 | 0.76505 | 0.9 | 0.02 | 0.68855 | 0.015301 | 0.194 | 0.10423 | 600 | 5 | Dry Detention | 0.2 |  |  | TMDL | TMDL |  |  | 4409.2588 | 928995.7555 | 325 | 20% | 20% | 0.13771 | 0.0030602
44 | 2 | 0.0097984 | 318 | 44 | 2 | MDR | 15.6987 | 0.788 | 13549.489 | 680.352 | 0.33 | 0.198 | 5.183 | 0.156 | 4473.784 | 134.856 | 0.0097984 | 2.897 | 0.074 | 0.028386 | 0.00072508 | 0.185 | 0.094305 | 601 | 5 | Dry Detention | 0.2 |  |  | TMDL | TMDL |  |  | 106.6778 | 426.8175 | 318 | 20% | 20% | 0.0056772 | 0.00014502
44 | 1 | 7.2724 | 317 | 44 | 1 | LDR | 8.5464 | 0.409 | 1023.92 | 49.032 | 0.331 | 0.199 | 2.827 | 0.081 | 338.68 | 9.763 | 7.2724 | 1.581 | 0.039 | 11.4977 | 0.28362 | 0.185 | 0.094978 | 602 | 5 | Dry Detention | 0.2 |  |  | TMDL | TMDL |  |  | 6722.2067 | 928867.4595 | 317 | 20% | 20% | 2.2995 | 0.056725
44 | 2 | 1.3296 | 318 | 44 | 2 | MDR | 15.6987 | 0.788 | 13549.489 | 680.352 | 0.33 | 0.198 | 5.183 | 0.156 | 4473.784 | 134.856 | 1.3296 | 2.897 | 0.074 | 3.8518 | 0.098388 | 0.185 | 0.094305 | 602 | 5 | Dry Detention | 0.2 |  |  | TMDL | TMDL |  |  | 6722.2067 | 928867.4595 | 318 | 20% | 20% | 0.77035 | 0.019678
44 | 11 | 0.012699 | 325 | 44 | 11 | FOR | 4.6295 | 0.196 | 316.866 | 13.395 | 0.344 | 0.214 | 1.593 | 0.042 | 109.049 | 2.866 | 0.012699 | 0.9 | 0.02 | 0.011429 | 0.00025398 | 0.194 | 0.10423 | 602 | 5 | Dry Detention | 0.2 |  |  | TMDL | TMDL |  |  | 6722.2067 | 928867.4595 | 325 | 20% | 20% | 0.0022858 | 5.0795e-05
44 | 12 | 12.3644 | 326 | 44 | 12 | WAT | 1.4724 | 0.06 | 593.132 | 23.988 | 0.34 | 0.213 | 0.5 | 0.013 | 201.564 | 5.118 | 12.3644 | 0.284 | 0.006 | 3.5115 | 0.074186 | 0.193 | 0.10639 | 602 | 5 | Dry Detention | 0.2 |  |  | TMDL | TMDL |  |  | 6722.2067 | 928867.4595 | 326 | 20% | 20% | 0.7023 | 0.014837
44 | 13 | 0.3449 | 327 | 44 | 13 | WET | 1.4743 | 0.06 | 265.45 | 10.738 | 0.34 | 0.213 | 0.501 | 0.013 | 90.226 | 2.292 | 0.3449 | 0.284 | 0.006 | 0.097953 | 0.0020694 | 0.193 | 0.10643 | 602 | 5 | Dry Detention | 0.2 |  |  | TMDL | TMDL |  |  | 6722.2067 | 928867.4595 | 327 | 20% | 20% | 0.019591 | 0.00041388
43 | 2 | 0.10717 | 306 | 43 | 2 | MDR | 14.0634 | 0.759 | 7259.995 | 391.71 | 0.384 | 0.389 | 5.405 | 0.295 | 2790.364 | 152.2 | 0.10717 | 3.02 | 0.14 | 0.32364 | 0.015003 | 0.215 | 0.18394 | 603 | 5 | Dry Detention | 0.2 |  |  | TMDL | TMDL |  |  | 290.0579 | 4668.1699 | 306 | 20% | 20% | 0.064729 | 0.0030007
44 | 2 | 3.4165 | 318 | 44 | 2 | MDR | 15.6987 | 0.788 | 13549.489 | 680.352 | 0.33 | 0.198 | 5.183 | 0.156 | 4473.784 | 134.856 | 3.4165 | 2.897 | 0.074 | 9.8977 | 0.25282 | 0.185 | 0.094305 | 604 | 5 | Dry Detention | 0.2 |  |  | TMDL | TMDL |  |  | 4429.9091 | 301862.5854 | 318 | 20% | 20% | 1.9795 | 0.050565
44 | 12 | 1.7753 | 326 | 44 | 12 | WAT | 1.4724 | 0.06 | 593.132 | 23.988 | 0.34 | 0.213 | 0.5 | 0.013 | 201.564 | 5.118 | 1.7753 | 0.284 | 0.006 | 0.50418 | 0.010652 | 0.193 | 0.10639 | 604 | 5 | Dry Detention | 0.2 |  |  | TMDL | TMDL |  |  | 4429.9091 | 301862.5854 | 326 | 20% | 20% | 0.10084 | 0.0021303
44 | 13 | 1.738 | 327 | 44 | 13 | WET | 1.4743 | 0.06 | 265.45 | 10.738 | 0.34 | 0.213 | 0.501 | 0.013 | 90.226 | 2.292 | 1.738 | 0.284 | 0.006 | 0.4936 | 0.010428 | 0.193 | 0.10643 | 604 | 5 | Dry Detention | 0.2 |  |  | TMDL | TMDL |  |  | 4429.9091 | 301862.5854 | 327 | 20% | 20% | 0.098719 | 0.0020856
44 | 2 | 0.1325 | 318 | 44 | 2 | MDR | 15.6987 | 0.788 | 13549.489 | 680.352 | 0.33 | 0.198 | 5.183 | 0.156 | 4473.784 | 134.856 | 0.1325 | 2.897 | 0.074 | 0.38386 | 0.0098052 | 0.185 | 0.094305 | 605 | 5 | Dry Detention | 0.2 |  |  | TMDL | TMDL |  |  | 2297.3405 | 76403.183 | 318 | 20% | 20% | 0.076772 | 0.001961
44 | 7 | 2.6735 | 322 | 44 | 7 | PAS | 16.8027 | 0.877 | 210.582 | 10.989 | 0.335 | 0.205 | 5.623 | 0.179 | 70.466 | 2.249 | 2.6735 | 3.152 | 0.086 | 8.427 | 0.22993 | 0.188 | 0.098251 | 607 | 5 | Dry Detention | 0.2 |  |  | TMDL | TMDL |  |  | 1509.9842 | 142110.1465 | 322 | 20% | 20% | 1.6854 | 0.045985
44 | 11 | 0.58886 | 325 | 44 | 11 | FOR | 4.6295 | 0.196 | 316.866 | 13.395 | 0.344 | 0.214 | 1.593 | 0.042 | 109.049 | 2.866 | 0.58886 | 0.9 | 0.02 | 0.52998 | 0.011777 | 0.194 | 0.10423 | 607 | 5 | Dry Detention | 0.2 |  |  | TMDL | TMDL |  |  | 1509.9842 | 142110.1465 | 325 | 20% | 20% | 0.106 | 0.0023555
43 | 2 | 0.03963 | 306 | 43 | 2 | MDR | 14.0634 | 0.759 | 7259.995 | 391.71 | 0.384 | 0.389 | 5.405 | 0.295 | 2790.364 | 152.2 | 0.03963 | 3.02 | 0.14 | 0.11968 | 0.0055482 | 0.215 | 0.18394 | 609 | 5 | Dry Detention | 0.2 |  |  | TMDL | TMDL |  |  | 440.3777 | 10864.2226 | 306 | 20% | 20% | 0.023936 | 0.0011096
42 | 1 | 0.56348 | 294 | 42 | 1 | LDR | 7.6974 | 0.341 | 476.88 | 21.153 | 0.659 | 0.566 | 5.072 | 0.193 | 314.247 | 11.98 | 0.56348 | 4.277 | 0.158 | 2.41 | 0.08903 | 0.556 | 0.4631 | 610 | 5 | Dry Detention | 0.2 |  |  | TMDL | TMDL |  |  | 1330.5023 | 61617.3676 | 294 | 20% | 20% | 0.482 | 0.017806
42 | 10 | 0.22452 | 301 | 42 | 10 | RAN | 6.2801 | 0.248 | 114.125 | 4.502 | 0.661 | 0.574 | 4.154 | 0.142 | 75.485 | 2.586 | 0.22452 | 3.508 | 0.117 | 0.78762 | 0.026269 | 0.559 | 0.47052 | 610 | 5 | Dry Detention | 0.2 |  |  | TMDL | TMDL |  |  | 1330.5023 | 61617.3676 | 301 | 20% | 20% | 0.15752 | 0.0052538
42 | 12 | 0.4945 | 303 | 42 | 12 | WAT | 1.3297 | 0.05 | 190.882 | 7.167 | 0.666 | 0.595 | 0.885 | 0.03 | 127.045 | 4.267 | 0.4945 | 0.75 | 0.024 | 0.37087 | 0.011868 | 0.564 | 0.48916 | 610 | 5 | Dry Detention | 0.2 |  |  | TMDL | TMDL |  |  | 1330.5023 | 61617.3676 | 303 | 20% | 20% | 0.074174 | 0.0023736
42 | 13 | 0.13205 | 304 | 42 | 13 | WET | 1.3315 | 0.05 | 149.313 | 5.607 | 0.666 | 0.595 | 0.886 | 0.03 | 99.382 | 3.339 | 0.13205 | 0.751 | 0.024 | 0.099166 | 0.0031691 | 0.564 | 0.48921 | 610 | 5 | Dry Detention | 0.2 |  |  | TMDL | TMDL |  |  | 1330.5023 | 61617.3676 | 304 | 20% | 20% | 0.019833 | 0.00063382
44 | 3 | 0.19853 | 319 | 44 | 3 | HDR | 33.4997 | 2.57 | 5148.195 | 394.954 | 0.33 | 0.202 | 11.051 | 0.519 | 1698.308 | 79.773 | 0.19853 | 6.172 | 0.247 | 1.2254 | 0.049038 | 0.184 | 0.096194 | 611 | 5 | Dry Detention | 0.2 |  |  | TMDL | TMDL |  |  | 3552.5326 | 478424.9794 | 319 | 20% | 20% | 0.24507 | 0.0098076
44 | 4 | 10.7846 | 320 | 44 | 4 | IND | 19.3728 | 1.729 | 6451.954 | 575.835 | 0.327 | 0.198 | 6.341 | 0.343 | 2111.931 | 114.125 | 10.7846 | 3.531 | 0.162 | 38.0805 | 1.7471 | 0.182 | 0.093784 | 611 | 5 | Dry Detention | 0.2 |  |  | TMDL | TMDL |  |  | 3552.5326 | 478424.9794 | 320 | 20% | 20% | 7.6161 | 0.34942
42 | 1 | 1.2608 | 294 | 42 | 1 | LDR | 7.6974 | 0.341 | 476.88 | 21.153 | 0.659 | 0.566 | 5.072 | 0.193 | 314.247 | 11.98 | 1.2608 | 4.277 | 0.158 | 5.3923 | 0.1992 | 0.556 | 0.4631 | 612 | 5 | Dry Detention | 0.2 |  |  | TMDL | TMDL |  |  | 982.3484 | 56833.848 | 294 | 20% | 20% | 1.0785 | 0.03984
42 | 13 | 0.043974 | 304 | 42 | 13 | WET | 1.3315 | 0.05 | 149.313 | 5.607 | 0.666 | 0.595 | 0.886 | 0.03 | 99.382 | 3.339 | 0.043974 | 0.751 | 0.024 | 0.033025 | 0.0010554 | 0.564 | 0.48921 | 612 | 5 | Dry Detention | 0.2 |  |  | TMDL | TMDL |  |  | 982.3484 | 56833.848 | 304 | 20% | 20% | 0.006605 | 0.00021108
42 | 2 | 13.8889 | 295 | 42 | 2 | MDR | 14.1386 | 0.658 | 3286.319 | 152.848 | 0.659 | 0.565 | 9.311 | 0.371 | 2164.239 | 86.325 | 13.8889 | 7.849 | 0.304 | 109.0142 | 4.2222 | 0.555 | 0.46163 | 613 | 5 | Dry Detention | 0.2 |  |  | TMDL | TMDL |  |  | 20889.8612 | 4232491.9162 | 295 | 20% | 20% | 21.8028 | 0.84445
42 | 3 | 0.21291 | 296 | 42 | 3 | HDR | 30.1675 | 2.14 | 3938.018 | 279.373 | 0.658 | 0.566 | 19.86 | 1.21 | 2592.499 | 158.012 | 0.21291 | 16.738 | 0.991 | 3.5636 | 0.21099 | 0.555 | 0.46292 | 613 | 5 | Dry Detention | 0.2 |  |  | TMDL | TMDL |  |  | 20889.8612 | 4232491.9162 | 296 | 20% | 20% | 0.71272 | 0.042198
42 | 4 | 0.045762 | 297 | 42 | 4 | IND | 17.4519 | 1.441 | 795.723 | 65.708 | 0.657 | 0.561 | 11.46 | 0.809 | 522.54 | 36.866 | 0.045762 | 9.646 | 0.661 | 0.44142 | 0.030248 | 0.553 | 0.45849 | 613 | 5 | Dry Detention | 0.2 |  |  | TMDL | TMDL |  |  | 20889.8612 | 4232491.9162 | 297 | 20% | 20% | 0.088283 | 0.0060497
42 | 12 | 0.041569 | 303 | 42 | 12 | WAT | 1.3297 | 0.05 | 190.882 | 7.167 | 0.666 | 0.595 | 0.885 | 0.03 | 127.045 | 4.267 | 0.041569 | 0.75 | 0.024 | 0.031177 | 0.00099765 | 0.564 | 0.48916 | 613 | 5 | Dry Detention | 0.2 |  |  | TMDL | TMDL |  |  | 20889.8612 | 4232491.9162 | 303 | 20% | 20% | 0.0062353 | 0.00019953
42 | 13 | 11.3079 | 304 | 42 | 13 | WET | 1.3315 | 0.05 | 149.313 | 5.607 | 0.666 | 0.595 | 0.886 | 0.03 | 99.382 | 3.339 | 11.3079 | 0.751 | 0.024 | 8.4922 | 0.27139 | 0.564 | 0.48921 | 613 | 5 | Dry Detention | 0.2 |  |  | TMDL | TMDL |  |  | 20889.8612 | 4232491.9162 | 304 | 20% | 20% | 1.6984 | 0.054278
44 | 1 | 5.2865 | 317 | 44 | 1 | LDR | 8.5464 | 0.409 | 1023.92 | 49.032 | 0.331 | 0.199 | 2.827 | 0.081 | 338.68 | 9.763 | 5.2865 | 1.581 | 0.039 | 8.3579 | 0.20617 | 0.185 | 0.094978 | 613 | 5 | Dry Detention | 0.2 |  |  | TMDL | TMDL |  |  | 20889.8612 | 4232491.9162 | 317 | 20% | 20% | 1.6716 | 0.041235
44 | 2 | 11.4125 | 318 | 44 | 2 | MDR | 15.6987 | 0.788 | 13549.489 | 680.352 | 0.33 | 0.198 | 5.183 | 0.156 | 4473.784 | 134.856 | 11.4125 | 2.897 | 0.074 | 33.0621 | 0.84453 | 0.185 | 0.094305 | 613 | 5 | Dry Detention | 0.2 |  |  | TMDL | TMDL |  |  | 20889.8612 | 4232491.9162 | 318 | 20% | 20% | 6.6124 | 0.16891
44 | 3 | 0.26039 | 319 | 44 | 3 | HDR | 33.4997 | 2.57 | 5148.195 | 394.954 | 0.33 | 0.202 | 11.051 | 0.519 | 1698.308 | 79.773 | 0.26039 | 6.172 | 0.247 | 1.6071 | 0.064316 | 0.184 | 0.096194 | 613 | 5 | Dry Detention | 0.2 |  |  | TMDL | TMDL |  |  | 20889.8612 | 4232491.9162 | 319 | 20% | 20% | 0.32142 | 0.012863
44 | 4 | 31.1889 | 320 | 44 | 4 | IND | 19.3728 | 1.729 | 6451.954 | 575.835 | 0.327 | 0.198 | 6.341 | 0.343 | 2111.931 | 114.125 | 31.1889 | 3.531 | 0.162 | 110.1279 | 5.0526 | 0.182 | 0.093784 | 613 | 5 | Dry Detention | 0.2 |  |  | TMDL | TMDL |  |  | 20889.8612 | 4232491.9162 | 320 | 20% | 20% | 22.0256 | 1.0105
44 | 6 | 0.35438 | 321 | 44 | 6 | OPE | 8.9262 | 0.412 | 61.149 | 2.821 | 0.333 | 0.202 | 2.97 | 0.083 | 20.347 | 0.569 | 0.35438 | 1.663 | 0.04 | 0.58934 | 0.014175 | 0.186 | 0.096581 | 613 | 5 | Dry Detention | 0.2 |  |  | TMDL | TMDL |  |  | 20889.8612 | 4232491.9162 | 321 | 20% | 20% | 0.11787 | 0.0028351
44 | 7 | 2.1773 | 322 | 44 | 7 | PAS | 16.8027 | 0.877 | 210.582 | 10.989 | 0.335 | 0.205 | 5.623 | 0.179 | 70.466 | 2.249 | 2.1773 | 3.152 | 0.086 | 6.8629 | 0.18725 | 0.188 | 0.098251 | 613 | 5 | Dry Detention | 0.2 |  |  | TMDL | TMDL |  |  | 20889.8612 | 4232491.9162 | 322 | 20% | 20% | 1.3726 | 0.03745
44 | 9 | 7.6414 | 323 | 44 | 9 | AGT | 13.821 | 0.677 | 194.236 | 9.516 | 0.337 | 0.207 | 4.664 | 0.14 | 65.54 | 1.966 | 7.6414 | 2.621 | 0.067 | 20.028 | 0.51197 | 0.19 | 0.099636 | 613 | 5 | Dry Detention | 0.2 |  |  | TMDL | TMDL |  |  | 20889.8612 | 4232491.9162 | 323 | 20% | 20% | 4.0056 | 0.10239
44 | 10 | 2.676 | 324 | 44 | 10 | RAN | 6.9677 | 0.298 | 139.527 | 5.958 | 0.337 | 0.206 | 2.345 | 0.061 | 46.965 | 1.226 | 2.676 | 1.317 | 0.029 | 3.5243 | 0.077604 | 0.189 | 0.09908 | 613 | 5 | Dry Detention | 0.2 |  |  | TMDL | TMDL |  |  | 20889.8612 | 4232491.9162 | 324 | 20% | 20% | 0.70486 | 0.015521
44 | 12 | 5.7662 | 326 | 44 | 12 | WAT | 1.4724 | 0.06 | 593.132 | 23.988 | 0.34 | 0.213 | 0.5 | 0.013 | 201.564 | 5.118 | 5.7662 | 0.284 | 0.006 | 1.6376 | 0.034597 | 0.193 | 0.10639 | 613 | 5 | Dry Detention | 0.2 |  |  | TMDL | TMDL |  |  | 20889.8612 | 4232491.9162 | 326 | 20% | 20% | 0.32752 | 0.0069195
44 | 13 | 4.9044 | 327 | 44 | 13 | WET | 1.4743 | 0.06 | 265.45 | 10.738 | 0.34 | 0.213 | 0.501 | 0.013 | 90.226 | 2.292 | 4.9044 | 0.284 | 0.006 | 1.3929 | 0.029426 | 0.193 | 0.10643 | 613 | 5 | Dry Detention | 0.2 |  |  | TMDL | TMDL |  |  | 20889.8612 | 4232491.9162 | 327 | 20% | 20% | 0.27857 | 0.0058853
42 | 1 | 0.040961 | 294 | 42 | 1 | LDR | 7.6974 | 0.341 | 476.88 | 21.153 | 0.659 | 0.566 | 5.072 | 0.193 | 314.247 | 11.98 | 0.040961 | 4.277 | 0.158 | 0.17519 | 0.0064719 | 0.556 | 0.4631 | 614 | 5 | Dry Detention | 0.2 |  |  | TMDL | TMDL |  |  | 1144.1993 | 4467.0265 | 294 | 20% | 20% | 0.035038 | 0.0012944
42 | 3 | 0.061588 | 296 | 42 | 3 | HDR | 30.1675 | 2.14 | 3938.018 | 279.373 | 0.658 | 0.566 | 19.86 | 1.21 | 2592.499 | 158.012 | 0.061588 | 16.738 | 0.991 | 1.0309 | 0.061033 | 0.555 | 0.46292 | 614 | 5 | Dry Detention | 0.2 |  |  | TMDL | TMDL |  |  | 1144.1993 | 4467.0265 | 296 | 20% | 20% | 0.20617 | 0.012207
41 | 4 | 1.5552 | 285 | 41 | 4 | IND | 15.0465 | 1.299 | 22984.638 | 1984.314 | 0.961 | 0.924 | 14.457 | 1.2 | 22084.136 | 1832.828 | 1.5552 | 12.656 | 1.059 | 19.6827 | 1.647 | 0.841 | 0.81549 | 615 | 5 | Dry Detention | 0.2 |  |  | TMDL | TMDL |  |  | 1071.966 | 67764.1288 | 285 | 20% | 20% | 3.9365 | 0.32939
41 | 11 | 0.00044908 | 291 | 41 | 11 | FOR | 3.3637 | 0.139 | 1738.258 | 71.607 | 0.961 | 0.923 | 3.231 | 0.128 | 1669.641 | 66.092 | 0.00044908 | 2.844 | 0.114 | 0.0012772 | 5.1195e-05 | 0.846 | 0.81972 | 615 | 5 | Dry Detention | 0.2 |  |  | TMDL | TMDL |  |  | 1071.966 | 67764.1288 | 291 | 20% | 20% | 0.00025543 | 1.0239e-05
41 | 3 | 0.058777 | 284 | 41 | 3 | HDR | 25.4619 | 1.917 | 15674.111 | 1180.15 | 0.961 | 0.923 | 24.461 | 1.77 | 15057.713 | 1089.811 | 0.058777 | 21.44 | 1.565 | 1.2602 | 0.091987 | 0.842 | 0.81633 | 616 | 5 | Dry Detention | 0.2 |  |  | TMDL | TMDL |  |  | 1019.4753 | 60355.5157 | 284 | 20% | 20% | 0.25204 | 0.018397
41 | 4 | 1.3268 | 285 | 41 | 4 | IND | 15.0465 | 1.299 | 22984.638 | 1984.314 | 0.961 | 0.924 | 14.457 | 1.2 | 22084.136 | 1832.828 | 1.3268 | 12.656 | 1.059 | 16.792 | 1.4051 | 0.841 | 0.81549 | 616 | 5 | Dry Detention | 0.2 |  |  | TMDL | TMDL |  |  | 1019.4753 | 60355.5157 | 285 | 20% | 20% | 3.3584 | 0.28102
42 | 1 | 0.10003 | 294 | 42 | 1 | LDR | 7.6974 | 0.341 | 476.88 | 21.153 | 0.659 | 0.566 | 5.072 | 0.193 | 314.247 | 11.98 | 0.10003 | 4.277 | 0.158 | 0.42782 | 0.015805 | 0.556 | 0.4631 | 617 | 5 | Dry Detention | 0.2 |  |  | TMDL | TMDL |  |  | 751.9803 | 15264.5387 | 294 | 20% | 20% | 0.085565 | 0.0031609
42 | 12 | 0.2504 | 303 | 42 | 12 | WAT | 1.3297 | 0.05 | 190.882 | 7.167 | 0.666 | 0.595 | 0.885 | 0.03 | 127.045 | 4.267 | 0.2504 | 0.75 | 0.024 | 0.1878 | 0.0060096 | 0.564 | 0.48916 | 617 | 5 | Dry Detention | 0.2 |  |  | TMDL | TMDL |  |  | 751.9803 | 15264.5387 | 303 | 20% | 20% | 0.03756 | 0.0012019
41 | 10 | 0.023804 | 290 | 41 | 10 | RAN | 5.062 | 0.211 | 1204.825 | 50.143 | 0.96 | 0.922 | 4.86 | 0.194 | 1156.789 | 46.234 | 0.023804 | 4.268 | 0.172 | 0.1016 | 0.0040943 | 0.843 | 0.81592 | 618 | 5 | Dry Detention | 0.2 |  |  | TMDL | TMDL |  |  | 192.9991 | 1036.8925 | 290 | 20% | 20% | 0.020319 | 0.00081886
43 | 2 | 0.19812 | 306 | 43 | 2 | MDR | 14.0634 | 0.759 | 7259.995 | 391.71 | 0.384 | 0.389 | 5.405 | 0.295 | 2790.364 | 152.2 | 0.19812 | 3.02 | 0.14 | 0.59831 | 0.027736 | 0.215 | 0.18394 | 619 | 5 | Dry Detention | 0.2 |  |  | TMDL | TMDL |  |  | 796.7209 | 39882.9339 | 306 | 20% | 20% | 0.11966 | 0.0055472
43 | 10 | 0.34838 | 313 | 43 | 10 | RAN | 6.2468 | 0.288 | 173.894 | 8.021 | 0.391 | 0.4 | 2.445 | 0.115 | 68.054 | 3.208 | 0.34838 | 1.372 | 0.055 | 0.47798 | 0.019161 | 0.22 | 0.1918 | 619 | 5 | Dry Detention | 0.2 |  |  | TMDL | TMDL |  |  | 796.7209 | 39882.9339 | 313 | 20% | 20% | 0.095596 | 0.0038322
43 | 13 | 0.36909 | 316 | 43 | 13 | WET | 1.3298 | 0.058 | 89.023 | 3.857 | 0.397 | 0.41 | 0.528 | 0.024 | 35.35 | 1.581 | 0.36909 | 0.299 | 0.012 | 0.11036 | 0.0044291 | 0.225 | 0.20354 | 619 | 5 | Dry Detention | 0.2 |  |  | TMDL | TMDL |  |  | 796.7209 | 39882.9339 | 316 | 20% | 20% | 0.022072 | 0.00088582
43 | 2 | 0.22318 | 306 | 43 | 2 | MDR | 14.0634 | 0.759 | 7259.995 | 391.71 | 0.384 | 0.389 | 5.405 | 0.295 | 2790.364 | 152.2 | 0.22318 | 3.02 | 0.14 | 0.67401 | 0.031245 | 0.215 | 0.18394 | 620 | 5 | Dry Detention | 0.2 |  |  | TMDL | TMDL |  |  | 411.5063 | 10062.9408 | 306 | 20% | 20% | 0.1348 | 0.0062491
43 | 10 | 0.0078336 | 313 | 43 | 10 | RAN | 6.2468 | 0.288 | 173.894 | 8.021 | 0.391 | 0.4 | 2.445 | 0.115 | 68.054 | 3.208 | 0.0078336 | 1.372 | 0.055 | 0.010748 | 0.00043085 | 0.22 | 0.1918 | 620 | 5 | Dry Detention | 0.2 |  |  | TMDL | TMDL |  |  | 411.5063 | 10062.9408 | 313 | 20% | 20% | 0.0021495 | 8.6169e-05
43 | 2 | 0.37079 | 306 | 43 | 2 | MDR | 14.0634 | 0.759 | 7259.995 | 391.71 | 0.384 | 0.389 | 5.405 | 0.295 | 2790.364 | 152.2 | 0.37079 | 3.02 | 0.14 | 1.1198 | 0.051911 | 0.215 | 0.18394 | 621 | 5 | Dry Detention | 0.2 |  |  | TMDL | TMDL |  |  | 646.8245 | 23585.5146 | 306 | 20% | 20% | 0.22396 | 0.010382
43 | 10 | 0.17066 | 313 | 43 | 10 | RAN | 6.2468 | 0.288 | 173.894 | 8.021 | 0.391 | 0.4 | 2.445 | 0.115 | 68.054 | 3.208 | 0.17066 | 1.372 | 0.055 | 0.23415 | 0.0093863 | 0.22 | 0.1918 | 621 | 5 | Dry Detention | 0.2 |  |  | TMDL | TMDL |  |  | 646.8245 | 23585.5146 | 313 | 20% | 20% | 0.046829 | 0.0018773
41 | 2 | 1.0073 | 283 | 41 | 2 | MDR | 11.9201 | 0.582 | 23513.664 | 1147.493 | 0.961 | 0.923 | 11.452 | 0.537 | 22589.972 | 1059.182 | 1.0073 | 10.039 | 0.474 | 10.1125 | 0.47747 | 0.842 | 0.81527 | 622 | 5 | Dry Detention | 0.2 |  |  | TMDL | TMDL |  |  | 2879.7019 | 229328.3659 | 283 | 20% | 20% | 2.0225 | 0.095495
41 | 4 | 3.0091 | 285 | 41 | 4 | IND | 15.0465 | 1.299 | 22984.638 | 1984.314 | 0.961 | 0.924 | 14.457 | 1.2 | 22084.136 | 1832.828 | 3.0091 | 12.656 | 1.059 | 38.0831 | 3.1866 | 0.841 | 0.81549 | 622 | 5 | Dry Detention | 0.2 |  |  | TMDL | TMDL |  |  | 2879.7019 | 229328.3659 | 285 | 20% | 20% | 7.6166 | 0.63733
41 | 7 | 1.2483 | 287 | 41 | 7 | PAS | 12.3961 | 0.632 | 2255.096 | 115.031 | 0.96 | 0.923 | 11.903 | 0.583 | 2165.408 | 106.125 | 1.2483 | 10.445 | 0.516 | 13.038 | 0.6441 | 0.843 | 0.81577 | 622 | 5 | Dry Detention | 0.2 |  |  | TMDL | TMDL |  |  | 2879.7019 | 229328.3659 | 287 | 20% | 20% | 2.6076 | 0.12882
43 | 2 | 0.22446 | 306 | 43 | 2 | MDR | 14.0634 | 0.759 | 7259.995 | 391.71 | 0.384 | 0.389 | 5.405 | 0.295 | 2790.364 | 152.2 | 0.22446 | 3.02 | 0.14 | 0.67786 | 0.031424 | 0.215 | 0.18394 | 623 | 5 | Dry Detention | 0.2 |  |  | TMDL | TMDL |  |  | 403.4519 | 9777.2343 | 306 | 20% | 20% | 0.13557 | 0.0062847
43 | 4 | 1.0501 | 308 | 43 | 4 | IND | 17.3446 | 1.669 | 998.834 | 96.117 | 0.381 | 0.389 | 6.612 | 0.65 | 380.786 | 37.427 | 1.0501 | 3.68 | 0.306 | 3.8643 | 0.32133 | 0.212 | 0.18339 | 624 | 5 | Dry Detention | 0.2 |  |  | TMDL | TMDL |  |  | 1243.6885 | 67600.4182 | 308 | 20% | 20% | 0.77286 | 0.064265
43 | 10 | 0.41812 | 313 | 43 | 10 | RAN | 6.2468 | 0.288 | 173.894 | 8.021 | 0.391 | 0.4 | 2.445 | 0.115 | 68.054 | 3.208 | 0.41812 | 1.372 | 0.055 | 0.57367 | 0.022997 | 0.22 | 0.1918 | 624 | 5 | Dry Detention | 0.2 |  |  | TMDL | TMDL |  |  | 1243.6885 | 67600.4182 | 313 | 20% | 20% | 0.11473 | 0.0045994
43 | 12 | 0.083688 | 315 | 43 | 12 | WAT | 1.328 | 0.058 | 87.095 | 3.773 | 0.397 | 0.41 | 0.527 | 0.024 | 34.58 | 1.546 | 0.083688 | 0.299 | 0.012 | 0.025023 | 0.0010043 | 0.225 | 0.20342 | 624 | 5 | Dry Detention | 0.2 |  |  | TMDL | TMDL |  |  | 1243.6885 | 67600.4182 | 315 | 20% | 20% | 0.0050045 | 0.00020085
42 | 1 | 0.0037518 | 294 | 42 | 1 | LDR | 7.6974 | 0.341 | 476.88 | 21.153 | 0.659 | 0.566 | 5.072 | 0.193 | 314.247 | 11.98 | 0.0037518 | 4.277 | 0.158 | 0.016047 | 0.00059279 | 0.556 | 0.4631 | 625 | 5 | Dry Detention | 0.2 |  |  | TMDL | TMDL |  |  | 2368.8458 | 81985.5965 | 294 | 20% | 20% | 0.0032093 | 0.00011856
42 | 2 | 0.26686 | 295 | 42 | 2 | MDR | 14.1386 | 0.658 | 3286.319 | 152.848 | 0.659 | 0.565 | 9.311 | 0.371 | 2164.239 | 86.325 | 0.26686 | 7.849 | 0.304 | 2.0946 | 0.081124 | 0.555 | 0.46163 | 625 | 5 | Dry Detention | 0.2 |  |  | TMDL | TMDL |  |  | 2368.8458 | 81985.5965 | 295 | 20% | 20% | 0.41891 | 0.016225
42 | 12 | 1.6115 | 303 | 42 | 12 | WAT | 1.3297 | 0.05 | 190.882 | 7.167 | 0.666 | 0.595 | 0.885 | 0.03 | 127.045 | 4.267 | 1.6115 | 0.75 | 0.024 | 1.2086 | 0.038677 | 0.564 | 0.48916 | 625 | 5 | Dry Detention | 0.2 |  |  | TMDL | TMDL |  |  | 2368.8458 | 81985.5965 | 303 | 20% | 20% | 0.24173 | 0.0077353
41 | 1 | 1.3112 | 282 | 41 | 1 | LDR | 6.4645 | 0.301 | 7159.582 | 333.43 | 0.961 | 0.923 | 6.211 | 0.278 | 6878.392 | 307.743 | 1.3112 | 5.446 | 0.246 | 7.1407 | 0.32255 | 0.842 | 0.81555 | 626 | 5 | Dry Detention | 0.2 |  |  | TMDL | TMDL |  |  | 2598.7136 | 198444.9967 | 282 | 20% | 20% | 1.4281 | 0.064511
41 | 4 | 0.0012672 | 285 | 41 | 4 | IND | 15.0465 | 1.299 | 22984.638 | 1984.314 | 0.961 | 0.924 | 14.457 | 1.2 | 22084.136 | 1832.828 | 0.0012672 | 12.656 | 1.059 | 0.016037 | 0.0013419 | 0.841 | 0.81549 | 626 | 5 | Dry Detention | 0.2 |  |  | TMDL | TMDL |  |  | 2598.7136 | 198444.9967 | 285 | 20% | 20% | 0.0032074 | 0.00026838
42 | 1 | 2.0564 | 294 | 42 | 1 | LDR | 7.6974 | 0.341 | 476.88 | 21.153 | 0.659 | 0.566 | 5.072 | 0.193 | 314.247 | 11.98 | 2.0564 | 4.277 | 0.158 | 8.7954 | 0.32492 | 0.556 | 0.4631 | 626 | 5 | Dry Detention | 0.2 |  |  | TMDL | TMDL |  |  | 2598.7136 | 198444.9967 | 294 | 20% | 20% | 1.7591 | 0.064984
42 | 2 | 0.051835 | 295 | 42 | 2 | MDR | 14.1386 | 0.658 | 3286.319 | 152.848 | 0.659 | 0.565 | 9.311 | 0.371 | 2164.239 | 86.325 | 0.051835 | 7.849 | 0.304 | 0.40685 | 0.015758 | 0.555 | 0.46163 | 626 | 5 | Dry Detention | 0.2 |  |  | TMDL | TMDL |  |  | 2598.7136 | 198444.9967 | 295 | 20% | 20% | 0.081371 | 0.0031516
42 | 12 | 1.1349 | 303 | 42 | 12 | WAT | 1.3297 | 0.05 | 190.882 | 7.167 | 0.666 | 0.595 | 0.885 | 0.03 | 127.045 | 4.267 | 1.1349 | 0.75 | 0.024 | 0.85121 | 0.027239 | 0.564 | 0.48916 | 626 | 5 | Dry Detention | 0.2 |  |  | TMDL | TMDL |  |  | 2598.7136 | 198444.9967 | 303 | 20% | 20% | 0.17024 | 0.0054477
41 | 3 | 0.14335 | 284 | 41 | 3 | HDR | 25.4619 | 1.917 | 15674.111 | 1180.15 | 0.961 | 0.923 | 24.461 | 1.77 | 15057.713 | 1089.811 | 0.14335 | 21.44 | 1.565 | 3.0734 | 0.22434 | 0.842 | 0.81633 | 627 | 5 | Dry Detention | 0.2 |  |  | TMDL | TMDL |  |  | 3022.869 | 387321.8844 | 284 | 20% | 20% | 0.61468 | 0.044868
41 | 4 | 0.4119 | 285 | 41 | 4 | IND | 15.0465 | 1.299 | 22984.638 | 1984.314 | 0.961 | 0.924 | 14.457 | 1.2 | 22084.136 | 1832.828 | 0.4119 | 12.656 | 1.059 | 5.213 | 0.4362 | 0.841 | 0.81549 | 627 | 5 | Dry Detention | 0.2 |  |  | TMDL | TMDL |  |  | 3022.869 | 387321.8844 | 285 | 20% | 20% | 1.0426 | 0.087241
44 | 3 | 0.23629 | 319 | 44 | 3 | HDR | 33.4997 | 2.57 | 5148.195 | 394.954 | 0.33 | 0.202 | 11.051 | 0.519 | 1698.308 | 79.773 | 0.23629 | 6.172 | 0.247 | 1.4584 | 0.058363 | 0.184 | 0.096194 | 627 | 5 | Dry Detention | 0.2 |  |  | TMDL | TMDL |  |  | 3022.869 | 387321.8844 | 319 | 20% | 20% | 0.29167 | 0.011673
44 | 4 | 8.1002 | 320 | 44 | 4 | IND | 19.3728 | 1.729 | 6451.954 | 575.835 | 0.327 | 0.198 | 6.341 | 0.343 | 2111.931 | 114.125 | 8.1002 | 3.531 | 0.162 | 28.6017 | 1.3122 | 0.182 | 0.093784 | 627 | 5 | Dry Detention | 0.2 |  |  | TMDL | TMDL |  |  | 3022.869 | 387321.8844 | 320 | 20% | 20% | 5.7203 | 0.26245
41 | 1 | 0.26131 | 282 | 41 | 1 | LDR | 6.4645 | 0.301 | 7159.582 | 333.43 | 0.961 | 0.923 | 6.211 | 0.278 | 6878.392 | 307.743 | 0.26131 | 5.446 | 0.246 | 1.4231 | 0.064283 | 0.842 | 0.81555 | 628 | 5 | Dry Detention | 0.2 |  |  | TMDL | TMDL |  |  | 465.6837 | 11950.5162 | 282 | 20% | 20% | 0.28462 | 0.012857
41 | 11 | 0.013036 | 291 | 41 | 11 | FOR | 3.3637 | 0.139 | 1738.258 | 71.607 | 0.961 | 0.923 | 3.231 | 0.128 | 1669.641 | 66.092 | 0.013036 | 2.844 | 0.114 | 0.037073 | 0.001486 | 0.846 | 0.81972 | 628 | 5 | Dry Detention | 0.2 |  |  | TMDL | TMDL |  |  | 465.6837 | 11950.5162 | 291 | 20% | 20% | 0.0074146 | 0.00029721
46 | 2 | 0.4315 | 341 | 46 | 2 | MDR | 13.7343 | 0.645 | 12517.372 | 587.845 | 0.585 | 0.835 | 8.036 | 0.539 | 7324.398 | 490.966 | 0.4315 | 6.155 | 0.317 | 2.6559 | 0.13679 | 0.448 | 0.49116 | 629 | 5 | Dry Detention | 0.2 |  |  | TMDL | TMDL |  |  | 585.7351 | 18796.2166 | 341 | 20% | 20% | 0.53118 | 0.027357
41 | 1 | 2.0178 | 282 | 41 | 1 | LDR | 6.4645 | 0.301 | 7159.582 | 333.43 | 0.961 | 0.923 | 6.211 | 0.278 | 6878.392 | 307.743 | 2.0178 | 5.446 | 0.246 | 10.9889 | 0.49637 | 0.842 | 0.81555 | 630 | 5 | Dry Detention | 0.2 |  |  | TMDL | TMDL |  |  | 1396.289 | 104631.2347 | 282 | 20% | 20% | 2.1978 | 0.099275
41 | 10 | 0.010995 | 290 | 41 | 10 | RAN | 5.062 | 0.211 | 1204.825 | 50.143 | 0.96 | 0.922 | 4.86 | 0.194 | 1156.789 | 46.234 | 0.010995 | 4.268 | 0.172 | 0.046926 | 0.0018911 | 0.843 | 0.81592 | 630 | 5 | Dry Detention | 0.2 |  |  | TMDL | TMDL |  |  | 1396.289 | 104631.2347 | 290 | 20% | 20% | 0.0093852 | 0.00037822
41 | 13 | 0.37323 | 293 | 41 | 13 | WET | 1.0484 | 0.041 | 1567.871 | 61.608 | 0.962 | 0.921 | 1.008 | 0.038 | 1507.852 | 56.766 | 0.37323 | 0.888 | 0.034 | 0.33143 | 0.01269 | 0.847 | 0.81976 | 630 | 5 | Dry Detention | 0.2 |  |  | TMDL | TMDL |  |  | 1396.289 | 104631.2347 | 293 | 20% | 20% | 0.066286 | 0.002538
41 | 3 | 13.9256 | 284 | 41 | 3 | HDR | 25.4619 | 1.917 | 15674.111 | 1180.15 | 0.961 | 0.923 | 24.461 | 1.77 | 15057.713 | 1089.811 | 13.9256 | 21.44 | 1.565 | 298.5645 | 21.7935 | 0.842 | 0.81633 | 631 | 5 | Dry Detention | 0.2 |  |  | TMDL | TMDL |  |  | 3590.7194 | 643948.2572 | 284 | 20% | 20% | 59.7129 | 4.3587
41 | 12 | 0.85749 | 292 | 41 | 12 | WAT | 1.0456 | 0.041 | 281.889 | 11.073 | 0.962 | 0.921 | 1.006 | 0.038 | 271.1 | 10.202 | 0.85749 | 0.885 | 0.034 | 0.75888 | 0.029155 | 0.847 | 0.81969 | 631 | 5 | Dry Detention | 0.2 |  |  | TMDL | TMDL |  |  | 3590.7194 | 643948.2572 | 292 | 20% | 20% | 0.15178 | 0.005831
41 | 1 | 4.267 | 282 | 41 | 1 | LDR | 6.4645 | 0.301 | 7159.582 | 333.43 | 0.961 | 0.923 | 6.211 | 0.278 | 6878.392 | 307.743 | 4.267 | 5.446 | 0.246 | 23.2382 | 1.0497 | 0.842 | 0.81555 | 632 | 5 | Dry Detention | 0.2 |  |  | TMDL | TMDL |  |  | 4733.7782 | 330860.6902 | 282 | 20% | 20% | 4.6476 | 0.20994
41 | 7 | 0.30137 | 287 | 41 | 7 | PAS | 12.3961 | 0.632 | 2255.096 | 115.031 | 0.96 | 0.923 | 11.903 | 0.583 | 2165.408 | 106.125 | 0.30137 | 10.445 | 0.516 | 3.1478 | 0.15551 | 0.843 | 0.81577 | 632 | 5 | Dry Detention | 0.2 |  |  | TMDL | TMDL |  |  | 4733.7782 | 330860.6902 | 287 | 20% | 20% | 0.62956 | 0.031101
41 | 11 | 0.23179 | 291 | 41 | 11 | FOR | 3.3637 | 0.139 | 1738.258 | 71.607 | 0.961 | 0.923 | 3.231 | 0.128 | 1669.641 | 66.092 | 0.23179 | 2.844 | 0.114 | 0.65921 | 0.026424 | 0.846 | 0.81972 | 632 | 5 | Dry Detention | 0.2 |  |  | TMDL | TMDL |  |  | 4733.7782 | 330860.6902 | 291 | 20% | 20% | 0.13184 | 0.0052848
41 | 13 | 2.5469 | 293 | 41 | 13 | WET | 1.0484 | 0.041 | 1567.871 | 61.608 | 0.962 | 0.921 | 1.008 | 0.038 | 1507.852 | 56.766 | 2.5469 | 0.888 | 0.034 | 2.2617 | 0.086596 | 0.847 | 0.81976 | 632 | 5 | Dry Detention | 0.2 |  |  | TMDL | TMDL |  |  | 4733.7782 | 330860.6902 | 293 | 20% | 20% | 0.45234 | 0.017319
41 | 1 | 2.6754 | 282 | 41 | 1 | LDR | 6.4645 | 0.301 | 7159.582 | 333.43 | 0.961 | 0.923 | 6.211 | 0.278 | 6878.392 | 307.743 | 2.6754 | 5.446 | 0.246 | 14.5702 | 0.65815 | 0.842 | 0.81555 | 633 | 5 | Dry Detention | 0.2 |  |  | TMDL | TMDL |  |  | 2494.9599 | 308331.8861 | 282 | 20% | 20% | 2.914 | 0.13163
41 | 7 | 0.044023 | 287 | 41 | 7 | PAS | 12.3961 | 0.632 | 2255.096 | 115.031 | 0.96 | 0.923 | 11.903 | 0.583 | 2165.408 | 106.125 | 0.044023 | 10.445 | 0.516 | 0.45982 | 0.022716 | 0.843 | 0.81577 | 633 | 5 | Dry Detention | 0.2 |  |  | TMDL | TMDL |  |  | 2494.9599 | 308331.8861 | 287 | 20% | 20% | 0.091964 | 0.0045432
41 | 13 | 3.6437 | 293 | 41 | 13 | WET | 1.0484 | 0.041 | 1567.871 | 61.608 | 0.962 | 0.921 | 1.008 | 0.038 | 1507.852 | 56.766 | 3.6437 | 0.888 | 0.034 | 3.2356 | 0.12389 | 0.847 | 0.81976 | 633 | 5 | Dry Detention | 0.2 |  |  | TMDL | TMDL |  |  | 2494.9599 | 308331.8861 | 293 | 20% | 20% | 0.64713 | 0.024777
41 | 3 | 5.5461e-05 | 284 | 41 | 3 | HDR | 25.4619 | 1.917 | 15674.111 | 1180.15 | 0.961 | 0.923 | 24.461 | 1.77 | 15057.713 | 1089.811 | 5.5461e-05 | 21.44 | 1.565 | 0.0011891 | 8.6796e-05 | 0.842 | 0.81633 | 634 | 5 | Dry Detention | 0.2 |  |  | TMDL | TMDL |  |  | 312.7396 | 1490.3776 | 284 | 20% | 20% | 0.00023782 | 1.7359e-05
41 | 13 | 0.034159 | 293 | 41 | 13 | WET | 1.0484 | 0.041 | 1567.871 | 61.608 | 0.962 | 0.921 | 1.008 | 0.038 | 1507.852 | 56.766 | 0.034159 | 0.888 | 0.034 | 0.030333 | 0.0011614 | 0.847 | 0.81976 | 634 | 5 | Dry Detention | 0.2 |  |  | TMDL | TMDL |  |  | 312.7396 | 1490.3776 | 293 | 20% | 20% | 0.0060666 | 0.00023228
46 | 2 | 0.66474 | 341 | 46 | 2 | MDR | 13.7343 | 0.645 | 12517.372 | 587.845 | 0.585 | 0.835 | 8.036 | 0.539 | 7324.398 | 490.966 | 0.66474 | 6.155 | 0.317 | 4.0915 | 0.21072 | 0.448 | 0.49116 | 635 | 5 | Dry Detention | 0.2 |  |  | TMDL | TMDL |  |  | 869.6124 | 40509.4203 | 341 | 20% | 20% | 0.81829 | 0.042145
46 | 2 | 0.88507 | 341 | 46 | 2 | MDR | 13.7343 | 0.645 | 12517.372 | 587.845 | 0.585 | 0.835 | 8.036 | 0.539 | 7324.398 | 490.966 | 0.88507 | 6.155 | 0.317 | 5.4476 | 0.28057 | 0.448 | 0.49116 | 636 | 5 | Dry Detention | 0.2 |  |  | TMDL | TMDL |  |  | 785.8726 | 38553.6309 | 341 | 20% | 20% | 1.0895 | 0.056114
46 | 2 | 0.20467 | 341 | 46 | 2 | MDR | 13.7343 | 0.645 | 12517.372 | 587.845 | 0.585 | 0.835 | 8.036 | 0.539 | 7324.398 | 490.966 | 0.20467 | 6.155 | 0.317 | 1.2597 | 0.06488 | 0.448 | 0.49116 | 637 | 5 | Dry Detention | 0.2 |  |  | TMDL | TMDL |  |  | 378.6778 | 8915.3934 | 341 | 20% | 20% | 0.25195 | 0.012976
43 | 2 | 2.9395 | 306 | 43 | 2 | MDR | 14.0634 | 0.759 | 7259.995 | 391.71 | 0.384 | 0.389 | 5.405 | 0.295 | 2790.364 | 152.2 | 2.9395 | 3.02 | 0.14 | 8.8772 | 0.41153 | 0.215 | 0.18394 | 638 | 5 | Dry Detention | 0.2 |  |  | TMDL | TMDL |  |  | 2126.8778 | 132903.5471 | 306 | 20% | 20% | 1.7754 | 0.082305
43 | 4 | 0.023153 | 308 | 43 | 4 | IND | 17.3446 | 1.669 | 998.834 | 96.117 | 0.381 | 0.389 | 6.612 | 0.65 | 380.786 | 37.427 | 0.023153 | 3.68 | 0.306 | 0.085202 | 0.0070848 | 0.212 | 0.18339 | 638 | 5 | Dry Detention | 0.2 |  |  | TMDL | TMDL |  |  | 2126.8778 | 132903.5471 | 308 | 20% | 20% | 0.01704 | 0.001417
43 | 2 | 55.8919 | 306 | 43 | 2 | MDR | 14.0634 | 0.759 | 7259.995 | 391.71 | 0.384 | 0.389 | 5.405 | 0.295 | 2790.364 | 152.2 | 55.8919 | 3.02 | 0.14 | 168.7936 | 7.8249 | 0.215 | 0.18394 | 639 | 5 | Dry Detention | 0.2 |  |  | TMDL | TMDL |  |  | 7898.8058 | 2712138.1343 | 306 | 20% | 20% | 33.7587 | 1.565
43 | 4 | 0.97861 | 308 | 43 | 4 | IND | 17.3446 | 1.669 | 998.834 | 96.117 | 0.381 | 0.389 | 6.612 | 0.65 | 380.786 | 37.427 | 0.97861 | 3.68 | 0.306 | 3.6013 | 0.29946 | 0.212 | 0.18339 | 639 | 5 | Dry Detention | 0.2 |  |  | TMDL | TMDL |  |  | 7898.8058 | 2712138.1343 | 308 | 20% | 20% | 0.72026 | 0.059891
43 | 7 | 0.43392 | 310 | 43 | 7 | PAS | 15.06 | 0.849 | 619.298 | 34.901 | 0.389 | 0.398 | 5.862 | 0.338 | 241.053 | 13.9 | 0.43392 | 3.285 | 0.162 | 1.4254 | 0.070295 | 0.218 | 0.19036 | 639 | 5 | Dry Detention | 0.2 |  |  | TMDL | TMDL |  |  | 7898.8058 | 2712138.1343 | 310 | 20% | 20% | 0.28509 | 0.014059
43 | 9 | 0.040171 | 312 | 43 | 9 | AGT | 12.3942 | 0.656 | 220.802 | 11.688 | 0.392 | 0.401 | 4.861 | 0.263 | 86.592 | 4.688 | 0.040171 | 2.731 | 0.126 | 0.10971 | 0.0050615 | 0.22 | 0.19268 | 639 | 5 | Dry Detention | 0.2 |  |  | TMDL | TMDL |  |  | 7898.8058 | 2712138.1343 | 312 | 20% | 20% | 0.021941 | 0.0010123
43 | 13 | 2.2489 | 316 | 43 | 13 | WET | 1.3298 | 0.058 | 89.023 | 3.857 | 0.397 | 0.41 | 0.528 | 0.024 | 35.35 | 1.581 | 2.2489 | 0.299 | 0.012 | 0.67242 | 0.026987 | 0.225 | 0.20354 | 639 | 5 | Dry Detention | 0.2 |  |  | TMDL | TMDL |  |  | 7898.8058 | 2712138.1343 | 316 | 20% | 20% | 0.13448 | 0.0053973
41 | 1 | 3.33 | 282 | 41 | 1 | LDR | 6.4645 | 0.301 | 7159.582 | 333.43 | 0.961 | 0.923 | 6.211 | 0.278 | 6878.392 | 307.743 | 3.33 | 5.446 | 0.246 | 18.1354 | 0.81919 | 0.842 | 0.81555 | 640 | 5 | Dry Detention | 0.2 |  |  | TMDL | TMDL |  |  | 3393.053 | 265358.9199 | 282 | 20% | 20% | 3.6271 | 0.16384
41 | 4 | 0.08219 | 285 | 41 | 4 | IND | 15.0465 | 1.299 | 22984.638 | 1984.314 | 0.961 | 0.924 | 14.457 | 1.2 | 22084.136 | 1832.828 | 0.08219 | 12.656 | 1.059 | 1.0402 | 0.087039 | 0.841 | 0.81549 | 640 | 5 | Dry Detention | 0.2 |  |  | TMDL | TMDL |  |  | 3393.053 | 265358.9199 | 285 | 20% | 20% | 0.20804 | 0.017408
42 | 1 | 2.6055 | 294 | 42 | 1 | LDR | 7.6974 | 0.341 | 476.88 | 21.153 | 0.659 | 0.566 | 5.072 | 0.193 | 314.247 | 11.98 | 2.6055 | 4.277 | 0.158 | 11.1438 | 0.41167 | 0.556 | 0.4631 | 640 | 5 | Dry Detention | 0.2 |  |  | TMDL | TMDL |  |  | 3393.053 | 265358.9199 | 294 | 20% | 20% | 2.2288 | 0.082334
42 | 12 | 0.074075 | 303 | 42 | 12 | WAT | 1.3297 | 0.05 | 190.882 | 7.167 | 0.666 | 0.595 | 0.885 | 0.03 | 127.045 | 4.267 | 0.074075 | 0.75 | 0.024 | 0.055556 | 0.0017778 | 0.564 | 0.48916 | 640 | 5 | Dry Detention | 0.2 |  |  | TMDL | TMDL |  |  | 3393.053 | 265358.9199 | 303 | 20% | 20% | 0.011111 | 0.00035556
46 | 2 | 0.42762 | 341 | 46 | 2 | MDR | 13.7343 | 0.645 | 12517.372 | 587.845 | 0.585 | 0.835 | 8.036 | 0.539 | 7324.398 | 490.966 | 0.42762 | 6.155 | 0.317 | 2.632 | 0.13556 | 0.448 | 0.49116 | 641 | 5 | Dry Detention | 0.2 |  |  | TMDL | TMDL |  |  | 582.2436 | 18627.1461 | 341 | 20% | 20% | 0.5264 | 0.027111
43 | 2 | 4.129 | 306 | 43 | 2 | MDR | 14.0634 | 0.759 | 7259.995 | 391.71 | 0.384 | 0.389 | 5.405 | 0.295 | 2790.364 | 152.2 | 4.129 | 3.02 | 0.14 | 12.4695 | 0.57805 | 0.215 | 0.18394 | 642 | 5 | Dry Detention | 0.2 |  |  | TMDL | TMDL |  |  | 1987.6372 | 186673.117 | 306 | 20% | 20% | 2.4939 | 0.11561
43 | 4 | 0.15648 | 308 | 43 | 4 | IND | 17.3446 | 1.669 | 998.834 | 96.117 | 0.381 | 0.389 | 6.612 | 0.65 | 380.786 | 37.427 | 0.15648 | 3.68 | 0.306 | 0.57585 | 0.047883 | 0.212 | 0.18339 | 642 | 5 | Dry Detention | 0.2 |  |  | TMDL | TMDL |  |  | 1987.6372 | 186673.117 | 308 | 20% | 20% | 0.11517 | 0.0095767
41 | 3 | 0.066009 | 284 | 41 | 3 | HDR | 25.4619 | 1.917 | 15674.111 | 1180.15 | 0.961 | 0.923 | 24.461 | 1.77 | 15057.713 | 1089.811 | 0.066009 | 21.44 | 1.565 | 1.4152 | 0.1033 | 0.842 | 0.81633 | 643 | 5 | Dry Detention | 0.2 |  |  | TMDL | TMDL |  |  | 2113.9678 | 228910.1282 | 284 | 20% | 20% | 0.28305 | 0.020661
41 | 4 | 0.85935 | 285 | 41 | 4 | IND | 15.0465 | 1.299 | 22984.638 | 1984.314 | 0.961 | 0.924 | 14.457 | 1.2 | 22084.136 | 1832.828 | 0.85935 | 12.656 | 1.059 | 10.8759 | 0.91005 | 0.841 | 0.81549 | 643 | 5 | Dry Detention | 0.2 |  |  | TMDL | TMDL |  |  | 2113.9678 | 228910.1282 | 285 | 20% | 20% | 2.1752 | 0.18201
41 | 11 | 2.9431 | 291 | 41 | 11 | FOR | 3.3637 | 0.139 | 1738.258 | 71.607 | 0.961 | 0.923 | 3.231 | 0.128 | 1669.641 | 66.092 | 2.9431 | 2.844 | 0.114 | 8.3703 | 0.33552 | 0.846 | 0.81972 | 643 | 5 | Dry Detention | 0.2 |  |  | TMDL | TMDL |  |  | 2113.9678 | 228910.1282 | 291 | 20% | 20% | 1.6741 | 0.067103
46 | 2 | 0.65177 | 341 | 46 | 2 | MDR | 13.7343 | 0.645 | 12517.372 | 587.845 | 0.585 | 0.835 | 8.036 | 0.539 | 7324.398 | 490.966 | 0.65177 | 6.155 | 0.317 | 4.0116 | 0.20661 | 0.448 | 0.49116 | 646 | 5 | Dry Detention | 0.2 |  |  | TMDL | TMDL |  |  | 785.2985 | 28391.007 | 341 | 20% | 20% | 0.80233 | 0.041322
41 | 1 | 0.92257 | 282 | 41 | 1 | LDR | 6.4645 | 0.301 | 7159.582 | 333.43 | 0.961 | 0.923 | 6.211 | 0.278 | 6878.392 | 307.743 | 0.92257 | 5.446 | 0.246 | 5.0243 | 0.22695 | 0.842 | 0.81555 | 647 | 5 | Dry Detention | 0.2 |  |  | TMDL | TMDL |  |  | 1981.9048 | 225075.9368 | 282 | 20% | 20% | 1.0049 | 0.045391
41 | 3 | 8.9983e-06 | 284 | 41 | 3 | HDR | 25.4619 | 1.917 | 15674.111 | 1180.15 | 0.961 | 0.923 | 24.461 | 1.77 | 15057.713 | 1089.811 | 8.9983e-06 | 21.44 | 1.565 | 0.00019292 | 1.4082e-05 | 0.842 | 0.81633 | 647 | 5 | Dry Detention | 0.2 |  |  | TMDL | TMDL |  |  | 1981.9048 | 225075.9368 | 284 | 20% | 20% | 3.8585e-05 | 2.8165e-06
41 | 11 | 4.2445 | 291 | 41 | 11 | FOR | 3.3637 | 0.139 | 1738.258 | 71.607 | 0.961 | 0.923 | 3.231 | 0.128 | 1669.641 | 66.092 | 4.2445 | 2.844 | 0.114 | 12.0713 | 0.48387 | 0.846 | 0.81972 | 647 | 5 | Dry Detention | 0.2 |  |  | TMDL | TMDL |  |  | 1981.9048 | 225075.9368 | 291 | 20% | 20% | 2.4143 | 0.096774
41 | 3 | 0.00080817 | 284 | 41 | 3 | HDR | 25.4619 | 1.917 | 15674.111 | 1180.15 | 0.961 | 0.923 | 24.461 | 1.77 | 15057.713 | 1089.811 | 0.00080817 | 21.44 | 1.565 | 0.017327 | 0.0012648 | 0.842 | 0.81633 | 648 | 5 | Dry Detention | 0.2 |  |  | TMDL | TMDL |  |  | 39.0144 | 41.5806 | 284 | 20% | 20% | 0.0034654 | 0.00025296
41 | 13 | 0.0001464 | 293 | 41 | 13 | WET | 1.0484 | 0.041 | 1567.871 | 61.608 | 0.962 | 0.921 | 1.008 | 0.038 | 1507.852 | 56.766 | 0.0001464 | 0.888 | 0.034 | 0.00013 | 4.9775e-06 | 0.847 | 0.81976 | 648 | 5 | Dry Detention | 0.2 |  |  | TMDL | TMDL |  |  | 39.0144 | 41.5806 | 293 | 20% | 20% | 2.6e-05 | 9.9549e-07
43 | 2 | 0.12604 | 306 | 43 | 2 | MDR | 14.0634 | 0.759 | 7259.995 | 391.71 | 0.384 | 0.389 | 5.405 | 0.295 | 2790.364 | 152.2 | 0.12604 | 3.02 | 0.14 | 0.38065 | 0.017646 | 0.215 | 0.18394 | 649 | 5 | Dry Detention | 0.2 |  |  | TMDL | TMDL |  |  | 1264.1987 | 12224.9065 | 306 | 20% | 20% | 0.07613 | 0.0035292
43 | 4 | 0.13317 | 308 | 43 | 4 | IND | 17.3446 | 1.669 | 998.834 | 96.117 | 0.381 | 0.389 | 6.612 | 0.65 | 380.786 | 37.427 | 0.13317 | 3.68 | 0.306 | 0.49005 | 0.040749 | 0.212 | 0.18339 | 649 | 5 | Dry Detention | 0.2 |  |  | TMDL | TMDL |  |  | 1264.1987 | 12224.9065 | 308 | 20% | 20% | 0.098009 | 0.0081497
41 | 3 | 0.010086 | 284 | 41 | 3 | HDR | 25.4619 | 1.917 | 15674.111 | 1180.15 | 0.961 | 0.923 | 24.461 | 1.77 | 15057.713 | 1089.811 | 0.010086 | 21.44 | 1.565 | 0.21624 | 0.015784 | 0.842 | 0.81633 | 650 | 5 | Dry Detention | 0.2 |  |  | TMDL | TMDL |  |  | 177.3251 | 446.9492 | 284 | 20% | 20% | 0.043248 | 0.0031568
41 | 13 | 0.00017481 | 293 | 41 | 13 | WET | 1.0484 | 0.041 | 1567.871 | 61.608 | 0.962 | 0.921 | 1.008 | 0.038 | 1507.852 | 56.766 | 0.00017481 | 0.888 | 0.034 | 0.00015523 | 5.9437e-06 | 0.847 | 0.81976 | 650 | 5 | Dry Detention | 0.2 |  |  | TMDL | TMDL |  |  | 177.3251 | 446.9492 | 293 | 20% | 20% | 3.1047e-05 | 1.1887e-06
41 | 3 | 0.082769 | 284 | 41 | 3 | HDR | 25.4619 | 1.917 | 15674.111 | 1180.15 | 0.961 | 0.923 | 24.461 | 1.77 | 15057.713 | 1089.811 | 0.082769 | 21.44 | 1.565 | 1.7746 | 0.12953 | 0.842 | 0.81633 | 651 | 5 | Dry Detention | 0.2 |  |  | TMDL | TMDL |  |  | 545.8988 | 6930.9298 | 284 | 20% | 20% | 0.35491 | 0.025907
41 | 13 | 0.076344 | 293 | 41 | 13 | WET | 1.0484 | 0.041 | 1567.871 | 61.608 | 0.962 | 0.921 | 1.008 | 0.038 | 1507.852 | 56.766 | 0.076344 | 0.888 | 0.034 | 0.067793 | 0.0025957 | 0.847 | 0.81976 | 651 | 5 | Dry Detention | 0.2 |  |  | TMDL | TMDL |  |  | 545.8988 | 6930.9298 | 293 | 20% | 20% | 0.013559 | 0.00051914
41 | 3 | 0.0049114 | 284 | 41 | 3 | HDR | 25.4619 | 1.917 | 15674.111 | 1180.15 | 0.961 | 0.923 | 24.461 | 1.77 | 15057.713 | 1089.811 | 0.0049114 | 21.44 | 1.565 | 0.1053 | 0.0076863 | 0.842 | 0.81633 | 652 | 5 | Dry Detention | 0.2 |  |  | TMDL | TMDL |  |  | 453.9729 | 3880.7324 | 284 | 20% | 20% | 0.02106 | 0.0015373
41 | 13 | 0.084179 | 293 | 41 | 13 | WET | 1.0484 | 0.041 | 1567.871 | 61.608 | 0.962 | 0.921 | 1.008 | 0.038 | 1507.852 | 56.766 | 0.084179 | 0.888 | 0.034 | 0.074751 | 0.0028621 | 0.847 | 0.81976 | 652 | 5 | Dry Detention | 0.2 |  |  | TMDL | TMDL |  |  | 453.9729 | 3880.7324 | 293 | 20% | 20% | 0.01495 | 0.00057241
41 | 3 | 0.038244 | 284 | 41 | 3 | HDR | 25.4619 | 1.917 | 15674.111 | 1180.15 | 0.961 | 0.923 | 24.461 | 1.77 | 15057.713 | 1089.811 | 0.038244 | 21.44 | 1.565 | 0.81996 | 0.059852 | 0.842 | 0.81633 | 654 | 5 | Dry Detention | 0.2 |  |  | TMDL | TMDL |  |  | 710.8666 | 3607.4779 | 284 | 20% | 20% | 0.16399 | 0.01197
41 | 4 | 0.0068828 | 285 | 41 | 4 | IND | 15.0465 | 1.299 | 22984.638 | 1984.314 | 0.961 | 0.924 | 14.457 | 1.2 | 22084.136 | 1832.828 | 0.0068828 | 12.656 | 1.059 | 0.087109 | 0.0072889 | 0.841 | 0.81549 | 654 | 5 | Dry Detention | 0.2 |  |  | TMDL | TMDL |  |  | 710.8666 | 3607.4779 | 285 | 20% | 20% | 0.017422 | 0.0014578
41 | 4 | 0.02941 | 285 | 41 | 4 | IND | 15.0465 | 1.299 | 22984.638 | 1984.314 | 0.961 | 0.924 | 14.457 | 1.2 | 22084.136 | 1832.828 | 0.02941 | 12.656 | 1.059 | 0.37221 | 0.031145 | 0.841 | 0.81549 | 655 | 5 | Dry Detention | 0.2 |  |  | TMDL | TMDL |  |  | 777.7646 | 1383.9918 | 285 | 20% | 20% | 0.074442 | 0.006229
41 | 13 | 6.8503e-05 | 293 | 41 | 13 | WET | 1.0484 | 0.041 | 1567.871 | 61.608 | 0.962 | 0.921 | 1.008 | 0.038 | 1507.852 | 56.766 | 6.8503e-05 | 0.888 | 0.034 | 6.083e-05 | 2.3291e-06 | 0.847 | 0.81976 | 655 | 5 | Dry Detention | 0.2 |  |  | TMDL | TMDL |  |  | 777.7646 | 1383.9918 | 293 | 20% | 20% | 1.2166e-05 | 4.6582e-07
46 | 3 | 0.035961 | 342 | 46 | 3 | HDR | 29.2966 | 2.128 | 15135.696 | 1099.348 | 0.585 | 0.841 | 17.131 | 1.789 | 8850.484 | 924.087 | 0.035961 | 13.118 | 1.05 | 0.47173 | 0.037759 | 0.448 | 0.49364 | 657 | 5 | Dry Detention | 0.2 |  |  | TMDL | TMDL |  |  | 771.1185 | 19208.0763 | 342 | 20% | 20% | 0.094347 | 0.0075518
41 | 1 | 0.18967 | 282 | 41 | 1 | LDR | 6.4645 | 0.301 | 7159.582 | 333.43 | 0.961 | 0.923 | 6.211 | 0.278 | 6878.392 | 307.743 | 0.18967 | 5.446 | 0.246 | 1.0329 | 0.046658 | 0.842 | 0.81555 | 658 | 5 | Dry Detention | 0.2 |  |  | TMDL | TMDL |  |  | 868.5786 | 38965.1764 | 282 | 20% | 20% | 0.20658 | 0.0093316
41 | 13 | 0.043454 | 293 | 41 | 13 | WET | 1.0484 | 0.041 | 1567.871 | 61.608 | 0.962 | 0.921 | 1.008 | 0.038 | 1507.852 | 56.766 | 0.043454 | 0.888 | 0.034 | 0.038587 | 0.0014774 | 0.847 | 0.81976 | 658 | 5 | Dry Detention | 0.2 |  |  | TMDL | TMDL |  |  | 868.5786 | 38965.1764 | 293 | 20% | 20% | 0.0077175 | 0.00029549
42 | 1 | 0.54363 | 294 | 42 | 1 | LDR | 7.6974 | 0.341 | 476.88 | 21.153 | 0.659 | 0.566 | 5.072 | 0.193 | 314.247 | 11.98 | 0.54363 | 4.277 | 0.158 | 2.3251 | 0.085894 | 0.556 | 0.4631 | 658 | 5 | Dry Detention | 0.2 |  |  | TMDL | TMDL |  |  | 868.5786 | 38965.1764 | 294 | 20% | 20% | 0.46503 | 0.017179
42 | 12 | 0.077834 | 303 | 42 | 12 | WAT | 1.3297 | 0.05 | 190.882 | 7.167 | 0.666 | 0.595 | 0.885 | 0.03 | 127.045 | 4.267 | 0.077834 | 0.75 | 0.024 | 0.058375 | 0.001868 | 0.564 | 0.48916 | 658 | 5 | Dry Detention | 0.2 |  |  | TMDL | TMDL |  |  | 868.5786 | 38965.1764 | 303 | 20% | 20% | 0.011675 | 0.0003736
42 | 13 | 0.039932 | 304 | 42 | 13 | WET | 1.3315 | 0.05 | 149.313 | 5.607 | 0.666 | 0.595 | 0.886 | 0.03 | 99.382 | 3.339 | 0.039932 | 0.751 | 0.024 | 0.029989 | 0.00095837 | 0.564 | 0.48921 | 658 | 5 | Dry Detention | 0.2 |  |  | TMDL | TMDL |  |  | 868.5786 | 38965.1764 | 304 | 20% | 20% | 0.0059978 | 0.00019167
46 | 2 | 2.431 | 341 | 46 | 2 | MDR | 13.7343 | 0.645 | 12517.372 | 587.845 | 0.585 | 0.835 | 8.036 | 0.539 | 7324.398 | 490.966 | 2.431 | 6.155 | 0.317 | 14.963 | 0.77064 | 0.448 | 0.49116 | 659 | 5 | Dry Detention | 0.2 |  |  | TMDL | TMDL |  |  | 1944.1023 | 105895.618 | 341 | 20% | 20% | 2.9926 | 0.15413
46 | 2 | 1.3379 | 341 | 46 | 2 | MDR | 13.7343 | 0.645 | 12517.372 | 587.845 | 0.585 | 0.835 | 8.036 | 0.539 | 7324.398 | 490.966 | 1.3379 | 6.155 | 0.317 | 8.2345 | 0.4241 | 0.448 | 0.49116 | 660 | 5 | Dry Detention | 0.2 |  |  | TMDL | TMDL |  |  | 1122.7921 | 58277.0072 | 341 | 20% | 20% | 1.6469 | 0.08482
41 | 3 | 0.025002 | 284 | 41 | 3 | HDR | 25.4619 | 1.917 | 15674.111 | 1180.15 | 0.961 | 0.923 | 24.461 | 1.77 | 15057.713 | 1089.811 | 0.025002 | 21.44 | 1.565 | 0.53605 | 0.039129 | 0.842 | 0.81633 | 661 | 5 | Dry Detention | 0.2 |  |  | TMDL | TMDL |  |  | 599.0838 | 1103.0173 | 284 | 20% | 20% | 0.10721 | 0.0078258
41 | 3 | 0.15647 | 284 | 41 | 3 | HDR | 25.4619 | 1.917 | 15674.111 | 1180.15 | 0.961 | 0.923 | 24.461 | 1.77 | 15057.713 | 1089.811 | 0.15647 | 21.44 | 1.565 | 3.3547 | 0.24487 | 0.842 | 0.81633 | 662 | 5 | Dry Detention | 0.2 |  |  | TMDL | TMDL |  |  | 3055.6291 | 346019.5468 | 284 | 20% | 20% | 0.67094 | 0.048975
41 | 4 | 0.070027 | 285 | 41 | 4 | IND | 15.0465 | 1.299 | 22984.638 | 1984.314 | 0.961 | 0.924 | 14.457 | 1.2 | 22084.136 | 1832.828 | 0.070027 | 12.656 | 1.059 | 0.88626 | 0.074158 | 0.841 | 0.81549 | 662 | 5 | Dry Detention | 0.2 |  |  | TMDL | TMDL |  |  | 3055.6291 | 346019.5468 | 285 | 20% | 20% | 0.17725 | 0.014832
41 | 10 | 7.5994 | 290 | 41 | 10 | RAN | 5.062 | 0.211 | 1204.825 | 50.143 | 0.96 | 0.922 | 4.86 | 0.194 | 1156.789 | 46.234 | 7.5994 | 4.268 | 0.172 | 32.4343 | 1.3071 | 0.843 | 0.81592 | 662 | 5 | Dry Detention | 0.2 |  |  | TMDL | TMDL |  |  | 3055.6291 | 346019.5468 | 290 | 20% | 20% | 6.4869 | 0.26142
41 | 11 | 0.001004 | 291 | 41 | 11 | FOR | 3.3637 | 0.139 | 1738.258 | 71.607 | 0.961 | 0.923 | 3.231 | 0.128 | 1669.641 | 66.092 | 0.001004 | 2.844 | 0.114 | 0.0028553 | 0.00011445 | 0.846 | 0.81972 | 662 | 5 | Dry Detention | 0.2 |  |  | TMDL | TMDL |  |  | 3055.6291 | 346019.5468 | 291 | 20% | 20% | 0.00057105 | 2.289e-05
41 | 13 | 0.11664 | 293 | 41 | 13 | WET | 1.0484 | 0.041 | 1567.871 | 61.608 | 0.962 | 0.921 | 1.008 | 0.038 | 1507.852 | 56.766 | 0.11664 | 0.888 | 0.034 | 0.10358 | 0.0039658 | 0.847 | 0.81976 | 662 | 5 | Dry Detention | 0.2 |  |  | TMDL | TMDL |  |  | 3055.6291 | 346019.5468 | 293 | 20% | 20% | 0.020716 | 0.00079316
41 | 3 | 0.020403 | 284 | 41 | 3 | HDR | 25.4619 | 1.917 | 15674.111 | 1180.15 | 0.961 | 0.923 | 24.461 | 1.77 | 15057.713 | 1089.811 | 0.020403 | 21.44 | 1.565 | 0.43744 | 0.031931 | 0.842 | 0.81633 | 663 | 5 | Dry Detention | 0.2 |  |  | TMDL | TMDL |  |  | 313.946 | 888.7513 | 284 | 20% | 20% | 0.087488 | 0.0063861
41 | 1 | 0.015805 | 282 | 41 | 1 | LDR | 6.4645 | 0.301 | 7159.582 | 333.43 | 0.961 | 0.923 | 6.211 | 0.278 | 6878.392 | 307.743 | 0.015805 | 5.446 | 0.246 | 0.086074 | 0.003888 | 0.842 | 0.81555 | 664 | 5 | Dry Detention | 0.2 |  |  | TMDL | TMDL |  |  | 375.7712 | 1174.7229 | 282 | 20% | 20% | 0.017215 | 0.00077761
41 | 13 | 0.011163 | 293 | 41 | 13 | WET | 1.0484 | 0.041 | 1567.871 | 61.608 | 0.962 | 0.921 | 1.008 | 0.038 | 1507.852 | 56.766 | 0.011163 | 0.888 | 0.034 | 0.0099129 | 0.00037955 | 0.847 | 0.81976 | 664 | 5 | Dry Detention | 0.2 |  |  | TMDL | TMDL |  |  | 375.7712 | 1174.7229 | 293 | 20% | 20% | 0.0019826 | 7.5909e-05
46 | 4 | 0.053375 | 343 | 46 | 4 | IND | 17.0006 | 1.432 | 5136.665 | 432.629 | 0.581 | 0.828 | 9.877 | 1.185 | 2984.427 | 358.031 | 0.053375 | 7.542 | 0.694 | 0.40256 | 0.037043 | 0.444 | 0.48499 | 665 | 5 | Dry Detention | 0.2 |  |  | TMDL | TMDL |  |  | 353.7002 | 2325.0383 | 343 | 20% | 20% | 0.080511 | 0.0074085
41 | 10 | 0.051695 | 290 | 41 | 10 | RAN | 5.062 | 0.211 | 1204.825 | 50.143 | 0.96 | 0.922 | 4.86 | 0.194 | 1156.789 | 46.234 | 0.051695 | 4.268 | 0.172 | 0.22063 | 0.0088915 | 0.843 | 0.81592 | 666 | 5 | Dry Detention | 0.2 |  |  | TMDL | TMDL |  |  | 288.1839 | 2766.7714 | 290 | 20% | 20% | 0.044126 | 0.0017783
41 | 11 | 0.011822 | 291 | 41 | 11 | FOR | 3.3637 | 0.139 | 1738.258 | 71.607 | 0.961 | 0.923 | 3.231 | 0.128 | 1669.641 | 66.092 | 0.011822 | 2.844 | 0.114 | 0.033623 | 0.0013477 | 0.846 | 0.81972 | 666 | 5 | Dry Detention | 0.2 |  |  | TMDL | TMDL |  |  | 288.1839 | 2766.7714 | 291 | 20% | 20% | 0.0067245 | 0.00026955
41 | 2 | 0.1187 | 283 | 41 | 2 | MDR | 11.9201 | 0.582 | 23513.664 | 1147.493 | 0.961 | 0.923 | 11.452 | 0.537 | 22589.972 | 1059.182 | 0.1187 | 10.039 | 0.474 | 1.1916 | 0.056265 | 0.842 | 0.81527 | 667 | 5 | Dry Detention | 0.2 |  |  | TMDL | TMDL |  |  | 4476.6438 | 654370.6356 | 283 | 20% | 20% | 0.23833 | 0.011253
41 | 3 | 0.23592 | 284 | 41 | 3 | HDR | 25.4619 | 1.917 | 15674.111 | 1180.15 | 0.961 | 0.923 | 24.461 | 1.77 | 15057.713 | 1089.811 | 0.23592 | 21.44 | 1.565 | 5.0582 | 0.36922 | 0.842 | 0.81633 | 667 | 5 | Dry Detention | 0.2 |  |  | TMDL | TMDL |  |  | 4476.6438 | 654370.6356 | 284 | 20% | 20% | 1.0116 | 0.073844
41 | 4 | 11.7811 | 285 | 41 | 4 | IND | 15.0465 | 1.299 | 22984.638 | 1984.314 | 0.961 | 0.924 | 14.457 | 1.2 | 22084.136 | 1832.828 | 11.7811 | 12.656 | 1.059 | 149.101 | 12.4761 | 0.841 | 0.81549 | 667 | 5 | Dry Detention | 0.2 |  |  | TMDL | TMDL |  |  | 4476.6438 | 654370.6356 | 285 | 20% | 20% | 29.8202 | 2.4952
41 | 11 | 0.0008393 | 291 | 41 | 11 | FOR | 3.3637 | 0.139 | 1738.258 | 71.607 | 0.961 | 0.923 | 3.231 | 0.128 | 1669.641 | 66.092 | 0.0008393 | 2.844 | 0.114 | 0.002387 | 9.5681e-05 | 0.846 | 0.81972 | 667 | 5 | Dry Detention | 0.2 |  |  | TMDL | TMDL |  |  | 4476.6438 | 654370.6356 | 291 | 20% | 20% | 0.0004774 | 1.9136e-05
41 | 12 | 1.093 | 292 | 41 | 12 | WAT | 1.0456 | 0.041 | 281.889 | 11.073 | 0.962 | 0.921 | 1.006 | 0.038 | 271.1 | 10.202 | 1.093 | 0.885 | 0.034 | 0.96734 | 0.037164 | 0.847 | 0.81969 | 667 | 5 | Dry Detention | 0.2 |  |  | TMDL | TMDL |  |  | 4476.6438 | 654370.6356 | 292 | 20% | 20% | 0.19347 | 0.0074327
41 | 13 | 1.7928 | 293 | 41 | 13 | WET | 1.0484 | 0.041 | 1567.871 | 61.608 | 0.962 | 0.921 | 1.008 | 0.038 | 1507.852 | 56.766 | 1.7928 | 0.888 | 0.034 | 1.592 | 0.060955 | 0.847 | 0.81976 | 667 | 5 | Dry Detention | 0.2 |  |  | TMDL | TMDL |  |  | 4476.6438 | 654370.6356 | 293 | 20% | 20% | 0.3184 | 0.012191
41 | 4 | 0.16883 | 285 | 41 | 4 | IND | 15.0465 | 1.299 | 22984.638 | 1984.314 | 0.961 | 0.924 | 14.457 | 1.2 | 22084.136 | 1832.828 | 0.16883 | 12.656 | 1.059 | 2.1367 | 0.17879 | 0.841 | 0.81549 | 668 | 5 | Dry Detention | 0.2 |  |  | TMDL | TMDL |  |  | 1114.2938 | 30944.4716 | 285 | 20% | 20% | 0.42735 | 0.035759
41 | 11 | 0.54156 | 291 | 41 | 11 | FOR | 3.3637 | 0.139 | 1738.258 | 71.607 | 0.961 | 0.923 | 3.231 | 0.128 | 1669.641 | 66.092 | 0.54156 | 2.844 | 0.114 | 1.5402 | 0.061738 | 0.846 | 0.81972 | 668 | 5 | Dry Detention | 0.2 |  |  | TMDL | TMDL |  |  | 1114.2938 | 30944.4716 | 291 | 20% | 20% | 0.30804 | 0.012348
47 | 2 | 0.42468 | 351 | 47 | 2 | MDR | 28.2266 | 1.305 | 1525.204 | 70.53 | 0.791 | 0.733 | 22.329 | 0.957 | 1206.523 | 51.714 | 0.42468 | 10.132 | 0.512 | 4.3029 | 0.21744 | 0.359 | 0.3925 | 669 | 5 | Dry Detention | 0.2 |  |  | TMDL | TMDL |  |  | 544.1204 | 18499.0058 | 351 | 20% | 20% | 0.86057 | 0.043487
41 | 1 | 4.2522 | 282 | 41 | 1 | LDR | 6.4645 | 0.301 | 7159.582 | 333.43 | 0.961 | 0.923 | 6.211 | 0.278 | 6878.392 | 307.743 | 4.2522 | 5.446 | 0.246 | 23.1574 | 1.046 | 0.842 | 0.81555 | 670 | 5 | Dry Detention | 0.2 |  |  | TMDL | TMDL |  |  | 2220.8263 | 209114.3107 | 282 | 20% | 20% | 4.6315 | 0.20921
41 | 13 | 0.54845 | 293 | 41 | 13 | WET | 1.0484 | 0.041 | 1567.871 | 61.608 | 0.962 | 0.921 | 1.008 | 0.038 | 1507.852 | 56.766 | 0.54845 | 0.888 | 0.034 | 0.48702 | 0.018647 | 0.847 | 0.81976 | 670 | 5 | Dry Detention | 0.2 |  |  | TMDL | TMDL |  |  | 2220.8263 | 209114.3107 | 293 | 20% | 20% | 0.097404 | 0.0037294
43 | 2 | 0.088347 | 306 | 43 | 2 | MDR | 14.0634 | 0.759 | 7259.995 | 391.71 | 0.384 | 0.389 | 5.405 | 0.295 | 2790.364 | 152.2 | 0.088347 | 3.02 | 0.14 | 0.26681 | 0.012369 | 0.215 | 0.18394 | 671 | 5 | Dry Detention | 0.2 |  |  | TMDL | TMDL |  |  | 263.7635 | 3848.3607 | 306 | 20% | 20% | 0.053361 | 0.0024737
41 | 2 | 0.48417 | 283 | 41 | 2 | MDR | 11.9201 | 0.582 | 23513.664 | 1147.493 | 0.961 | 0.923 | 11.452 | 0.537 | 22589.972 | 1059.182 | 0.48417 | 10.039 | 0.474 | 4.8606 | 0.2295 | 0.842 | 0.81527 | 672 | 5 | Dry Detention | 0.2 |  |  | TMDL | TMDL |  |  | 664.9396 | 21090.3197 | 283 | 20% | 20% | 0.97211 | 0.045899
41 | 1 | 0.80243 | 282 | 41 | 1 | LDR | 6.4645 | 0.301 | 7159.582 | 333.43 | 0.961 | 0.923 | 6.211 | 0.278 | 6878.392 | 307.743 | 0.80243 | 5.446 | 0.246 | 4.37 | 0.1974 | 0.842 | 0.81555 | 673 | 5 | Dry Detention | 0.2 |  |  | TMDL | TMDL |  |  | 800.8219 | 38635.3179 | 282 | 20% | 20% | 0.87401 | 0.03948
41 | 7 | 0.084515 | 287 | 41 | 7 | PAS | 12.3961 | 0.632 | 2255.096 | 115.031 | 0.96 | 0.923 | 11.903 | 0.583 | 2165.408 | 106.125 | 0.084515 | 10.445 | 0.516 | 0.88276 | 0.04361 | 0.843 | 0.81577 | 673 | 5 | Dry Detention | 0.2 |  |  | TMDL | TMDL |  |  | 800.8219 | 38635.3179 | 287 | 20% | 20% | 0.17655 | 0.008722
51 | 2 | 21.6209 | 381 | 51 | 2 | MDR | 12.3118 | 0.61 | 8989.592 | 445.055 | 0.471 | 0.624 | 5.799 | 0.38 | 4234.099 | 277.813 | 21.6209 | 2.104 | 0.147 | 45.4903 | 3.1783 | 0.171 | 0.24118 | 674 | 5 | Dry Detention | 0.2 |  |  | TMDL | TMDL |  |  | 4508.2876 | 1085644.6918 | 381 | 20% | 20% | 9.0981 | 0.63565
51 | 4 | 0.00016745 | 383 | 51 | 4 | IND | 19.6928 | 1.698 | 1955.829 | 168.617 | 0.466 | 0.612 | 9.186 | 1.039 | 912.359 | 103.211 | 0.00016745 | 3.274 | 0.399 | 0.00054825 | 6.6814e-05 | 0.166 | 0.23497 | 674 | 5 | Dry Detention | 0.2 |  |  | TMDL | TMDL |  |  | 4508.2876 | 1085644.6918 | 383 | 20% | 20% | 0.00010965 | 1.3363e-05
51 | 6 | 3.3021 | 384 | 51 | 6 | OPE | 5.4756 | 0.237 | 44.616 | 1.932 | 0.474 | 0.653 | 2.597 | 0.155 | 21.161 | 1.262 | 3.3021 | 0.958 | 0.061 | 3.1634 | 0.20143 | 0.175 | 0.25879 | 674 | 5 | Dry Detention | 0.2 |  |  | TMDL | TMDL |  |  | 4508.2876 | 1085644.6918 | 384 | 20% | 20% | 0.63267 | 0.040285
41 | 2 | 0.27974 | 283 | 41 | 2 | MDR | 11.9201 | 0.582 | 23513.664 | 1147.493 | 0.961 | 0.923 | 11.452 | 0.537 | 22589.972 | 1059.182 | 0.27974 | 10.039 | 0.474 | 2.8083 | 0.1326 | 0.842 | 0.81527 | 675 | 5 | Dry Detention | 0.2 |  |  | TMDL | TMDL |  |  | 461.3 | 12185.3389 | 283 | 20% | 20% | 0.56166 | 0.026519
41 | 1 | 1.1311 | 282 | 41 | 1 | LDR | 6.4645 | 0.301 | 7159.582 | 333.43 | 0.961 | 0.923 | 6.211 | 0.278 | 6878.392 | 307.743 | 1.1311 | 5.446 | 0.246 | 6.1602 | 0.27826 | 0.842 | 0.81555 | 676 | 5 | Dry Detention | 0.2 |  |  | TMDL | TMDL |  |  | 930.9059 | 49272.3542 | 282 | 20% | 20% | 1.232 | 0.055652
47 | 13 | 0.020192 | 355 | 47 | 13 | WET | 2.568 | 0.096 | 21.286 | 0.794 | 0.789 | 0.749 | 2.025 | 0.072 | 16.785 | 0.594 | 0.020192 | 0.929 | 0.042 | 0.018759 | 0.00084808 | 0.362 | 0.43471 | 677 | 5 | Dry Detention | 0.2 |  |  | TMDL | TMDL |  |  | 222.7301 | 879.5807 | 355 | 20% | 20% | 0.0037518 | 0.00016962
41 | 1 | 2.2317 | 282 | 41 | 1 | LDR | 6.4645 | 0.301 | 7159.582 | 333.43 | 0.961 | 0.923 | 6.211 | 0.278 | 6878.392 | 307.743 | 2.2317 | 5.446 | 0.246 | 12.1537 | 0.54899 | 0.842 | 0.81555 | 678 | 5 | Dry Detention | 0.2 |  |  | TMDL | TMDL |  |  | 1772.9697 | 97211.359 | 282 | 20% | 20% | 2.4307 | 0.1098
47 | 13 | 0.00252 | 355 | 47 | 13 | WET | 2.568 | 0.096 | 21.286 | 0.794 | 0.789 | 0.749 | 2.025 | 0.072 | 16.785 | 0.594 | 0.00252 | 0.929 | 0.042 | 0.002341 | 0.00010584 | 0.362 | 0.43471 | 679 | 5 | Dry Detention | 0.2 |  |  | TMDL | TMDL |  |  | 67.1237 | 109.7688 | 355 | 20% | 20% | 0.00046821 | 2.1168e-05
41 | 1 | 2.0098 | 282 | 41 | 1 | LDR | 6.4645 | 0.301 | 7159.582 | 333.43 | 0.961 | 0.923 | 6.211 | 0.278 | 6878.392 | 307.743 | 2.0098 | 5.446 | 0.246 | 10.9453 | 0.49441 | 0.842 | 0.81555 | 680 | 5 | Dry Detention | 0.2 |  |  | TMDL | TMDL |  |  | 1665.2117 | 132330.5272 | 282 | 20% | 20% | 2.1891 | 0.098882
41 | 13 | 1.0281 | 293 | 41 | 13 | WET | 1.0484 | 0.041 | 1567.871 | 61.608 | 0.962 | 0.921 | 1.008 | 0.038 | 1507.852 | 56.766 | 1.0281 | 0.888 | 0.034 | 0.91296 | 0.034956 | 0.847 | 0.81976 | 680 | 5 | Dry Detention | 0.2 |  |  | TMDL | TMDL |  |  | 1665.2117 | 132330.5272 | 293 | 20% | 20% | 0.18259 | 0.0069912
41 | 2 | 0.67801 | 283 | 41 | 2 | MDR | 11.9201 | 0.582 | 23513.664 | 1147.493 | 0.961 | 0.923 | 11.452 | 0.537 | 22589.972 | 1059.182 | 0.67801 | 10.039 | 0.474 | 6.8065 | 0.32137 | 0.842 | 0.81527 | 681 | 5 | Dry Detention | 0.2 |  |  | TMDL | TMDL |  |  | 739.5173 | 29533.8266 | 283 | 20% | 20% | 1.3613 | 0.064275
42 | 1 | 2.037 | 294 | 42 | 1 | LDR | 7.6974 | 0.341 | 476.88 | 21.153 | 0.659 | 0.566 | 5.072 | 0.193 | 314.247 | 11.98 | 2.037 | 4.277 | 0.158 | 8.7123 | 0.32185 | 0.556 | 0.4631 | 682 | 5 | Dry Detention | 0.2 |  |  | TMDL | TMDL |  |  | 16813.313 | 3410097.5806 | 294 | 20% | 20% | 1.7425 | 0.064369
42 | 2 | 19.2097 | 295 | 42 | 2 | MDR | 14.1386 | 0.658 | 3286.319 | 152.848 | 0.659 | 0.565 | 9.311 | 0.371 | 2164.239 | 86.325 | 19.2097 | 7.849 | 0.304 | 150.7772 | 5.8398 | 0.555 | 0.46163 | 682 | 5 | Dry Detention | 0.2 |  |  | TMDL | TMDL |  |  | 16813.313 | 3410097.5806 | 295 | 20% | 20% | 30.1554 | 1.168
42 | 3 | 0.0012006 | 296 | 42 | 3 | HDR | 30.1675 | 2.14 | 3938.018 | 279.373 | 0.658 | 0.566 | 19.86 | 1.21 | 2592.499 | 158.012 | 0.0012006 | 16.738 | 0.991 | 0.020096 | 0.0011898 | 0.555 | 0.46292 | 682 | 5 | Dry Detention | 0.2 |  |  | TMDL | TMDL |  |  | 16813.313 | 3410097.5806 | 296 | 20% | 20% | 0.0040192 | 0.00023796
42 | 12 | 34.2623 | 303 | 42 | 12 | WAT | 1.3297 | 0.05 | 190.882 | 7.167 | 0.666 | 0.595 | 0.885 | 0.03 | 127.045 | 4.267 | 34.2623 | 0.75 | 0.024 | 25.6967 | 0.82229 | 0.564 | 0.48916 | 682 | 5 | Dry Detention | 0.2 |  |  | TMDL | TMDL |  |  | 16813.313 | 3410097.5806 | 303 | 20% | 20% | 5.1393 | 0.16446
42 | 13 | 22.666 | 304 | 42 | 13 | WET | 1.3315 | 0.05 | 149.313 | 5.607 | 0.666 | 0.595 | 0.886 | 0.03 | 99.382 | 3.339 | 22.666 | 0.751 | 0.024 | 17.0221 | 0.54398 | 0.564 | 0.48921 | 682 | 5 | Dry Detention | 0.2 |  |  | TMDL | TMDL |  |  | 16813.313 | 3410097.5806 | 304 | 20% | 20% | 3.4044 | 0.1088
43 | 1 | 0.10924 | 305 | 43 | 1 | LDR | 7.6576 | 0.394 | 307.332 | 15.816 | 0.385 | 0.39 | 2.948 | 0.154 | 118.318 | 6.166 | 0.10924 | 1.648 | 0.073 | 0.18002 | 0.0079743 | 0.215 | 0.18505 | 682 | 5 | Dry Detention | 0.2 |  |  | TMDL | TMDL |  |  | 16813.313 | 3410097.5806 | 305 | 20% | 20% | 0.036004 | 0.0015949
42 | 2 | 1.2933 | 295 | 42 | 2 | MDR | 14.1386 | 0.658 | 3286.319 | 152.848 | 0.659 | 0.565 | 9.311 | 0.371 | 2164.239 | 86.325 | 1.2933 | 7.849 | 0.304 | 10.1514 | 0.39317 | 0.555 | 0.46163 | 683 | 5 | Dry Detention | 0.2 |  |  | TMDL | TMDL |  |  | 2802.7621 | 160377.0365 | 295 | 20% | 20% | 2.0303 | 0.078635
42 | 12 | 2.3884 | 303 | 42 | 12 | WAT | 1.3297 | 0.05 | 190.882 | 7.167 | 0.666 | 0.595 | 0.885 | 0.03 | 127.045 | 4.267 | 2.3884 | 0.75 | 0.024 | 1.7913 | 0.057322 | 0.564 | 0.48916 | 683 | 5 | Dry Detention | 0.2 |  |  | TMDL | TMDL |  |  | 2802.7621 | 160377.0365 | 303 | 20% | 20% | 0.35826 | 0.011464
42 | 1 | 0.00012551 | 294 | 42 | 1 | LDR | 7.6974 | 0.341 | 476.88 | 21.153 | 0.659 | 0.566 | 5.072 | 0.193 | 314.247 | 11.98 | 0.00012551 | 4.277 | 0.158 | 0.0005368 | 1.983e-05 | 0.556 | 0.4631 | 684 | 5 | Dry Detention | 0.2 |  |  | TMDL | TMDL |  |  | 7024.4701 | 251739.7311 | 294 | 20% | 20% | 0.00010736 | 3.9661e-06
42 | 4 | 2.848 | 297 | 42 | 4 | IND | 17.4519 | 1.441 | 795.723 | 65.708 | 0.657 | 0.561 | 11.46 | 0.809 | 522.54 | 36.866 | 2.848 | 9.646 | 0.661 | 27.4717 | 1.8825 | 0.553 | 0.45849 | 684 | 5 | Dry Detention | 0.2 |  |  | TMDL | TMDL |  |  | 7024.4701 | 251739.7311 | 297 | 20% | 20% | 5.4943 | 0.3765
42 | 9 | 7.0331e-05 | 300 | 42 | 9 | AGT | 12.4627 | 0.564 | 70.793 | 3.203 | 0.662 | 0.575 | 8.247 | 0.325 | 46.844 | 1.843 | 7.0331e-05 | 6.967 | 0.266 | 0.00049 | 1.8708e-05 | 0.559 | 0.47143 | 684 | 5 | Dry Detention | 0.2 |  |  | TMDL | TMDL |  |  | 7024.4701 | 251739.7311 | 300 | 20% | 20% | 9.8e-05 | 3.7416e-06
42 | 13 | 0.0012683 | 304 | 42 | 13 | WET | 1.3315 | 0.05 | 149.313 | 5.607 | 0.666 | 0.595 | 0.886 | 0.03 | 99.382 | 3.339 | 0.0012683 | 0.751 | 0.024 | 0.00095249 | 3.0439e-05 | 0.564 | 0.48921 | 684 | 5 | Dry Detention | 0.2 |  |  | TMDL | TMDL |  |  | 7024.4701 | 251739.7311 | 304 | 20% | 20% | 0.0001905 | 6.0878e-06
43 | 1 | 0.38077 | 305 | 43 | 1 | LDR | 7.6576 | 0.394 | 307.332 | 15.816 | 0.385 | 0.39 | 2.948 | 0.154 | 118.318 | 6.166 | 0.38077 | 1.648 | 0.073 | 0.6275 | 0.027796 | 0.215 | 0.18505 | 684 | 5 | Dry Detention | 0.2 |  |  | TMDL | TMDL |  |  | 7024.4701 | 251739.7311 | 305 | 20% | 20% | 0.1255 | 0.0055592
43 | 4 | 1.8152 | 308 | 43 | 4 | IND | 17.3446 | 1.669 | 998.834 | 96.117 | 0.381 | 0.389 | 6.612 | 0.65 | 380.786 | 37.427 | 1.8152 | 3.68 | 0.306 | 6.6799 | 0.55545 | 0.212 | 0.18339 | 684 | 5 | Dry Detention | 0.2 |  |  | TMDL | TMDL |  |  | 7024.4701 | 251739.7311 | 308 | 20% | 20% | 1.336 | 0.11109
43 | 7 | 0.73079 | 310 | 43 | 7 | PAS | 15.06 | 0.849 | 619.298 | 34.901 | 0.389 | 0.398 | 5.862 | 0.338 | 241.053 | 13.9 | 0.73079 | 3.285 | 0.162 | 2.4006 | 0.11839 | 0.218 | 0.19036 | 684 | 5 | Dry Detention | 0.2 |  |  | TMDL | TMDL |  |  | 7024.4701 | 251739.7311 | 310 | 20% | 20% | 0.48013 | 0.023678
43 | 9 | 0.0029859 | 312 | 43 | 9 | AGT | 12.3942 | 0.656 | 220.802 | 11.688 | 0.392 | 0.401 | 4.861 | 0.263 | 86.592 | 4.688 | 0.0029859 | 2.731 | 0.126 | 0.0081546 | 0.00037623 | 0.22 | 0.19268 | 684 | 5 | Dry Detention | 0.2 |  |  | TMDL | TMDL |  |  | 7024.4701 | 251739.7311 | 312 | 20% | 20% | 0.0016309 | 7.5245e-05
42 | 2 | 0.31362 | 295 | 42 | 2 | MDR | 14.1386 | 0.658 | 3286.319 | 152.848 | 0.659 | 0.565 | 9.311 | 0.371 | 2164.239 | 86.325 | 0.31362 | 7.849 | 0.304 | 2.4616 | 0.095339 | 0.555 | 0.46163 | 685 | 5 | Dry Detention | 0.2 |  |  | TMDL | TMDL |  |  | 1720.0683 | 43356.3745 | 295 | 20% | 20% | 0.49231 | 0.019068
42 | 12 | 0.36155 | 303 | 42 | 12 | WAT | 1.3297 | 0.05 | 190.882 | 7.167 | 0.666 | 0.595 | 0.885 | 0.03 | 127.045 | 4.267 | 0.36155 | 0.75 | 0.024 | 0.27116 | 0.0086773 | 0.564 | 0.48916 | 685 | 5 | Dry Detention | 0.2 |  |  | TMDL | TMDL |  |  | 1720.0683 | 43356.3745 | 303 | 20% | 20% | 0.054233 | 0.0017355
42 | 13 | 0.32016 | 304 | 42 | 13 | WET | 1.3315 | 0.05 | 149.313 | 5.607 | 0.666 | 0.595 | 0.886 | 0.03 | 99.382 | 3.339 | 0.32016 | 0.751 | 0.024 | 0.24044 | 0.0076839 | 0.564 | 0.48921 | 685 | 5 | Dry Detention | 0.2 |  |  | TMDL | TMDL |  |  | 1720.0683 | 43356.3745 | 304 | 20% | 20% | 0.048088 | 0.0015368
43 | 2 | 0.042927 | 306 | 43 | 2 | MDR | 14.0634 | 0.759 | 7259.995 | 391.71 | 0.384 | 0.389 | 5.405 | 0.295 | 2790.364 | 152.2 | 0.042927 | 3.02 | 0.14 | 0.12964 | 0.0060097 | 0.215 | 0.18394 | 686 | 5 | Dry Detention | 0.2 |  |  | TMDL | TMDL |  |  | 776.8147 | 7857.235 | 306 | 20% | 20% | 0.025928 | 0.0012019
43 | 12 | 0.019577 | 315 | 43 | 12 | WAT | 1.328 | 0.058 | 87.095 | 3.773 | 0.397 | 0.41 | 0.527 | 0.024 | 34.58 | 1.546 | 0.019577 | 0.299 | 0.012 | 0.0058534 | 0.00023492 | 0.225 | 0.20342 | 686 | 5 | Dry Detention | 0.2 |  |  | TMDL | TMDL |  |  | 776.8147 | 7857.235 | 315 | 20% | 20% | 0.0011707 | 4.6984e-05
43 | 13 | 0.11787 | 316 | 43 | 13 | WET | 1.3298 | 0.058 | 89.023 | 3.857 | 0.397 | 0.41 | 0.528 | 0.024 | 35.35 | 1.581 | 0.11787 | 0.299 | 0.012 | 0.035245 | 0.0014145 | 0.225 | 0.20354 | 686 | 5 | Dry Detention | 0.2 |  |  | TMDL | TMDL |  |  | 776.8147 | 7857.235 | 316 | 20% | 20% | 0.0070489 | 0.0002829
41 | 1 | 0.9445 | 282 | 41 | 1 | LDR | 6.4645 | 0.301 | 7159.582 | 333.43 | 0.961 | 0.923 | 6.211 | 0.278 | 6878.392 | 307.743 | 0.9445 | 5.446 | 0.246 | 5.1437 | 0.23235 | 0.842 | 0.81555 | 687 | 5 | Dry Detention | 0.2 |  |  | TMDL | TMDL |  |  | 802.4916 | 41142.0596 | 282 | 20% | 20% | 1.0287 | 0.046469
41 | 1 | 2.0426 | 282 | 41 | 1 | LDR | 6.4645 | 0.301 | 7159.582 | 333.43 | 0.961 | 0.923 | 6.211 | 0.278 | 6878.392 | 307.743 | 2.0426 | 5.446 | 0.246 | 11.124 | 0.50248 | 0.842 | 0.81555 | 688 | 5 | Dry Detention | 0.2 |  |  | TMDL | TMDL |  |  | 1248.683 | 88975.2147 | 282 | 20% | 20% | 2.2248 | 0.1005
41 | 4 | 4.234 | 285 | 41 | 4 | IND | 15.0465 | 1.299 | 22984.638 | 1984.314 | 0.961 | 0.924 | 14.457 | 1.2 | 22084.136 | 1832.828 | 4.234 | 12.656 | 1.059 | 53.5849 | 4.4838 | 0.841 | 0.81549 | 689 | 5 | Dry Detention | 0.2 |  |  | TMDL | TMDL |  |  | 1845.035 | 184430.233 | 285 | 20% | 20% | 10.717 | 0.89675
41 | 4 | 0.69893 | 285 | 41 | 4 | IND | 15.0465 | 1.299 | 22984.638 | 1984.314 | 0.961 | 0.924 | 14.457 | 1.2 | 22084.136 | 1832.828 | 0.69893 | 12.656 | 1.059 | 8.8457 | 0.74017 | 0.841 | 0.81549 | 690 | 5 | Dry Detention | 0.2 |  |  | TMDL | TMDL |  |  | 847.7732 | 30445.3732 | 285 | 20% | 20% | 1.7691 | 0.14803
47 | 2 | 0.01152 | 351 | 47 | 2 | MDR | 28.2266 | 1.305 | 1525.204 | 70.53 | 0.791 | 0.733 | 22.329 | 0.957 | 1206.523 | 51.714 | 0.01152 | 10.132 | 0.512 | 0.11672 | 0.0058981 | 0.359 | 0.3925 | 691 | 5 | Dry Detention | 0.2 |  |  | TMDL | TMDL |  |  | 352.1972 | 501.7986 | 351 | 20% | 20% | 0.023344 | 0.0011796
47 | 2 | 0.010837 | 351 | 47 | 2 | MDR | 28.2266 | 1.305 | 1525.204 | 70.53 | 0.791 | 0.733 | 22.329 | 0.957 | 1206.523 | 51.714 | 0.010837 | 10.132 | 0.512 | 0.1098 | 0.0055484 | 0.359 | 0.3925 | 692 | 5 | Dry Detention | 0.2 |  |  | TMDL | TMDL |  |  | 147.0142 | 472.0432 | 351 | 20% | 20% | 0.021959 | 0.0011097
46 | 2 | 0.24986 | 341 | 46 | 2 | MDR | 13.7343 | 0.645 | 12517.372 | 587.845 | 0.585 | 0.835 | 8.036 | 0.539 | 7324.398 | 490.966 | 0.24986 | 6.155 | 0.317 | 1.5379 | 0.079205 | 0.448 | 0.49116 | 693 | 5 | Dry Detention | 0.2 |  |  | TMDL | TMDL |  |  | 432.9537 | 10883.8355 | 341 | 20% | 20% | 0.30758 | 0.015841
46 | 2 | 0.27064 | 341 | 46 | 2 | MDR | 13.7343 | 0.645 | 12517.372 | 587.845 | 0.585 | 0.835 | 8.036 | 0.539 | 7324.398 | 490.966 | 0.27064 | 6.155 | 0.317 | 1.6658 | 0.085794 | 0.448 | 0.49116 | 694 | 5 | Dry Detention | 0.2 |  |  | TMDL | TMDL |  |  | 451.029 | 11789.2406 | 341 | 20% | 20% | 0.33316 | 0.017159
47 | 2 | 0.10831 | 351 | 47 | 2 | MDR | 28.2266 | 1.305 | 1525.204 | 70.53 | 0.791 | 0.733 | 22.329 | 0.957 | 1206.523 | 51.714 | 0.10831 | 10.132 | 0.512 | 1.0974 | 0.055455 | 0.359 | 0.3925 | 695 | 5 | Dry Detention | 0.2 |  |  | TMDL | TMDL |  |  | 300.1021 | 4717.9662 | 351 | 20% | 20% | 0.21948 | 0.011091
42 | 1 | 0.029778 | 294 | 42 | 1 | LDR | 7.6974 | 0.341 | 476.88 | 21.153 | 0.659 | 0.566 | 5.072 | 0.193 | 314.247 | 11.98 | 0.029778 | 4.277 | 0.158 | 0.12736 | 0.0047049 | 0.556 | 0.4631 | 696 | 5 | Dry Detention | 0.2 |  |  | TMDL | TMDL |  |  | 2067.9923 | 13607.6725 | 294 | 20% | 20% | 0.025472 | 0.00094097
42 | 2 | 0.0052073 | 295 | 42 | 2 | MDR | 14.1386 | 0.658 | 3286.319 | 152.848 | 0.659 | 0.565 | 9.311 | 0.371 | 2164.239 | 86.325 | 0.0052073 | 7.849 | 0.304 | 0.040872 | 0.001583 | 0.555 | 0.46163 | 696 | 5 | Dry Detention | 0.2 |  |  | TMDL | TMDL |  |  | 2067.9923 | 13607.6725 | 295 | 20% | 20% | 0.0081743 | 0.0003166
42 | 4 | 0.034549 | 297 | 42 | 4 | IND | 17.4519 | 1.441 | 795.723 | 65.708 | 0.657 | 0.561 | 11.46 | 0.809 | 522.54 | 36.866 | 0.034549 | 9.646 | 0.661 | 0.33326 | 0.022837 | 0.553 | 0.45849 | 696 | 5 | Dry Detention | 0.2 |  |  | TMDL | TMDL |  |  | 2067.9923 | 13607.6725 | 297 | 20% | 20% | 0.066652 | 0.0045674
43 | 1 | 0.07264 | 305 | 43 | 1 | LDR | 7.6576 | 0.394 | 307.332 | 15.816 | 0.385 | 0.39 | 2.948 | 0.154 | 118.318 | 6.166 | 0.07264 | 1.648 | 0.073 | 0.11971 | 0.0053027 | 0.215 | 0.18505 | 696 | 5 | Dry Detention | 0.2 |  |  | TMDL | TMDL |  |  | 2067.9923 | 13607.6725 | 305 | 20% | 20% | 0.023942 | 0.0010605
43 | 2 | 0.10004 | 306 | 43 | 2 | MDR | 14.0634 | 0.759 | 7259.995 | 391.71 | 0.384 | 0.389 | 5.405 | 0.295 | 2790.364 | 152.2 | 0.10004 | 3.02 | 0.14 | 0.30211 | 0.014005 | 0.215 | 0.18394 | 696 | 5 | Dry Detention | 0.2 |  |  | TMDL | TMDL |  |  | 2067.9923 | 13607.6725 | 306 | 20% | 20% | 0.060423 | 0.002801
43 | 12 | 0.028439 | 315 | 43 | 12 | WAT | 1.328 | 0.058 | 87.095 | 3.773 | 0.397 | 0.41 | 0.527 | 0.024 | 34.58 | 1.546 | 0.028439 | 0.299 | 0.012 | 0.0085032 | 0.00034127 | 0.225 | 0.20342 | 696 | 5 | Dry Detention | 0.2 |  |  | TMDL | TMDL |  |  | 2067.9923 | 13607.6725 | 315 | 20% | 20% | 0.0017006 | 6.8253e-05
43 | 13 | 0.041739 | 316 | 43 | 13 | WET | 1.3298 | 0.058 | 89.023 | 3.857 | 0.397 | 0.41 | 0.528 | 0.024 | 35.35 | 1.581 | 0.041739 | 0.299 | 0.012 | 0.01248 | 0.00050087 | 0.225 | 0.20354 | 696 | 5 | Dry Detention | 0.2 |  |  | TMDL | TMDL |  |  | 2067.9923 | 13607.6725 | 316 | 20% | 20% | 0.002496 | 0.00010017
47 | 2 | 0.10889 | 351 | 47 | 2 | MDR | 28.2266 | 1.305 | 1525.204 | 70.53 | 0.791 | 0.733 | 22.329 | 0.957 | 1206.523 | 51.714 | 0.10889 | 10.132 | 0.512 | 1.1033 | 0.055751 | 0.359 | 0.3925 | 697 | 5 | Dry Detention | 0.2 |  |  | TMDL | TMDL |  |  | 294.9056 | 4743.2059 | 351 | 20% | 20% | 0.22065 | 0.01115
41 | 1 | 0.21729 | 282 | 41 | 1 | LDR | 6.4645 | 0.301 | 7159.582 | 333.43 | 0.961 | 0.923 | 6.211 | 0.278 | 6878.392 | 307.743 | 0.21729 | 5.446 | 0.246 | 1.1834 | 0.053454 | 0.842 | 0.81555 | 698 | 5 | Dry Detention | 0.2 |  |  | TMDL | TMDL |  |  | 1184.8834 | 89153.0251 | 282 | 20% | 20% | 0.23668 | 0.010691
41 | 4 | 1.8294 | 285 | 41 | 4 | IND | 15.0465 | 1.299 | 22984.638 | 1984.314 | 0.961 | 0.924 | 14.457 | 1.2 | 22084.136 | 1832.828 | 1.8294 | 12.656 | 1.059 | 23.1527 | 1.9373 | 0.841 | 0.81549 | 698 | 5 | Dry Detention | 0.2 |  |  | TMDL | TMDL |  |  | 1184.8834 | 89153.0251 | 285 | 20% | 20% | 4.6305 | 0.38746
47 | 2 | 0.10953 | 351 | 47 | 2 | MDR | 28.2266 | 1.305 | 1525.204 | 70.53 | 0.791 | 0.733 | 22.329 | 0.957 | 1206.523 | 51.714 | 0.10953 | 10.132 | 0.512 | 1.1098 | 0.056081 | 0.359 | 0.3925 | 699 | 5 | Dry Detention | 0.2 |  |  | TMDL | TMDL |  |  | 298.1574 | 4771.2135 | 351 | 20% | 20% | 0.22196 | 0.011216
47 | 2 | 0.10417 | 351 | 47 | 2 | MDR | 28.2266 | 1.305 | 1525.204 | 70.53 | 0.791 | 0.733 | 22.329 | 0.957 | 1206.523 | 51.714 | 0.10417 | 10.132 | 0.512 | 1.0554 | 0.053333 | 0.359 | 0.3925 | 700 | 5 | Dry Detention | 0.2 |  |  | TMDL | TMDL |  |  | 303.0572 | 4537.4933 | 351 | 20% | 20% | 0.21108 | 0.010667
41 | 1 | 0.018397 | 282 | 41 | 1 | LDR | 6.4645 | 0.301 | 7159.582 | 333.43 | 0.961 | 0.923 | 6.211 | 0.278 | 6878.392 | 307.743 | 0.018397 | 5.446 | 0.246 | 0.10019 | 0.0045258 | 0.842 | 0.81555 | 701 | 5 | Dry Detention | 0.2 |  |  | TMDL | TMDL |  |  | 189.0998 | 801.3906 | 282 | 20% | 20% | 0.020039 | 0.00090516
41 | 1 | 0.96984 | 282 | 41 | 1 | LDR | 6.4645 | 0.301 | 7159.582 | 333.43 | 0.961 | 0.923 | 6.211 | 0.278 | 6878.392 | 307.743 | 0.96984 | 5.446 | 0.246 | 5.2817 | 0.23858 | 0.842 | 0.81555 | 702 | 5 | Dry Detention | 0.2 |  |  | TMDL | TMDL |  |  | 1245.2891 | 70270.9065 | 282 | 20% | 20% | 1.0563 | 0.047716
41 | 11 | 0.64336 | 291 | 41 | 11 | FOR | 3.3637 | 0.139 | 1738.258 | 71.607 | 0.961 | 0.923 | 3.231 | 0.128 | 1669.641 | 66.092 | 0.64336 | 2.844 | 0.114 | 1.8297 | 0.073344 | 0.846 | 0.81972 | 702 | 5 | Dry Detention | 0.2 |  |  | TMDL | TMDL |  |  | 1245.2891 | 70270.9065 | 291 | 20% | 20% | 0.36595 | 0.014669
47 | 2 | 0.038796 | 351 | 47 | 2 | MDR | 28.2266 | 1.305 | 1525.204 | 70.53 | 0.791 | 0.733 | 22.329 | 0.957 | 1206.523 | 51.714 | 0.038796 | 10.132 | 0.512 | 0.39308 | 0.019864 | 0.359 | 0.3925 | 703 | 5 | Dry Detention | 0.2 |  |  | TMDL | TMDL |  |  | 224.8852 | 1689.9799 | 351 | 20% | 20% | 0.078616 | 0.0039727
47 | 2 | 0.33649 | 351 | 47 | 2 | MDR | 28.2266 | 1.305 | 1525.204 | 70.53 | 0.791 | 0.733 | 22.329 | 0.957 | 1206.523 | 51.714 | 0.33649 | 10.132 | 0.512 | 3.4093 | 0.17228 | 0.359 | 0.3925 | 704 | 5 | Dry Detention | 0.2 |  |  | TMDL | TMDL |  |  | 1027.93 | 14657.3888 | 351 | 20% | 20% | 0.68186 | 0.034456
43 | 2 | 5.937 | 306 | 43 | 2 | MDR | 14.0634 | 0.759 | 7259.995 | 391.71 | 0.384 | 0.389 | 5.405 | 0.295 | 2790.364 | 152.2 | 5.937 | 3.02 | 0.14 | 17.9299 | 0.83119 | 0.215 | 0.18394 | 705 | 5 | Dry Detention | 0.2 |  |  | TMDL | TMDL |  |  | 3966.7781 | 265366.9141 | 306 | 20% | 20% | 3.586 | 0.16624
43 | 13 | 0.15498 | 316 | 43 | 13 | WET | 1.3298 | 0.058 | 89.023 | 3.857 | 0.397 | 0.41 | 0.528 | 0.024 | 35.35 | 1.581 | 0.15498 | 0.299 | 0.012 | 0.046338 | 0.0018597 | 0.225 | 0.20354 | 705 | 5 | Dry Detention | 0.2 |  |  | TMDL | TMDL |  |  | 3966.7781 | 265366.9141 | 316 | 20% | 20% | 0.0092676 | 0.00037194
41 | 1 | 1.4079 | 282 | 41 | 1 | LDR | 6.4645 | 0.301 | 7159.582 | 333.43 | 0.961 | 0.923 | 6.211 | 0.278 | 6878.392 | 307.743 | 1.4079 | 5.446 | 0.246 | 7.6676 | 0.34635 | 0.842 | 0.81555 | 706 | 5 | Dry Detention | 0.2 |  |  | TMDL | TMDL |  |  | 1113.9539 | 61375.935 | 282 | 20% | 20% | 1.5335 | 0.06927
41 | 11 | 0.0010722 | 291 | 41 | 11 | FOR | 3.3637 | 0.139 | 1738.258 | 71.607 | 0.961 | 0.923 | 3.231 | 0.128 | 1669.641 | 66.092 | 0.0010722 | 2.844 | 0.114 | 0.0030493 | 0.00012223 | 0.846 | 0.81972 | 706 | 5 | Dry Detention | 0.2 |  |  | TMDL | TMDL |  |  | 1113.9539 | 61375.935 | 291 | 20% | 20% | 0.00060986 | 2.4446e-05
46 | 2 | 0.37413 | 341 | 46 | 2 | MDR | 13.7343 | 0.645 | 12517.372 | 587.845 | 0.585 | 0.835 | 8.036 | 0.539 | 7324.398 | 490.966 | 0.37413 | 6.155 | 0.317 | 2.3028 | 0.1186 | 0.448 | 0.49116 | 707 | 5 | Dry Detention | 0.2 |  |  | TMDL | TMDL |  |  | 527.2016 | 16297.2314 | 341 | 20% | 20% | 0.46056 | 0.02372
41 | 1 | 0.11387 | 282 | 41 | 1 | LDR | 6.4645 | 0.301 | 7159.582 | 333.43 | 0.961 | 0.923 | 6.211 | 0.278 | 6878.392 | 307.743 | 0.11387 | 5.446 | 0.246 | 0.62015 | 0.028013 | 0.842 | 0.81555 | 708 | 5 | Dry Detention | 0.2 |  |  | TMDL | TMDL |  |  | 1356.1872 | 4960.2859 | 282 | 20% | 20% | 0.12403 | 0.0056025
47 | 2 | 0.23673 | 351 | 47 | 2 | MDR | 28.2266 | 1.305 | 1525.204 | 70.53 | 0.791 | 0.733 | 22.329 | 0.957 | 1206.523 | 51.714 | 0.23673 | 10.132 | 0.512 | 2.3986 | 0.12121 | 0.359 | 0.3925 | 709 | 5 | Dry Detention | 0.2 |  |  | TMDL | TMDL |  |  | 617.1607 | 12641.0976 | 351 | 20% | 20% | 0.47971 | 0.024241
47 | 12 | 0.014066 | 354 | 47 | 12 | WAT | 2.5627 | 0.096 | 4.403 | 0.164 | 0.788 | 0.749 | 2.02 | 0.072 | 3.471 | 0.123 | 0.014066 | 0.927 | 0.042 | 0.013039 | 0.00059077 | 0.362 | 0.43469 | 709 | 5 | Dry Detention | 0.2 |  |  | TMDL | TMDL |  |  | 617.1607 | 12641.0976 | 354 | 20% | 20% | 0.0026078 | 0.00011815
47 | 13 | 0.039403 | 355 | 47 | 13 | WET | 2.568 | 0.096 | 21.286 | 0.794 | 0.789 | 0.749 | 2.025 | 0.072 | 16.785 | 0.594 | 0.039403 | 0.929 | 0.042 | 0.036605 | 0.0016549 | 0.362 | 0.43471 | 709 | 5 | Dry Detention | 0.2 |  |  | TMDL | TMDL |  |  | 617.1607 | 12641.0976 | 355 | 20% | 20% | 0.007321 | 0.00033098
41 | 1 | 0.98096 | 282 | 41 | 1 | LDR | 6.4645 | 0.301 | 7159.582 | 333.43 | 0.961 | 0.923 | 6.211 | 0.278 | 6878.392 | 307.743 | 0.98096 | 5.446 | 0.246 | 5.3423 | 0.24132 | 0.842 | 0.81555 | 710 | 5 | Dry Detention | 0.2 |  |  | TMDL | TMDL |  |  | 1247.6661 | 89261.5543 | 282 | 20% | 20% | 1.0685 | 0.048263
41 | 11 | 1.0682 | 291 | 41 | 11 | FOR | 3.3637 | 0.139 | 1738.258 | 71.607 | 0.961 | 0.923 | 3.231 | 0.128 | 1669.641 | 66.092 | 1.0682 | 2.844 | 0.114 | 3.038 | 0.12178 | 0.846 | 0.81972 | 710 | 5 | Dry Detention | 0.2 |  |  | TMDL | TMDL |  |  | 1247.6661 | 89261.5543 | 291 | 20% | 20% | 0.6076 | 0.024355
46 | 2 | 0.34429 | 341 | 46 | 2 | MDR | 13.7343 | 0.645 | 12517.372 | 587.845 | 0.585 | 0.835 | 8.036 | 0.539 | 7324.398 | 490.966 | 0.34429 | 6.155 | 0.317 | 2.1191 | 0.10914 | 0.448 | 0.49116 | 711 | 5 | Dry Detention | 0.2 |  |  | TMDL | TMDL |  |  | 499.1164 | 14997.0573 | 341 | 20% | 20% | 0.42382 | 0.021828
46 | 2 | 0.30735 | 341 | 46 | 2 | MDR | 13.7343 | 0.645 | 12517.372 | 587.845 | 0.585 | 0.835 | 8.036 | 0.539 | 7324.398 | 490.966 | 0.30735 | 6.155 | 0.317 | 1.8917 | 0.097429 | 0.448 | 0.49116 | 712 | 5 | Dry Detention | 0.2 |  |  | TMDL | TMDL |  |  | 507.5917 | 13387.9435 | 341 | 20% | 20% | 0.37834 | 0.019486
41 | 2 | 0.06745 | 283 | 41 | 2 | MDR | 11.9201 | 0.582 | 23513.664 | 1147.493 | 0.961 | 0.923 | 11.452 | 0.537 | 22589.972 | 1059.182 | 0.06745 | 10.039 | 0.474 | 0.67713 | 0.031971 | 0.842 | 0.81527 | 713 | 5 | Dry Detention | 0.2 |  |  | TMDL | TMDL |  |  | 258.6328 | 4125.6176 | 283 | 20% | 20% | 0.13543 | 0.0063943
41 | 13 | 0.027261 | 293 | 41 | 13 | WET | 1.0484 | 0.041 | 1567.871 | 61.608 | 0.962 | 0.921 | 1.008 | 0.038 | 1507.852 | 56.766 | 0.027261 | 0.888 | 0.034 | 0.024208 | 0.00092688 | 0.847 | 0.81976 | 713 | 5 | Dry Detention | 0.2 |  |  | TMDL | TMDL |  |  | 258.6328 | 4125.6176 | 293 | 20% | 20% | 0.0048416 | 0.00018538
41 | 1 | 1.442 | 282 | 41 | 1 | LDR | 6.4645 | 0.301 | 7159.582 | 333.43 | 0.961 | 0.923 | 6.211 | 0.278 | 6878.392 | 307.743 | 1.442 | 5.446 | 0.246 | 7.8529 | 0.35472 | 0.842 | 0.81555 | 714 | 5 | Dry Detention | 0.2 |  |  | TMDL | TMDL |  |  | 1146.01 | 65456.1504 | 282 | 20% | 20% | 1.5706 | 0.070944
41 | 12 | 0.06072 | 292 | 41 | 12 | WAT | 1.0456 | 0.041 | 281.889 | 11.073 | 0.962 | 0.921 | 1.006 | 0.038 | 271.1 | 10.202 | 0.06072 | 0.885 | 0.034 | 0.053737 | 0.0020645 | 0.847 | 0.81969 | 714 | 5 | Dry Detention | 0.2 |  |  | TMDL | TMDL |  |  | 1146.01 | 65456.1504 | 292 | 20% | 20% | 0.010747 | 0.0004129
43 | 1 | 1.484 | 305 | 43 | 1 | LDR | 7.6576 | 0.394 | 307.332 | 15.816 | 0.385 | 0.39 | 2.948 | 0.154 | 118.318 | 6.166 | 1.484 | 1.648 | 0.073 | 2.4457 | 0.10833 | 0.215 | 0.18505 | 715 | 5 | Dry Detention | 0.2 |  |  | TMDL | TMDL |  |  | 16391.7639 | 3015303.2516 | 305 | 20% | 20% | 0.48914 | 0.021667
43 | 2 | 44.1859 | 306 | 43 | 2 | MDR | 14.0634 | 0.759 | 7259.995 | 391.71 | 0.384 | 0.389 | 5.405 | 0.295 | 2790.364 | 152.2 | 44.1859 | 3.02 | 0.14 | 133.4413 | 6.186 | 0.215 | 0.18394 | 715 | 5 | Dry Detention | 0.2 |  |  | TMDL | TMDL |  |  | 16391.7639 | 3015303.2516 | 306 | 20% | 20% | 26.6883 | 1.2372
43 | 4 | 12.0272 | 308 | 43 | 4 | IND | 17.3446 | 1.669 | 998.834 | 96.117 | 0.381 | 0.389 | 6.612 | 0.65 | 380.786 | 37.427 | 12.0272 | 3.68 | 0.306 | 44.2602 | 3.6803 | 0.212 | 0.18339 | 715 | 5 | Dry Detention | 0.2 |  |  | TMDL | TMDL |  |  | 16391.7639 | 3015303.2516 | 308 | 20% | 20% | 8.852 | 0.73607
43 | 6 | 0.14386 | 309 | 43 | 6 | OPE | 7.9985 | 0.397 | 75.142 | 3.732 | 0.387 | 0.394 | 3.097 | 0.156 | 29.091 | 1.47 | 0.14386 | 1.734 | 0.075 | 0.24945 | 0.010789 | 0.217 | 0.18765 | 715 | 5 | Dry Detention | 0.2 |  |  | TMDL | TMDL |  |  | 16391.7639 | 3015303.2516 | 309 | 20% | 20% | 0.04989 | 0.0021579
43 | 7 | 0.29188 | 310 | 43 | 7 | PAS | 15.06 | 0.849 | 619.298 | 34.901 | 0.389 | 0.398 | 5.862 | 0.338 | 241.053 | 13.9 | 0.29188 | 3.285 | 0.162 | 0.95882 | 0.047284 | 0.218 | 0.19036 | 715 | 5 | Dry Detention | 0.2 |  |  | TMDL | TMDL |  |  | 16391.7639 | 3015303.2516 | 310 | 20% | 20% | 0.19176 | 0.0094569
43 | 8 | 0.10807 | 311 | 43 | 8 | AGR | 19.8172 | 1.135 | 141.68 | 8.112 | 0.392 | 0.401 | 7.766 | 0.455 | 55.519 | 3.255 | 0.10807 | 4.36 | 0.218 | 0.4712 | 0.02356 | 0.22 | 0.19249 | 715 | 5 | Dry Detention | 0.2 |  |  | TMDL | TMDL |  |  | 16391.7639 | 3015303.2516 | 311 | 20% | 20% | 0.094239 | 0.004712
43 | 10 | 4.4497 | 313 | 43 | 10 | RAN | 6.2468 | 0.288 | 173.894 | 8.021 | 0.391 | 0.4 | 2.445 | 0.115 | 68.054 | 3.208 | 4.4497 | 1.372 | 0.055 | 6.105 | 0.24473 | 0.22 | 0.1918 | 715 | 5 | Dry Detention | 0.2 |  |  | TMDL | TMDL |  |  | 16391.7639 | 3015303.2516 | 313 | 20% | 20% | 1.221 | 0.048947
43 | 12 | 3.656 | 315 | 43 | 12 | WAT | 1.328 | 0.058 | 87.095 | 3.773 | 0.397 | 0.41 | 0.527 | 0.024 | 34.58 | 1.546 | 3.656 | 0.299 | 0.012 | 1.0931 | 0.043872 | 0.225 | 0.20342 | 715 | 5 | Dry Detention | 0.2 |  |  | TMDL | TMDL |  |  | 16391.7639 | 3015303.2516 | 315 | 20% | 20% | 0.21863 | 0.0087743
43 | 13 | 2.8755 | 316 | 43 | 13 | WET | 1.3298 | 0.058 | 89.023 | 3.857 | 0.397 | 0.41 | 0.528 | 0.024 | 35.35 | 1.581 | 2.8755 | 0.299 | 0.012 | 0.85978 | 0.034506 | 0.225 | 0.20354 | 715 | 5 | Dry Detention | 0.2 |  |  | TMDL | TMDL |  |  | 16391.7639 | 3015303.2516 | 316 | 20% | 20% | 0.17196 | 0.0069012
46 | 2 | 3.9659 | 341 | 46 | 2 | MDR | 13.7343 | 0.645 | 12517.372 | 587.845 | 0.585 | 0.835 | 8.036 | 0.539 | 7324.398 | 490.966 | 3.9659 | 6.155 | 0.317 | 24.4099 | 1.2572 | 0.448 | 0.49116 | 716 | 5 | Dry Detention | 0.2 |  |  | TMDL | TMDL |  |  | 3589.7752 | 205252.1361 | 341 | 20% | 20% | 4.882 | 0.25144
46 | 3 | 5.9826e-07 | 342 | 46 | 3 | HDR | 29.2966 | 2.128 | 15135.696 | 1099.348 | 0.585 | 0.841 | 17.131 | 1.789 | 8850.484 | 924.087 | 5.9826e-07 | 13.118 | 1.05 | 7.848e-06 | 6.2817e-07 | 0.448 | 0.49364 | 716 | 5 | Dry Detention | 0.2 |  |  | TMDL | TMDL |  |  | 3589.7752 | 205252.1361 | 342 | 20% | 20% | 1.5696e-06 | 1.2563e-07
46 | 13 | 0.69338 | 350 | 46 | 13 | WET | 1.2605 | 0.048 | 423.33 | 16.035 | 0.592 | 0.901 | 0.746 | 0.043 | 250.472 | 14.442 | 0.69338 | 0.571 | 0.025 | 0.39592 | 0.017334 | 0.453 | 0.53354 | 716 | 5 | Dry Detention | 0.2 |  |  | TMDL | TMDL |  |  | 3589.7752 | 205252.1361 | 350 | 20% | 20% | 0.079183 | 0.0034669
47 | 2 | 0.052719 | 351 | 47 | 2 | MDR | 28.2266 | 1.305 | 1525.204 | 70.53 | 0.791 | 0.733 | 22.329 | 0.957 | 1206.523 | 51.714 | 0.052719 | 10.132 | 0.512 | 0.53415 | 0.026992 | 0.359 | 0.3925 | 716 | 5 | Dry Detention | 0.2 |  |  | TMDL | TMDL |  |  | 3589.7752 | 205252.1361 | 351 | 20% | 20% | 0.10683 | 0.0053985
41 | 1 | 8.229 | 282 | 41 | 1 | LDR | 6.4645 | 0.301 | 7159.582 | 333.43 | 0.961 | 0.923 | 6.211 | 0.278 | 6878.392 | 307.743 | 8.229 | 5.446 | 0.246 | 44.815 | 2.0243 | 0.842 | 0.81555 | 717 | 5 | Dry Detention | 0.2 |  |  | TMDL | TMDL |  |  | 4873.007 | 360110.5698 | 282 | 20% | 20% | 8.963 | 0.40487
41 | 13 | 0.038058 | 293 | 41 | 13 | WET | 1.0484 | 0.041 | 1567.871 | 61.608 | 0.962 | 0.921 | 1.008 | 0.038 | 1507.852 | 56.766 | 0.038058 | 0.888 | 0.034 | 0.033795 | 0.001294 | 0.847 | 0.81976 | 717 | 5 | Dry Detention | 0.2 |  |  | TMDL | TMDL |  |  | 4873.007 | 360110.5698 | 293 | 20% | 20% | 0.006759 | 0.00025879
46 | 2 | 0.58958 | 341 | 46 | 2 | MDR | 13.7343 | 0.645 | 12517.372 | 587.845 | 0.585 | 0.835 | 8.036 | 0.539 | 7324.398 | 490.966 | 0.58958 | 6.155 | 0.317 | 3.6289 | 0.1869 | 0.448 | 0.49116 | 718 | 5 | Dry Detention | 0.2 |  |  | TMDL | TMDL |  |  | 684.4044 | 25681.9212 | 341 | 20% | 20% | 0.72577 | 0.037379
41 | 1 | 0.059481 | 282 | 41 | 1 | LDR | 6.4645 | 0.301 | 7159.582 | 333.43 | 0.961 | 0.923 | 6.211 | 0.278 | 6878.392 | 307.743 | 0.059481 | 5.446 | 0.246 | 0.32393 | 0.014632 | 0.842 | 0.81555 | 719 | 5 | Dry Detention | 0.2 |  |  | TMDL | TMDL |  |  | 1154.0378 | 39266.7954 | 282 | 20% | 20% | 0.064787 | 0.0029265
41 | 6 | 0.62412 | 286 | 41 | 6 | OPE | 6.7112 | 0.301 | 712.339 | 31.937 | 0.96 | 0.922 | 6.446 | 0.278 | 684.169 | 29.462 | 0.62412 | 5.655 | 0.245 | 3.5294 | 0.15291 | 0.843 | 0.81557 | 719 | 5 | Dry Detention | 0.2 |  |  | TMDL | TMDL |  |  | 1154.0378 | 39266.7954 | 286 | 20% | 20% | 0.70588 | 0.030582
41 | 12 | 0.21784 | 292 | 41 | 12 | WAT | 1.0456 | 0.041 | 281.889 | 11.073 | 0.962 | 0.921 | 1.006 | 0.038 | 271.1 | 10.202 | 0.21784 | 0.885 | 0.034 | 0.19279 | 0.0074066 | 0.847 | 0.81969 | 719 | 5 | Dry Detention | 0.2 |  |  | TMDL | TMDL |  |  | 1154.0378 | 39266.7954 | 292 | 20% | 20% | 0.038558 | 0.0014813
43 | 2 | 21.2408 | 306 | 43 | 2 | MDR | 14.0634 | 0.759 | 7259.995 | 391.71 | 0.384 | 0.389 | 5.405 | 0.295 | 2790.364 | 152.2 | 21.2408 | 3.02 | 0.14 | 64.1472 | 2.9737 | 0.215 | 0.18394 | 720 | 5 | Dry Detention | 0.2 |  |  | TMDL | TMDL |  |  | 16978.911 | 1035850.5407 | 306 | 20% | 20% | 12.8294 | 0.59474
43 | 4 | 0.83691 | 308 | 43 | 4 | IND | 17.3446 | 1.669 | 998.834 | 96.117 | 0.381 | 0.389 | 6.612 | 0.65 | 380.786 | 37.427 | 0.83691 | 3.68 | 0.306 | 3.0798 | 0.25609 | 0.212 | 0.18339 | 720 | 5 | Dry Detention | 0.2 |  |  | TMDL | TMDL |  |  | 16978.911 | 1035850.5407 | 308 | 20% | 20% | 0.61596 | 0.051219
43 | 8 | 0.37837 | 311 | 43 | 8 | AGR | 19.8172 | 1.135 | 141.68 | 8.112 | 0.392 | 0.401 | 7.766 | 0.455 | 55.519 | 3.255 | 0.37837 | 4.36 | 0.218 | 1.6497 | 0.082486 | 0.22 | 0.19249 | 720 | 5 | Dry Detention | 0.2 |  |  | TMDL | TMDL |  |  | 16978.911 | 1035850.5407 | 311 | 20% | 20% | 0.32994 | 0.016497
43 | 12 | 0.39434 | 315 | 43 | 12 | WAT | 1.328 | 0.058 | 87.095 | 3.773 | 0.397 | 0.41 | 0.527 | 0.024 | 34.58 | 1.546 | 0.39434 | 0.299 | 0.012 | 0.11791 | 0.0047321 | 0.225 | 0.20342 | 720 | 5 | Dry Detention | 0.2 |  |  | TMDL | TMDL |  |  | 16978.911 | 1035850.5407 | 315 | 20% | 20% | 0.023581 | 0.00094641
43 | 13 | 0.92953 | 316 | 43 | 13 | WET | 1.3298 | 0.058 | 89.023 | 3.857 | 0.397 | 0.41 | 0.528 | 0.024 | 35.35 | 1.581 | 0.92953 | 0.299 | 0.012 | 0.27793 | 0.011154 | 0.225 | 0.20354 | 720 | 5 | Dry Detention | 0.2 |  |  | TMDL | TMDL |  |  | 16978.911 | 1035850.5407 | 316 | 20% | 20% | 0.055586 | 0.0022309
41 | 1 | 3.6917 | 282 | 41 | 1 | LDR | 6.4645 | 0.301 | 7159.582 | 333.43 | 0.961 | 0.923 | 6.211 | 0.278 | 6878.392 | 307.743 | 3.6917 | 5.446 | 0.246 | 20.105 | 0.90816 | 0.842 | 0.81555 | 721 | 5 | Dry Detention | 0.2 |  |  | TMDL | TMDL |  |  | 1640.9415 | 162957.3089 | 282 | 20% | 20% | 4.021 | 0.18163
41 | 7 | 0.049303 | 287 | 41 | 7 | PAS | 12.3961 | 0.632 | 2255.096 | 115.031 | 0.96 | 0.923 | 11.903 | 0.583 | 2165.408 | 106.125 | 0.049303 | 10.445 | 0.516 | 0.51497 | 0.02544 | 0.843 | 0.81577 | 721 | 5 | Dry Detention | 0.2 |  |  | TMDL | TMDL |  |  | 1640.9415 | 162957.3089 | 287 | 20% | 20% | 0.10299 | 0.005088
41 | 1 | 37.4914 | 282 | 41 | 1 | LDR | 6.4645 | 0.301 | 7159.582 | 333.43 | 0.961 | 0.923 | 6.211 | 0.278 | 6878.392 | 307.743 | 37.4914 | 5.446 | 0.246 | 204.1783 | 9.2229 | 0.842 | 0.81555 | 722 | 5 | Dry Detention | 0.2 |  |  | TMDL | TMDL |  |  | 16253.1261 | 2900968.127 | 282 | 20% | 20% | 40.8357 | 1.8446
41 | 4 | 0.0066962 | 285 | 41 | 4 | IND | 15.0465 | 1.299 | 22984.638 | 1984.314 | 0.961 | 0.924 | 14.457 | 1.2 | 22084.136 | 1832.828 | 0.0066962 | 12.656 | 1.059 | 0.084747 | 0.0070913 | 0.841 | 0.81549 | 722 | 5 | Dry Detention | 0.2 |  |  | TMDL | TMDL |  |  | 16253.1261 | 2900968.127 | 285 | 20% | 20% | 0.016949 | 0.0014183
41 | 8 | 6.9497 | 288 | 41 | 8 | AGR | 16.0936 | 0.836 | 8344.03 | 433.364 | 0.96 | 0.923 | 15.456 | 0.771 | 8013.183 | 399.822 | 6.9497 | 13.575 | 0.683 | 94.3415 | 4.7466 | 0.844 | 0.81685 | 722 | 5 | Dry Detention | 0.2 |  |  | TMDL | TMDL |  |  | 16253.1261 | 2900968.127 | 288 | 20% | 20% | 18.8683 | 0.94932
41 | 10 | 0.013214 | 290 | 41 | 10 | RAN | 5.062 | 0.211 | 1204.825 | 50.143 | 0.96 | 0.922 | 4.86 | 0.194 | 1156.789 | 46.234 | 0.013214 | 4.268 | 0.172 | 0.056397 | 0.0022728 | 0.843 | 0.81592 | 722 | 5 | Dry Detention | 0.2 |  |  | TMDL | TMDL |  |  | 16253.1261 | 2900968.127 | 290 | 20% | 20% | 0.011279 | 0.00045456
41 | 11 | 20.4698 | 291 | 41 | 11 | FOR | 3.3637 | 0.139 | 1738.258 | 71.607 | 0.961 | 0.923 | 3.231 | 0.128 | 1669.641 | 66.092 | 20.4698 | 2.844 | 0.114 | 58.2161 | 2.3336 | 0.846 | 0.81972 | 722 | 5 | Dry Detention | 0.2 |  |  | TMDL | TMDL |  |  | 16253.1261 | 2900968.127 | 291 | 20% | 20% | 11.6432 | 0.46671
41 | 13 | 1.6666 | 293 | 41 | 13 | WET | 1.0484 | 0.041 | 1567.871 | 61.608 | 0.962 | 0.921 | 1.008 | 0.038 | 1507.852 | 56.766 | 1.6666 | 0.888 | 0.034 | 1.4799 | 0.056663 | 0.847 | 0.81976 | 722 | 5 | Dry Detention | 0.2 |  |  | TMDL | TMDL |  |  | 16253.1261 | 2900968.127 | 293 | 20% | 20% | 0.29598 | 0.011333
41 | 4 | 3.8737 | 285 | 41 | 4 | IND | 15.0465 | 1.299 | 22984.638 | 1984.314 | 0.961 | 0.924 | 14.457 | 1.2 | 22084.136 | 1832.828 | 3.8737 | 12.656 | 1.059 | 49.0258 | 4.1023 | 0.841 | 0.81549 | 723 | 5 | Dry Detention | 0.2 |  |  | TMDL | TMDL |  |  | 1814.356 | 168738.4561 | 285 | 20% | 20% | 9.8052 | 0.82045
43 | 2 | 0.27656 | 306 | 43 | 2 | MDR | 14.0634 | 0.759 | 7259.995 | 391.71 | 0.384 | 0.389 | 5.405 | 0.295 | 2790.364 | 152.2 | 0.27656 | 3.02 | 0.14 | 0.83521 | 0.038718 | 0.215 | 0.18394 | 724 | 5 | Dry Detention | 0.2 |  |  | TMDL | TMDL |  |  | 477.9224 | 12046.9312 | 306 | 20% | 20% | 0.16704 | 0.0077437
43 | 12 | 2.1953e-09 | 315 | 43 | 12 | WAT | 1.328 | 0.058 | 87.095 | 3.773 | 0.397 | 0.41 | 0.527 | 0.024 | 34.58 | 1.546 | 2.1953e-09 | 0.299 | 0.012 | 6.5639e-10 | 2.6343e-11 | 0.225 | 0.20342 | 724 | 5 | Dry Detention | 0.2 |  |  | TMDL | TMDL |  |  | 477.9224 | 12046.9312 | 315 | 20% | 20% | 1.3128e-10 | 5.2687e-12
41 | 2 | 0.09269 | 283 | 41 | 2 | MDR | 11.9201 | 0.582 | 23513.664 | 1147.493 | 0.961 | 0.923 | 11.452 | 0.537 | 22589.972 | 1059.182 | 0.09269 | 10.039 | 0.474 | 0.93051 | 0.043935 | 0.842 | 0.81527 | 725 | 5 | Dry Detention | 0.2 |  |  | TMDL | TMDL |  |  | 559.4009 | 4037.5387 | 283 | 20% | 20% | 0.1861 | 0.008787
41 | 2 | 0.019562 | 283 | 41 | 2 | MDR | 11.9201 | 0.582 | 23513.664 | 1147.493 | 0.961 | 0.923 | 11.452 | 0.537 | 22589.972 | 1059.182 | 0.019562 | 10.039 | 0.474 | 0.19638 | 0.0092724 | 0.842 | 0.81527 | 726 | 5 | Dry Detention | 0.2 |  |  | TMDL | TMDL |  |  | 214.6151 | 853.7585 | 283 | 20% | 20% | 0.039277 | 0.0018545
41 | 4 | 3.7647e-05 | 285 | 41 | 4 | IND | 15.0465 | 1.299 | 22984.638 | 1984.314 | 0.961 | 0.924 | 14.457 | 1.2 | 22084.136 | 1832.828 | 3.7647e-05 | 12.656 | 1.059 | 0.00047646 | 3.9868e-05 | 0.841 | 0.81549 | 726 | 5 | Dry Detention | 0.2 |  |  | TMDL | TMDL |  |  | 214.6151 | 853.7585 | 285 | 20% | 20% | 9.5291e-05 | 7.9735e-06
41 | 1 | 0.68986 | 282 | 41 | 1 | LDR | 6.4645 | 0.301 | 7159.582 | 333.43 | 0.961 | 0.923 | 6.211 | 0.278 | 6878.392 | 307.743 | 0.68986 | 5.446 | 0.246 | 3.757 | 0.16971 | 0.842 | 0.81555 | 727 | 5 | Dry Detention | 0.2 |  |  | TMDL | TMDL |  |  | 1269.7887 | 51428.8094 | 282 | 20% | 20% | 0.75139 | 0.033941
41 | 4 | 0.0020501 | 285 | 41 | 4 | IND | 15.0465 | 1.299 | 22984.638 | 1984.314 | 0.961 | 0.924 | 14.457 | 1.2 | 22084.136 | 1832.828 | 0.0020501 | 12.656 | 1.059 | 0.025947 | 0.0021711 | 0.841 | 0.81549 | 727 | 5 | Dry Detention | 0.2 |  |  | TMDL | TMDL |  |  | 1269.7887 | 51428.8094 | 285 | 20% | 20% | 0.0051893 | 0.00043422
41 | 12 | 0.48874 | 292 | 41 | 12 | WAT | 1.0456 | 0.041 | 281.889 | 11.073 | 0.962 | 0.921 | 1.006 | 0.038 | 271.1 | 10.202 | 0.48874 | 0.885 | 0.034 | 0.43254 | 0.016617 | 0.847 | 0.81969 | 727 | 5 | Dry Detention | 0.2 |  |  | TMDL | TMDL |  |  | 1269.7887 | 51428.8094 | 292 | 20% | 20% | 0.086507 | 0.0033234
43 | 1 | 0.051261 | 305 | 43 | 1 | LDR | 7.6576 | 0.394 | 307.332 | 15.816 | 0.385 | 0.39 | 2.948 | 0.154 | 118.318 | 6.166 | 0.051261 | 1.648 | 0.073 | 0.084478 | 0.003742 | 0.215 | 0.18505 | 728 | 5 | Dry Detention | 0.2 |  |  | TMDL | TMDL |  |  | 2282.6255 | 162998.1952 | 305 | 20% | 20% | 0.016896 | 0.00074841
43 | 2 | 3.5391 | 306 | 43 | 2 | MDR | 14.0634 | 0.759 | 7259.995 | 391.71 | 0.384 | 0.389 | 5.405 | 0.295 | 2790.364 | 152.2 | 3.5391 | 3.02 | 0.14 | 10.6882 | 0.49548 | 0.215 | 0.18394 | 728 | 5 | Dry Detention | 0.2 |  |  | TMDL | TMDL |  |  | 2282.6255 | 162998.1952 | 306 | 20% | 20% | 2.1376 | 0.099096
43 | 11 | 0.14161 | 314 | 43 | 11 | FOR | 4.1558 | 0.191 | 11.561 | 0.531 | 0.399 | 0.413 | 1.657 | 0.079 | 4.61 | 0.219 | 0.14161 | 0.936 | 0.038 | 0.13255 | 0.0053811 | 0.225 | 0.20032 | 728 | 5 | Dry Detention | 0.2 |  |  | TMDL | TMDL |  |  | 2282.6255 | 162998.1952 | 314 | 20% | 20% | 0.026509 | 0.0010762
43 | 13 | 0.0099351 | 316 | 43 | 13 | WET | 1.3298 | 0.058 | 89.023 | 3.857 | 0.397 | 0.41 | 0.528 | 0.024 | 35.35 | 1.581 | 0.0099351 | 0.299 | 0.012 | 0.0029706 | 0.00011922 | 0.225 | 0.20354 | 728 | 5 | Dry Detention | 0.2 |  |  | TMDL | TMDL |  |  | 2282.6255 | 162998.1952 | 316 | 20% | 20% | 0.00059412 | 2.3844e-05
43 | 2 | 0.24145 | 306 | 43 | 2 | MDR | 14.0634 | 0.759 | 7259.995 | 391.71 | 0.384 | 0.389 | 5.405 | 0.295 | 2790.364 | 152.2 | 0.24145 | 3.02 | 0.14 | 0.72919 | 0.033803 | 0.215 | 0.18394 | 729 | 5 | Dry Detention | 0.2 |  |  | TMDL | TMDL |  |  | 405.5674 | 10517.6142 | 306 | 20% | 20% | 0.14584 | 0.0067607
46 | 1 | 0.81996 | 340 | 46 | 1 | LDR | 7.475 | 0.335 | 892.731 | 39.971 | 0.586 | 0.84 | 4.38 | 0.281 | 523.1 | 33.572 | 0.81996 | 3.356 | 0.165 | 2.7518 | 0.13529 | 0.449 | 0.49425 | 730 | 5 | Dry Detention | 0.2 |  |  | TMDL | TMDL |  |  | 998.3209 | 35717.4889 | 340 | 20% | 20% | 0.55036 | 0.027059
43 | 2 | 0.73926 | 306 | 43 | 2 | MDR | 14.0634 | 0.759 | 7259.995 | 391.71 | 0.384 | 0.389 | 5.405 | 0.295 | 2790.364 | 152.2 | 0.73926 | 3.02 | 0.14 | 2.2326 | 0.1035 | 0.215 | 0.18394 | 731 | 5 | Dry Detention | 0.2 |  |  | TMDL | TMDL |  |  | 876.0798 | 32202.1148 | 306 | 20% | 20% | 0.44651 | 0.020699
43 | 1 | 0.98722 | 305 | 43 | 1 | LDR | 7.6576 | 0.394 | 307.332 | 15.816 | 0.385 | 0.39 | 2.948 | 0.154 | 118.318 | 6.166 | 0.98722 | 1.648 | 0.073 | 1.6269 | 0.072067 | 0.215 | 0.18505 | 732 | 5 | Dry Detention | 0.2 |  |  | TMDL | TMDL |  |  | 998.4724 | 43003.1458 | 305 | 20% | 20% | 0.32539 | 0.014413
41 | 1 | 1.5401 | 282 | 41 | 1 | LDR | 6.4645 | 0.301 | 7159.582 | 333.43 | 0.961 | 0.923 | 6.211 | 0.278 | 6878.392 | 307.743 | 1.5401 | 5.446 | 0.246 | 8.3873 | 0.37886 | 0.842 | 0.81555 | 733 | 5 | Dry Detention | 0.2 |  |  | TMDL | TMDL |  |  | 1160.4401 | 73443.119 | 282 | 20% | 20% | 1.6775 | 0.075772
41 | 13 | 0.14594 | 293 | 41 | 13 | WET | 1.0484 | 0.041 | 1567.871 | 61.608 | 0.962 | 0.921 | 1.008 | 0.038 | 1507.852 | 56.766 | 0.14594 | 0.888 | 0.034 | 0.12959 | 0.004962 | 0.847 | 0.81976 | 733 | 5 | Dry Detention | 0.2 |  |  | TMDL | TMDL |  |  | 1160.4401 | 73443.119 | 293 | 20% | 20% | 0.025919 | 0.00099239
41 | 1 | 0.80343 | 282 | 41 | 1 | LDR | 6.4645 | 0.301 | 7159.582 | 333.43 | 0.961 | 0.923 | 6.211 | 0.278 | 6878.392 | 307.743 | 0.80343 | 5.446 | 0.246 | 4.3755 | 0.19764 | 0.842 | 0.81555 | 734 | 5 | Dry Detention | 0.2 |  |  | TMDL | TMDL |  |  | 1171.0834 | 74201.7634 | 282 | 20% | 20% | 0.87509 | 0.039529
41 | 12 | 0.90002 | 292 | 41 | 12 | WAT | 1.0456 | 0.041 | 281.889 | 11.073 | 0.962 | 0.921 | 1.006 | 0.038 | 271.1 | 10.202 | 0.90002 | 0.885 | 0.034 | 0.79652 | 0.030601 | 0.847 | 0.81969 | 734 | 5 | Dry Detention | 0.2 |  |  | TMDL | TMDL |  |  | 1171.0834 | 74201.7634 | 292 | 20% | 20% | 0.1593 | 0.0061201
41 | 7 | 0.16613 | 287 | 41 | 7 | PAS | 12.3961 | 0.632 | 2255.096 | 115.031 | 0.96 | 0.923 | 11.903 | 0.583 | 2165.408 | 106.125 | 0.16613 | 10.445 | 0.516 | 1.7352 | 0.085722 | 0.843 | 0.81577 | 735 | 5 | Dry Detention | 0.2 |  |  | TMDL | TMDL |  |  | 804.0501 | 34747.2434 | 287 | 20% | 20% | 0.34704 | 0.017144
41 | 11 | 0.63156 | 291 | 41 | 11 | FOR | 3.3637 | 0.139 | 1738.258 | 71.607 | 0.961 | 0.923 | 3.231 | 0.128 | 1669.641 | 66.092 | 0.63156 | 2.844 | 0.114 | 1.7962 | 0.071998 | 0.846 | 0.81972 | 735 | 5 | Dry Detention | 0.2 |  |  | TMDL | TMDL |  |  | 804.0501 | 34747.2434 | 291 | 20% | 20% | 0.35923 | 0.0144
41 | 1 | 0.0019518 | 282 | 41 | 1 | LDR | 6.4645 | 0.301 | 7159.582 | 333.43 | 0.961 | 0.923 | 6.211 | 0.278 | 6878.392 | 307.743 | 0.0019518 | 5.446 | 0.246 | 0.010629 | 0.00048013 | 0.842 | 0.81555 | 736 | 5 | Dry Detention | 0.2 |  |  | TMDL | TMDL |  |  | 131.3944 | 85.0181 | 282 | 20% | 20% | 0.0021259 | 9.6026e-05
41 | 1 | 2.4845 | 282 | 41 | 1 | LDR | 6.4645 | 0.301 | 7159.582 | 333.43 | 0.961 | 0.923 | 6.211 | 0.278 | 6878.392 | 307.743 | 2.4845 | 5.446 | 0.246 | 13.5306 | 0.61119 | 0.842 | 0.81555 | 737 | 5 | Dry Detention | 0.2 |  |  | TMDL | TMDL |  |  | 1635.795 | 108224.2707 | 282 | 20% | 20% | 2.7061 | 0.12224
46 | 1 | 2.6173 | 340 | 46 | 1 | LDR | 7.475 | 0.335 | 892.731 | 39.971 | 0.586 | 0.84 | 4.38 | 0.281 | 523.1 | 33.572 | 2.6173 | 3.356 | 0.165 | 8.7835 | 0.43185 | 0.449 | 0.49425 | 738 | 5 | Dry Detention | 0.2 |  |  | TMDL | TMDL |  |  | 1931.1311 | 127912.2532 | 340 | 20% | 20% | 1.7567 | 0.086369
46 | 12 | 0.31922 | 349 | 46 | 12 | WAT | 1.258 | 0.048 | 618.54 | 23.423 | 0.591 | 0.9 | 0.744 | 0.043 | 365.844 | 21.08 | 0.31922 | 0.569 | 0.025 | 0.18164 | 0.0079806 | 0.452 | 0.53317 | 738 | 5 | Dry Detention | 0.2 |  |  | TMDL | TMDL |  |  | 1931.1311 | 127912.2532 | 349 | 20% | 20% | 0.036327 | 0.0015961
41 | 1 | 0.26188 | 282 | 41 | 1 | LDR | 6.4645 | 0.301 | 7159.582 | 333.43 | 0.961 | 0.923 | 6.211 | 0.278 | 6878.392 | 307.743 | 0.26188 | 5.446 | 0.246 | 1.4262 | 0.064422 | 0.842 | 0.81555 | 739 | 5 | Dry Detention | 0.2 |  |  | TMDL | TMDL |  |  | 463.4011 | 11407.3451 | 282 | 20% | 20% | 0.28524 | 0.012884
41 | 1 | 0.74969 | 282 | 41 | 1 | LDR | 6.4645 | 0.301 | 7159.582 | 333.43 | 0.961 | 0.923 | 6.211 | 0.278 | 6878.392 | 307.743 | 0.74969 | 5.446 | 0.246 | 4.0828 | 0.18442 | 0.842 | 0.81555 | 740 | 5 | Dry Detention | 0.2 |  |  | TMDL | TMDL |  |  | 952.0205 | 34624.8334 | 282 | 20% | 20% | 0.81656 | 0.036885
41 | 4 | 0.030126 | 285 | 41 | 4 | IND | 15.0465 | 1.299 | 22984.638 | 1984.314 | 0.961 | 0.924 | 14.457 | 1.2 | 22084.136 | 1832.828 | 0.030126 | 12.656 | 1.059 | 0.38127 | 0.031903 | 0.841 | 0.81549 | 740 | 5 | Dry Detention | 0.2 |  |  | TMDL | TMDL |  |  | 952.0205 | 34624.8334 | 285 | 20% | 20% | 0.076254 | 0.0063806
41 | 11 | 0.015064 | 291 | 41 | 11 | FOR | 3.3637 | 0.139 | 1738.258 | 71.607 | 0.961 | 0.923 | 3.231 | 0.128 | 1669.641 | 66.092 | 0.015064 | 2.844 | 0.114 | 0.042841 | 0.0017173 | 0.846 | 0.81972 | 740 | 5 | Dry Detention | 0.2 |  |  | TMDL | TMDL |  |  | 952.0205 | 34624.8334 | 291 | 20% | 20% | 0.0085682 | 0.00034345
41 | 1 | 1.9625 | 282 | 41 | 1 | LDR | 6.4645 | 0.301 | 7159.582 | 333.43 | 0.961 | 0.923 | 6.211 | 0.278 | 6878.392 | 307.743 | 1.9625 | 5.446 | 0.246 | 10.6876 | 0.48277 | 0.842 | 0.81555 | 741 | 5 | Dry Detention | 0.2 |  |  | TMDL | TMDL |  |  | 1334.3043 | 89699.2818 | 282 | 20% | 20% | 2.1375 | 0.096553
41 | 13 | 0.096751 | 293 | 41 | 13 | WET | 1.0484 | 0.041 | 1567.871 | 61.608 | 0.962 | 0.921 | 1.008 | 0.038 | 1507.852 | 56.766 | 0.096751 | 0.888 | 0.034 | 0.085915 | 0.0032895 | 0.847 | 0.81976 | 741 | 5 | Dry Detention | 0.2 |  |  | TMDL | TMDL |  |  | 1334.3043 | 89699.2818 | 293 | 20% | 20% | 0.017183 | 0.00065791
46 | 1 | 0.57639 | 340 | 46 | 1 | LDR | 7.475 | 0.335 | 892.731 | 39.971 | 0.586 | 0.84 | 4.38 | 0.281 | 523.1 | 33.572 | 0.57639 | 3.356 | 0.165 | 1.9344 | 0.095104 | 0.449 | 0.49425 | 742 | 5 | Dry Detention | 0.2 |  |  | TMDL | TMDL |  |  | 2490.4826 | 333976.4218 | 340 | 20% | 20% | 0.38687 | 0.019021
46 | 11 | 5.6794 | 348 | 46 | 11 | FOR | 4.1376 | 0.165 | 692.937 | 27.684 | 0.596 | 0.881 | 2.465 | 0.146 | 412.881 | 24.4 | 5.6794 | 1.91 | 0.086 | 10.8477 | 0.48843 | 0.462 | 0.51922 | 742 | 5 | Dry Detention | 0.2 |  |  | TMDL | TMDL |  |  | 2490.4826 | 333976.4218 | 348 | 20% | 20% | 2.1695 | 0.097686
46 | 12 | 1.0939 | 349 | 46 | 12 | WAT | 1.258 | 0.048 | 618.54 | 23.423 | 0.591 | 0.9 | 0.744 | 0.043 | 365.844 | 21.08 | 1.0939 | 0.569 | 0.025 | 0.62246 | 0.027349 | 0.452 | 0.53317 | 742 | 5 | Dry Detention | 0.2 |  |  | TMDL | TMDL |  |  | 2490.4826 | 333976.4218 | 349 | 20% | 20% | 0.12449 | 0.0054697
46 | 13 | 0.3173 | 350 | 46 | 13 | WET | 1.2605 | 0.048 | 423.33 | 16.035 | 0.592 | 0.901 | 0.746 | 0.043 | 250.472 | 14.442 | 0.3173 | 0.571 | 0.025 | 0.18118 | 0.0079325 | 0.453 | 0.53354 | 742 | 5 | Dry Detention | 0.2 |  |  | TMDL | TMDL |  |  | 2490.4826 | 333976.4218 | 350 | 20% | 20% | 0.036236 | 0.0015865
46 | 2 | 0.037943 | 341 | 46 | 2 | MDR | 13.7343 | 0.645 | 12517.372 | 587.845 | 0.585 | 0.835 | 8.036 | 0.539 | 7324.398 | 490.966 | 0.037943 | 6.155 | 0.317 | 0.23354 | 0.012028 | 0.448 | 0.49116 | 743 | 5 | Dry Detention | 0.2 |  |  | TMDL | TMDL |  |  | 779.754 | 27036.1523 | 341 | 20% | 20% | 0.046707 | 0.0024056
48 | 2 | 0.58272 | 357 | 48 | 2 | MDR | 14.2002 | 0.661 | 5134.972 | 239.151 | 0.536 | 0.605 | 7.618 | 0.4 | 2754.654 | 144.695 | 0.58272 | 3.462 | 0.214 | 2.0174 | 0.1247 | 0.244 | 0.32348 | 743 | 5 | Dry Detention | 0.2 |  |  | TMDL | TMDL |  |  | 779.754 | 27036.1523 | 357 | 20% | 20% | 0.40348 | 0.024941
41 | 1 | 8.0081 | 282 | 41 | 1 | LDR | 6.4645 | 0.301 | 7159.582 | 333.43 | 0.961 | 0.923 | 6.211 | 0.278 | 6878.392 | 307.743 | 8.0081 | 5.446 | 0.246 | 43.6122 | 1.97 | 0.842 | 0.81555 | 744 | 5 | Dry Detention | 0.2 |  |  | TMDL | TMDL |  |  | 2653.6942 | 440280.1135 | 282 | 20% | 20% | 8.7224 | 0.394
41 | 8 | 2.0994 | 288 | 41 | 8 | AGR | 16.0936 | 0.836 | 8344.03 | 433.364 | 0.96 | 0.923 | 15.456 | 0.771 | 8013.183 | 399.822 | 2.0994 | 13.575 | 0.683 | 28.4989 | 1.4339 | 0.844 | 0.81685 | 744 | 5 | Dry Detention | 0.2 |  |  | TMDL | TMDL |  |  | 2653.6942 | 440280.1135 | 288 | 20% | 20% | 5.6998 | 0.28677
41 | 1 | 4.0909 | 282 | 41 | 1 | LDR | 6.4645 | 0.301 | 7159.582 | 333.43 | 0.961 | 0.923 | 6.211 | 0.278 | 6878.392 | 307.743 | 4.0909 | 5.446 | 0.246 | 22.2793 | 1.0064 | 0.842 | 0.81555 | 745 | 5 | Dry Detention | 0.2 |  |  | TMDL | TMDL |  |  | 1860.3694 | 193847.8046 | 282 | 20% | 20% | 4.4559 | 0.20127
41 | 13 | 0.3592 | 293 | 41 | 13 | WET | 1.0484 | 0.041 | 1567.871 | 61.608 | 0.962 | 0.921 | 1.008 | 0.038 | 1507.852 | 56.766 | 0.3592 | 0.888 | 0.034 | 0.31897 | 0.012213 | 0.847 | 0.81976 | 745 | 5 | Dry Detention | 0.2 |  |  | TMDL | TMDL |  |  | 1860.3694 | 193847.8046 | 293 | 20% | 20% | 0.063795 | 0.0024426
41 | 1 | 0.21893 | 282 | 41 | 1 | LDR | 6.4645 | 0.301 | 7159.582 | 333.43 | 0.961 | 0.923 | 6.211 | 0.278 | 6878.392 | 307.743 | 0.21893 | 5.446 | 0.246 | 1.1923 | 0.053857 | 0.842 | 0.81555 | 746 | 5 | Dry Detention | 0.2 |  |  | TMDL | TMDL |  |  | 415.1823 | 10299.2566 | 282 | 20% | 20% | 0.23846 | 0.010771
41 | 4 | 0.017507 | 285 | 41 | 4 | IND | 15.0465 | 1.299 | 22984.638 | 1984.314 | 0.961 | 0.924 | 14.457 | 1.2 | 22084.136 | 1832.828 | 0.017507 | 12.656 | 1.059 | 0.22157 | 0.01854 | 0.841 | 0.81549 | 746 | 5 | Dry Detention | 0.2 |  |  | TMDL | TMDL |  |  | 415.1823 | 10299.2566 | 285 | 20% | 20% | 0.044314 | 0.003708
41 | 1 | 2.0349 | 282 | 41 | 1 | LDR | 6.4645 | 0.301 | 7159.582 | 333.43 | 0.961 | 0.923 | 6.211 | 0.278 | 6878.392 | 307.743 | 2.0349 | 5.446 | 0.246 | 11.0819 | 0.50058 | 0.842 | 0.81555 | 747 | 5 | Dry Detention | 0.2 |  |  | TMDL | TMDL |  |  | 1870.0493 | 108503.1061 | 282 | 20% | 20% | 2.2164 | 0.10012
41 | 4 | 0.035721 | 285 | 41 | 4 | IND | 15.0465 | 1.299 | 22984.638 | 1984.314 | 0.961 | 0.924 | 14.457 | 1.2 | 22084.136 | 1832.828 | 0.035721 | 12.656 | 1.059 | 0.45208 | 0.037828 | 0.841 | 0.81549 | 747 | 5 | Dry Detention | 0.2 |  |  | TMDL | TMDL |  |  | 1870.0493 | 108503.1061 | 285 | 20% | 20% | 0.090416 | 0.0075657
41 | 13 | 0.4203 | 293 | 41 | 13 | WET | 1.0484 | 0.041 | 1567.871 | 61.608 | 0.962 | 0.921 | 1.008 | 0.038 | 1507.852 | 56.766 | 0.4203 | 0.888 | 0.034 | 0.37323 | 0.01429 | 0.847 | 0.81976 | 747 | 5 | Dry Detention | 0.2 |  |  | TMDL | TMDL |  |  | 1870.0493 | 108503.1061 | 293 | 20% | 20% | 0.074645 | 0.002858
43 | 2 | 3.5227 | 306 | 43 | 2 | MDR | 14.0634 | 0.759 | 7259.995 | 391.71 | 0.384 | 0.389 | 5.405 | 0.295 | 2790.364 | 152.2 | 3.5227 | 3.02 | 0.14 | 10.6384 | 0.49317 | 0.215 | 0.18394 | 748 | 5 | Dry Detention | 0.2 |  |  | TMDL | TMDL |  |  | 1749.8631 | 153446.5522 | 306 | 20% | 20% | 2.1277 | 0.098635
45 | 2 | 5.9229 | 329 | 45 | 2 | MDR | 18.3801 | 0.797 | 8505.202 | 368.804 | 0.866 | 0.793 | 15.92 | 0.632 | 7367.027 | 292.453 | 5.9229 | 13.968 | 0.559 | 82.7308 | 3.3109 | 0.76 | 0.70082 | 749 | 5 | Dry Detention | 0.2 |  |  | TMDL | TMDL |  |  | 2248.702 | 257999.6234 | 329 | 20% | 20% | 16.5462 | 0.66218
45 | 2 | 1.1647 | 329 | 45 | 2 | MDR | 18.3801 | 0.797 | 8505.202 | 368.804 | 0.866 | 0.793 | 15.92 | 0.632 | 7367.027 | 292.453 | 1.1647 | 13.968 | 0.559 | 16.2679 | 0.65104 | 0.76 | 0.70082 | 750 | 5 | Dry Detention | 0.2 |  |  | TMDL | TMDL |  |  | 1100.6726 | 50732.1048 | 329 | 20% | 20% | 3.2536 | 0.13021
41 | 1 | 18.9376 | 282 | 41 | 1 | LDR | 6.4645 | 0.301 | 7159.582 | 333.43 | 0.961 | 0.923 | 6.211 | 0.278 | 6878.392 | 307.743 | 18.9376 | 5.446 | 0.246 | 103.1341 | 4.6586 | 0.842 | 0.81555 | 751 | 5 | Dry Detention | 0.2 |  |  | TMDL | TMDL |  |  | 7562.0722 | 894246.9274 | 282 | 20% | 20% | 20.6268 | 0.93173
41 | 13 | 1.5916 | 293 | 41 | 13 | WET | 1.0484 | 0.041 | 1567.871 | 61.608 | 0.962 | 0.921 | 1.008 | 0.038 | 1507.852 | 56.766 | 1.5916 | 0.888 | 0.034 | 1.4133 | 0.054114 | 0.847 | 0.81976 | 751 | 5 | Dry Detention | 0.2 |  |  | TMDL | TMDL |  |  | 7562.0722 | 894246.9274 | 293 | 20% | 20% | 0.28267 | 0.010823
41 | 13 | 0.0083325 | 293 | 41 | 13 | WET | 1.0484 | 0.041 | 1567.871 | 61.608 | 0.962 | 0.921 | 1.008 | 0.038 | 1507.852 | 56.766 | 0.0083325 | 0.888 | 0.034 | 0.0073992 | 0.0002833 | 0.847 | 0.81976 | 752 | 5 | Dry Detention | 0.2 |  |  | TMDL | TMDL |  |  | 86.7386 | 362.9601 | 293 | 20% | 20% | 0.0014798 | 5.6661e-05
46 | 1 | 3.1817 | 340 | 46 | 1 | LDR | 7.475 | 0.335 | 892.731 | 39.971 | 0.586 | 0.84 | 4.38 | 0.281 | 523.1 | 33.572 | 3.1817 | 3.356 | 0.165 | 10.6779 | 0.52499 | 0.449 | 0.49425 | 753 | 5 | Dry Detention | 0.2 |  |  | TMDL | TMDL |  |  | 4197.7308 | 146801.6431 | 340 | 20% | 20% | 2.1356 | 0.105
46 | 12 | 0.18839 | 349 | 46 | 12 | WAT | 1.258 | 0.048 | 618.54 | 23.423 | 0.591 | 0.9 | 0.744 | 0.043 | 365.844 | 21.08 | 0.18839 | 0.569 | 0.025 | 0.10719 | 0.0047096 | 0.452 | 0.53317 | 753 | 5 | Dry Detention | 0.2 |  |  | TMDL | TMDL |  |  | 4197.7308 | 146801.6431 | 349 | 20% | 20% | 0.021438 | 0.00094193
43 | 1 | 0.71821 | 305 | 43 | 1 | LDR | 7.6576 | 0.394 | 307.332 | 15.816 | 0.385 | 0.39 | 2.948 | 0.154 | 118.318 | 6.166 | 0.71821 | 1.648 | 0.073 | 1.1836 | 0.052429 | 0.215 | 0.18505 | 754 | 5 | Dry Detention | 0.2 |  |  | TMDL | TMDL |  |  | 1906.6244 | 112790.2875 | 305 | 20% | 20% | 0.23672 | 0.010486
43 | 6 | 1.1809 | 309 | 43 | 6 | OPE | 7.9985 | 0.397 | 75.142 | 3.732 | 0.387 | 0.394 | 3.097 | 0.156 | 29.091 | 1.47 | 1.1809 | 1.734 | 0.075 | 2.0477 | 0.088569 | 0.217 | 0.18765 | 754 | 5 | Dry Detention | 0.2 |  |  | TMDL | TMDL |  |  | 1906.6244 | 112790.2875 | 309 | 20% | 20% | 0.40954 | 0.017714
43 | 9 | 0.6902 | 312 | 43 | 9 | AGT | 12.3942 | 0.656 | 220.802 | 11.688 | 0.392 | 0.401 | 4.861 | 0.263 | 86.592 | 4.688 | 0.6902 | 2.731 | 0.126 | 1.8849 | 0.086965 | 0.22 | 0.19268 | 754 | 5 | Dry Detention | 0.2 |  |  | TMDL | TMDL |  |  | 1906.6244 | 112790.2875 | 312 | 20% | 20% | 0.37699 | 0.017393
43 | 1 | 0.052523 | 305 | 43 | 1 | LDR | 7.6576 | 0.394 | 307.332 | 15.816 | 0.385 | 0.39 | 2.948 | 0.154 | 118.318 | 6.166 | 0.052523 | 1.648 | 0.073 | 0.086558 | 0.0038342 | 0.215 | 0.18505 | 755 | 5 | Dry Detention | 0.2 |  |  | TMDL | TMDL |  |  | 8137.3923 | 487752.0894 | 305 | 20% | 20% | 0.017312 | 0.00076684
43 | 2 | 10.9516 | 306 | 43 | 2 | MDR | 14.0634 | 0.759 | 7259.995 | 391.71 | 0.384 | 0.389 | 5.405 | 0.295 | 2790.364 | 152.2 | 10.9516 | 3.02 | 0.14 | 33.0737 | 1.5332 | 0.215 | 0.18394 | 755 | 5 | Dry Detention | 0.2 |  |  | TMDL | TMDL |  |  | 8137.3923 | 487752.0894 | 306 | 20% | 20% | 6.6147 | 0.30664
45 | 2 | 0.19311 | 329 | 45 | 2 | MDR | 18.3801 | 0.797 | 8505.202 | 368.804 | 0.866 | 0.793 | 15.92 | 0.632 | 7367.027 | 292.453 | 0.19311 | 13.968 | 0.559 | 2.6974 | 0.10795 | 0.76 | 0.70082 | 755 | 5 | Dry Detention | 0.2 |  |  | TMDL | TMDL |  |  | 8137.3923 | 487752.0894 | 329 | 20% | 20% | 0.53949 | 0.02159
45 | 4 | 7.8334e-05 | 331 | 45 | 4 | IND | 22.7672 | 1.772 | 5848.504 | 455.232 | 0.864 | 0.79 | 19.676 | 1.401 | 5054.405 | 359.803 | 7.8334e-05 | 17.239 | 1.237 | 0.0013504 | 9.6899e-05 | 0.757 | 0.69791 | 755 | 5 | Dry Detention | 0.2 |  |  | TMDL | TMDL |  |  | 8137.3923 | 487752.0894 | 331 | 20% | 20% | 0.00027008 | 1.938e-05
42 | 1 | 1.6539 | 294 | 42 | 1 | LDR | 7.6974 | 0.341 | 476.88 | 21.153 | 0.659 | 0.566 | 5.072 | 0.193 | 314.247 | 11.98 | 1.6539 | 4.277 | 0.158 | 7.0738 | 0.26132 | 0.556 | 0.4631 | 756 | 5 | Dry Detention | 0.2 |  |  | TMDL | TMDL |  |  | 15737.6093 | 994372.0269 | 294 | 20% | 20% | 1.4148 | 0.052264
42 | 10 | 5.0448 | 301 | 42 | 10 | RAN | 6.2801 | 0.248 | 114.125 | 4.502 | 0.661 | 0.574 | 4.154 | 0.142 | 75.485 | 2.586 | 5.0448 | 3.508 | 0.117 | 17.6971 | 0.59024 | 0.559 | 0.47052 | 756 | 5 | Dry Detention | 0.2 |  |  | TMDL | TMDL |  |  | 15737.6093 | 994372.0269 | 301 | 20% | 20% | 3.5394 | 0.11805
42 | 12 | 0.0035428 | 303 | 42 | 12 | WAT | 1.3297 | 0.05 | 190.882 | 7.167 | 0.666 | 0.595 | 0.885 | 0.03 | 127.045 | 4.267 | 0.0035428 | 0.75 | 0.024 | 0.0026571 | 8.5028e-05 | 0.564 | 0.48916 | 756 | 5 | Dry Detention | 0.2 |  |  | TMDL | TMDL |  |  | 15737.6093 | 994372.0269 | 303 | 20% | 20% | 0.00053143 | 1.7006e-05
42 | 13 | 0.1292 | 304 | 42 | 13 | WET | 1.3315 | 0.05 | 149.313 | 5.607 | 0.666 | 0.595 | 0.886 | 0.03 | 99.382 | 3.339 | 0.1292 | 0.751 | 0.024 | 0.097026 | 0.0031007 | 0.564 | 0.48921 | 756 | 5 | Dry Detention | 0.2 |  |  | TMDL | TMDL |  |  | 15737.6093 | 994372.0269 | 304 | 20% | 20% | 0.019405 | 0.00062014
45 | 2 | 15.9013 | 329 | 45 | 2 | MDR | 18.3801 | 0.797 | 8505.202 | 368.804 | 0.866 | 0.793 | 15.92 | 0.632 | 7367.027 | 292.453 | 15.9013 | 13.968 | 0.559 | 222.1091 | 8.8888 | 0.76 | 0.70082 | 756 | 5 | Dry Detention | 0.2 |  |  | TMDL | TMDL |  |  | 15737.6093 | 994372.0269 | 329 | 20% | 20% | 44.4218 | 1.7778
45 | 10 | 0.095009 | 336 | 45 | 10 | RAN | 8.2662 | 0.307 | 85.838 | 3.192 | 0.869 | 0.795 | 7.18 | 0.244 | 74.56 | 2.536 | 0.095009 | 6.31 | 0.216 | 0.59951 | 0.020522 | 0.763 | 0.70401 | 756 | 5 | Dry Detention | 0.2 |  |  | TMDL | TMDL |  |  | 15737.6093 | 994372.0269 | 336 | 20% | 20% | 0.1199 | 0.0041044
41 | 1 | 1.0448 | 282 | 41 | 1 | LDR | 6.4645 | 0.301 | 7159.582 | 333.43 | 0.961 | 0.923 | 6.211 | 0.278 | 6878.392 | 307.743 | 1.0448 | 5.446 | 0.246 | 5.6901 | 0.25703 | 0.842 | 0.81555 | 757 | 5 | Dry Detention | 0.2 |  |  | TMDL | TMDL |  |  | 875.4705 | 45601.261 | 282 | 20% | 20% | 1.138 | 0.051406
41 | 4 | 0.0020381 | 285 | 41 | 4 | IND | 15.0465 | 1.299 | 22984.638 | 1984.314 | 0.961 | 0.924 | 14.457 | 1.2 | 22084.136 | 1832.828 | 0.0020381 | 12.656 | 1.059 | 0.025794 | 0.0021583 | 0.841 | 0.81549 | 757 | 5 | Dry Detention | 0.2 |  |  | TMDL | TMDL |  |  | 875.4705 | 45601.261 | 285 | 20% | 20% | 0.0051588 | 0.00043166
45 | 2 | 0.15574 | 329 | 45 | 2 | MDR | 18.3801 | 0.797 | 8505.202 | 368.804 | 0.866 | 0.793 | 15.92 | 0.632 | 7367.027 | 292.453 | 0.15574 | 13.968 | 0.559 | 2.1753 | 0.087057 | 0.76 | 0.70082 | 758 | 5 | Dry Detention | 0.2 |  |  | TMDL | TMDL |  |  | 1307.9797 | 6783.8905 | 329 | 20% | 20% | 0.43507 | 0.017411
41 | 1 | 11.1123 | 282 | 41 | 1 | LDR | 6.4645 | 0.301 | 7159.582 | 333.43 | 0.961 | 0.923 | 6.211 | 0.278 | 6878.392 | 307.743 | 11.1123 | 5.446 | 0.246 | 60.5177 | 2.7336 | 0.842 | 0.81555 | 759 | 5 | Dry Detention | 0.2 |  |  | TMDL | TMDL |  |  | 3233.804 | 623900.2863 | 282 | 20% | 20% | 12.1035 | 0.54673
41 | 11 | 2.6762 | 291 | 41 | 11 | FOR | 3.3637 | 0.139 | 1738.258 | 71.607 | 0.961 | 0.923 | 3.231 | 0.128 | 1669.641 | 66.092 | 2.6762 | 2.844 | 0.114 | 7.611 | 0.30508 | 0.846 | 0.81972 | 759 | 5 | Dry Detention | 0.2 |  |  | TMDL | TMDL |  |  | 3233.804 | 623900.2863 | 291 | 20% | 20% | 1.5222 | 0.061017
41 | 13 | 0.53433 | 293 | 41 | 13 | WET | 1.0484 | 0.041 | 1567.871 | 61.608 | 0.962 | 0.921 | 1.008 | 0.038 | 1507.852 | 56.766 | 0.53433 | 0.888 | 0.034 | 0.47449 | 0.018167 | 0.847 | 0.81976 | 759 | 5 | Dry Detention | 0.2 |  |  | TMDL | TMDL |  |  | 3233.804 | 623900.2863 | 293 | 20% | 20% | 0.094898 | 0.0036335
46 | 4 | 1.1403 | 343 | 46 | 4 | IND | 17.0006 | 1.432 | 5136.665 | 432.629 | 0.581 | 0.828 | 9.877 | 1.185 | 2984.427 | 358.031 | 1.1403 | 7.542 | 0.694 | 8.6001 | 0.79136 | 0.444 | 0.48499 | 760 | 5 | Dry Detention | 0.2 |  |  | TMDL | TMDL |  |  | 1006.8527 | 49670.9956 | 343 | 20% | 20% | 1.72 | 0.15827
43 | 4 | 0.0029413 | 308 | 43 | 4 | IND | 17.3446 | 1.669 | 998.834 | 96.117 | 0.381 | 0.389 | 6.612 | 0.65 | 380.786 | 37.427 | 0.0029413 | 3.68 | 0.306 | 0.010824 | 0.00090004 | 0.212 | 0.18339 | 761 | 5 | Dry Detention | 0.2 |  |  | TMDL | TMDL |  |  | 527.7168 | 10703.7 | 308 | 20% | 20% | 0.0021648 | 0.00018001
46 | 3 | 0.0010787 | 342 | 46 | 3 | HDR | 29.2966 | 2.128 | 15135.696 | 1099.348 | 0.585 | 0.841 | 17.131 | 1.789 | 8850.484 | 924.087 | 0.0010787 | 13.118 | 1.05 | 0.01415 | 0.0011326 | 0.448 | 0.49364 | 761 | 5 | Dry Detention | 0.2 |  |  | TMDL | TMDL |  |  | 527.7168 | 10703.7 | 342 | 20% | 20% | 0.00283 | 0.00022652
46 | 4 | 0.2417 | 343 | 46 | 4 | IND | 17.0006 | 1.432 | 5136.665 | 432.629 | 0.581 | 0.828 | 9.877 | 1.185 | 2984.427 | 358.031 | 0.2417 | 7.542 | 0.694 | 1.8229 | 0.16774 | 0.444 | 0.48499 | 761 | 5 | Dry Detention | 0.2 |  |  | TMDL | TMDL |  |  | 527.7168 | 10703.7 | 343 | 20% | 20% | 0.36459 | 0.033549
41 | 1 | 0.43579 | 282 | 41 | 1 | LDR | 6.4645 | 0.301 | 7159.582 | 333.43 | 0.961 | 0.923 | 6.211 | 0.278 | 6878.392 | 307.743 | 0.43579 | 5.446 | 0.246 | 2.3733 | 0.1072 | 0.842 | 0.81555 | 762 | 5 | Dry Detention | 0.2 |  |  | TMDL | TMDL |  |  | 892.906 | 21392.2321 | 282 | 20% | 20% | 0.47466 | 0.021441
41 | 13 | 0.055313 | 293 | 41 | 13 | WET | 1.0484 | 0.041 | 1567.871 | 61.608 | 0.962 | 0.921 | 1.008 | 0.038 | 1507.852 | 56.766 | 0.055313 | 0.888 | 0.034 | 0.049118 | 0.0018806 | 0.847 | 0.81976 | 762 | 5 | Dry Detention | 0.2 |  |  | TMDL | TMDL |  |  | 892.906 | 21392.2321 | 293 | 20% | 20% | 0.0098236 | 0.00037613
41 | 1 | 4.4646 | 282 | 41 | 1 | LDR | 6.4645 | 0.301 | 7159.582 | 333.43 | 0.961 | 0.923 | 6.211 | 0.278 | 6878.392 | 307.743 | 4.4646 | 5.446 | 0.246 | 24.3144 | 1.0983 | 0.842 | 0.81555 | 763 | 5 | Dry Detention | 0.2 |  |  | TMDL | TMDL |  |  | 3018.6897 | 204854.5611 | 282 | 20% | 20% | 4.8629 | 0.21966
41 | 4 | 0.031561 | 285 | 41 | 4 | IND | 15.0465 | 1.299 | 22984.638 | 1984.314 | 0.961 | 0.924 | 14.457 | 1.2 | 22084.136 | 1832.828 | 0.031561 | 12.656 | 1.059 | 0.39944 | 0.033423 | 0.841 | 0.81549 | 763 | 5 | Dry Detention | 0.2 |  |  | TMDL | TMDL |  |  | 3018.6897 | 204854.5611 | 285 | 20% | 20% | 0.079888 | 0.0066847
41 | 13 | 0.20664 | 293 | 41 | 13 | WET | 1.0484 | 0.041 | 1567.871 | 61.608 | 0.962 | 0.921 | 1.008 | 0.038 | 1507.852 | 56.766 | 0.20664 | 0.888 | 0.034 | 0.18349 | 0.0070257 | 0.847 | 0.81976 | 763 | 5 | Dry Detention | 0.2 |  |  | TMDL | TMDL |  |  | 3018.6897 | 204854.5611 | 293 | 20% | 20% | 0.036699 | 0.0014051
41 | 1 | 7.584 | 282 | 41 | 1 | LDR | 6.4645 | 0.301 | 7159.582 | 333.43 | 0.961 | 0.923 | 6.211 | 0.278 | 6878.392 | 307.743 | 7.584 | 5.446 | 0.246 | 41.3027 | 1.8657 | 0.842 | 0.81555 | 764 | 5 | Dry Detention | 0.2 |  |  | TMDL | TMDL |  |  | 11581.9986 | 955341.1415 | 282 | 20% | 20% | 8.2605 | 0.37313
41 | 2 | 2.456 | 283 | 41 | 2 | MDR | 11.9201 | 0.582 | 23513.664 | 1147.493 | 0.961 | 0.923 | 11.452 | 0.537 | 22589.972 | 1059.182 | 2.456 | 10.039 | 0.474 | 24.6559 | 1.1641 | 0.842 | 0.81527 | 764 | 5 | Dry Detention | 0.2 |  |  | TMDL | TMDL |  |  | 11581.9986 | 955341.1415 | 283 | 20% | 20% | 4.9312 | 0.23283
41 | 4 | 0.31737 | 285 | 41 | 4 | IND | 15.0465 | 1.299 | 22984.638 | 1984.314 | 0.961 | 0.924 | 14.457 | 1.2 | 22084.136 | 1832.828 | 0.31737 | 12.656 | 1.059 | 4.0166 | 0.33609 | 0.841 | 0.81549 | 764 | 5 | Dry Detention | 0.2 |  |  | TMDL | TMDL |  |  | 11581.9986 | 955341.1415 | 285 | 20% | 20% | 0.80332 | 0.067218
41 | 12 | 0.01463 | 292 | 41 | 12 | WAT | 1.0456 | 0.041 | 281.889 | 11.073 | 0.962 | 0.921 | 1.006 | 0.038 | 271.1 | 10.202 | 0.01463 | 0.885 | 0.034 | 0.012947 | 0.00049741 | 0.847 | 0.81969 | 764 | 5 | Dry Detention | 0.2 |  |  | TMDL | TMDL |  |  | 11581.9986 | 955341.1415 | 292 | 20% | 20% | 0.0025895 | 9.9483e-05
41 | 13 | 11.5597 | 293 | 41 | 13 | WET | 1.0484 | 0.041 | 1567.871 | 61.608 | 0.962 | 0.921 | 1.008 | 0.038 | 1507.852 | 56.766 | 11.5597 | 0.888 | 0.034 | 10.265 | 0.39303 | 0.847 | 0.81976 | 764 | 5 | Dry Detention | 0.2 |  |  | TMDL | TMDL |  |  | 11581.9986 | 955341.1415 | 293 | 20% | 20% | 2.053 | 0.078606
41 | 2 | 0.39227 | 283 | 41 | 2 | MDR | 11.9201 | 0.582 | 23513.664 | 1147.493 | 0.961 | 0.923 | 11.452 | 0.537 | 22589.972 | 1059.182 | 0.39227 | 10.039 | 0.474 | 3.938 | 0.18594 | 0.842 | 0.81527 | 765 | 5 | Dry Detention | 0.2 |  |  | TMDL | TMDL |  |  | 3162.7958 | 287436.0676 | 283 | 20% | 20% | 0.78761 | 0.037188
41 | 1 | 3.2776 | 282 | 41 | 1 | LDR | 6.4645 | 0.301 | 7159.582 | 333.43 | 0.961 | 0.923 | 6.211 | 0.278 | 6878.392 | 307.743 | 3.2776 | 5.446 | 0.246 | 17.8498 | 0.80629 | 0.842 | 0.81555 | 766 | 5 | Dry Detention | 0.2 |  |  | TMDL | TMDL |  |  | 1736.961 | 142772.0358 | 282 | 20% | 20% | 3.57 | 0.16126
41 | 13 | 1.0388e-05 | 293 | 41 | 13 | WET | 1.0484 | 0.041 | 1567.871 | 61.608 | 0.962 | 0.921 | 1.008 | 0.038 | 1507.852 | 56.766 | 1.0388e-05 | 0.888 | 0.034 | 9.2242e-06 | 3.5318e-07 | 0.847 | 0.81976 | 766 | 5 | Dry Detention | 0.2 |  |  | TMDL | TMDL |  |  | 1736.961 | 142772.0358 | 293 | 20% | 20% | 1.8448e-06 | 7.0636e-08
41 | 1 | 0.59597 | 282 | 41 | 1 | LDR | 6.4645 | 0.301 | 7159.582 | 333.43 | 0.961 | 0.923 | 6.211 | 0.278 | 6878.392 | 307.743 | 0.59597 | 5.446 | 0.246 | 3.2456 | 0.14661 | 0.842 | 0.81555 | 767 | 5 | Dry Detention | 0.2 |  |  | TMDL | TMDL |  |  | 653.6048 | 25960.3034 | 282 | 20% | 20% | 0.64913 | 0.029322
46 | 3 | 0.072343 | 342 | 46 | 3 | HDR | 29.2966 | 2.128 | 15135.696 | 1099.348 | 0.585 | 0.841 | 17.131 | 1.789 | 8850.484 | 924.087 | 0.072343 | 13.118 | 1.05 | 0.94899 | 0.07596 | 0.448 | 0.49364 | 768 | 5 | Dry Detention | 0.2 |  |  | TMDL | TMDL |  |  | 226.6464 | 3151.2226 | 342 | 20% | 20% | 0.1898 | 0.015192
46 | 1 | 12.114 | 340 | 46 | 1 | LDR | 7.475 | 0.335 | 892.731 | 39.971 | 0.586 | 0.84 | 4.38 | 0.281 | 523.1 | 33.572 | 12.114 | 3.356 | 0.165 | 40.6545 | 1.9988 | 0.449 | 0.49425 | 769 | 5 | Dry Detention | 0.2 |  |  | TMDL | TMDL |  |  | 4752.8766 | 603213.1114 | 340 | 20% | 20% | 8.1309 | 0.39976
46 | 7 | 0.41116 | 345 | 46 | 7 | PAS | 14.9685 | 0.742 | 1156.009 | 57.267 | 0.588 | 0.848 | 8.801 | 0.629 | 679.717 | 48.583 | 0.41116 | 6.758 | 0.371 | 2.7786 | 0.15254 | 0.451 | 0.49972 | 769 | 5 | Dry Detention | 0.2 |  |  | TMDL | TMDL |  |  | 4752.8766 | 603213.1114 | 345 | 20% | 20% | 0.55573 | 0.030508
46 | 11 | 0.69706 | 348 | 46 | 11 | FOR | 4.1376 | 0.165 | 692.937 | 27.684 | 0.596 | 0.881 | 2.465 | 0.146 | 412.881 | 24.4 | 0.69706 | 1.91 | 0.086 | 1.3314 | 0.059947 | 0.462 | 0.51922 | 769 | 5 | Dry Detention | 0.2 |  |  | TMDL | TMDL |  |  | 4752.8766 | 603213.1114 | 348 | 20% | 20% | 0.26628 | 0.011989
46 | 12 | 0.37176 | 349 | 46 | 12 | WAT | 1.258 | 0.048 | 618.54 | 23.423 | 0.591 | 0.9 | 0.744 | 0.043 | 365.844 | 21.08 | 0.37176 | 0.569 | 0.025 | 0.21153 | 0.009294 | 0.452 | 0.53317 | 769 | 5 | Dry Detention | 0.2 |  |  | TMDL | TMDL |  |  | 4752.8766 | 603213.1114 | 349 | 20% | 20% | 0.042306 | 0.0018588
46 | 13 | 0.25397 | 350 | 46 | 13 | WET | 1.2605 | 0.048 | 423.33 | 16.035 | 0.592 | 0.901 | 0.746 | 0.043 | 250.472 | 14.442 | 0.25397 | 0.571 | 0.025 | 0.14502 | 0.0063493 | 0.453 | 0.53354 | 769 | 5 | Dry Detention | 0.2 |  |  | TMDL | TMDL |  |  | 4752.8766 | 603213.1114 | 350 | 20% | 20% | 0.029004 | 0.0012699
46 | 13 | 0.0033182 | 350 | 46 | 13 | WET | 1.2605 | 0.048 | 423.33 | 16.035 | 0.592 | 0.901 | 0.746 | 0.043 | 250.472 | 14.442 | 0.0033182 | 0.571 | 0.025 | 0.0018947 | 8.2954e-05 | 0.453 | 0.53354 | 770 | 5 | Dry Detention | 0.2 |  |  | TMDL | TMDL |  |  | 129.0149 | 144.5415 | 350 | 20% | 20% | 0.00037893 | 1.6591e-05
41 | 6 | 0.30472 | 286 | 41 | 6 | OPE | 6.7112 | 0.301 | 712.339 | 31.937 | 0.96 | 0.922 | 6.446 | 0.278 | 684.169 | 29.462 | 0.30472 | 5.655 | 0.245 | 1.7232 | 0.074657 | 0.843 | 0.81557 | 771 | 5 | Dry Detention | 0.2 |  |  | TMDL | TMDL |  |  | 691.5249 | 13439.0127 | 286 | 20% | 20% | 0.34464 | 0.014931
41 | 12 | 0.0037943 | 292 | 41 | 12 | WAT | 1.0456 | 0.041 | 281.889 | 11.073 | 0.962 | 0.921 | 1.006 | 0.038 | 271.1 | 10.202 | 0.0037943 | 0.885 | 0.034 | 0.003358 | 0.00012901 | 0.847 | 0.81969 | 771 | 5 | Dry Detention | 0.2 |  |  | TMDL | TMDL |  |  | 691.5249 | 13439.0127 | 292 | 20% | 20% | 0.0006716 | 2.5802e-05
41 | 1 | 4.4627 | 282 | 41 | 1 | LDR | 6.4645 | 0.301 | 7159.582 | 333.43 | 0.961 | 0.923 | 6.211 | 0.278 | 6878.392 | 307.743 | 4.4627 | 5.446 | 0.246 | 24.3039 | 1.0978 | 0.842 | 0.81555 | 772 | 5 | Dry Detention | 0.2 |  |  | TMDL | TMDL |  |  | 4232.191 | 476820.5725 | 282 | 20% | 20% | 4.8608 | 0.21956
41 | 11 | 4.6337 | 291 | 41 | 11 | FOR | 3.3637 | 0.139 | 1738.258 | 71.607 | 0.961 | 0.923 | 3.231 | 0.128 | 1669.641 | 66.092 | 4.6337 | 2.844 | 0.114 | 13.1784 | 0.52825 | 0.846 | 0.81972 | 772 | 5 | Dry Detention | 0.2 |  |  | TMDL | TMDL |  |  | 4232.191 | 476820.5725 | 291 | 20% | 20% | 2.6357 | 0.10565
41 | 13 | 1.8499 | 293 | 41 | 13 | WET | 1.0484 | 0.041 | 1567.871 | 61.608 | 0.962 | 0.921 | 1.008 | 0.038 | 1507.852 | 56.766 | 1.8499 | 0.888 | 0.034 | 1.6427 | 0.062896 | 0.847 | 0.81976 | 772 | 5 | Dry Detention | 0.2 |  |  | TMDL | TMDL |  |  | 4232.191 | 476820.5725 | 293 | 20% | 20% | 0.32854 | 0.012579
41 | 1 | 0.46563 | 282 | 41 | 1 | LDR | 6.4645 | 0.301 | 7159.582 | 333.43 | 0.961 | 0.923 | 6.211 | 0.278 | 6878.392 | 307.743 | 0.46563 | 5.446 | 0.246 | 2.5358 | 0.11454 | 0.842 | 0.81555 | 773 | 5 | Dry Detention | 0.2 |  |  | TMDL | TMDL |  |  | 3319.8533 | 250821.1698 | 282 | 20% | 20% | 0.50716 | 0.022909
41 | 2 | 0.28809 | 283 | 41 | 2 | MDR | 11.9201 | 0.582 | 23513.664 | 1147.493 | 0.961 | 0.923 | 11.452 | 0.537 | 22589.972 | 1059.182 | 0.28809 | 10.039 | 0.474 | 2.8921 | 0.13655 | 0.842 | 0.81527 | 773 | 5 | Dry Detention | 0.2 |  |  | TMDL | TMDL |  |  | 3319.8533 | 250821.1698 | 283 | 20% | 20% | 0.57842 | 0.027311
41 | 4 | 5.0044 | 285 | 41 | 4 | IND | 15.0465 | 1.299 | 22984.638 | 1984.314 | 0.961 | 0.924 | 14.457 | 1.2 | 22084.136 | 1832.828 | 5.0044 | 12.656 | 1.059 | 63.3352 | 5.2996 | 0.841 | 0.81549 | 773 | 5 | Dry Detention | 0.2 |  |  | TMDL | TMDL |  |  | 3319.8533 | 250821.1698 | 285 | 20% | 20% | 12.667 | 1.0599
41 | 2 | 0.10015 | 283 | 41 | 2 | MDR | 11.9201 | 0.582 | 23513.664 | 1147.493 | 0.961 | 0.923 | 11.452 | 0.537 | 22589.972 | 1059.182 | 0.10015 | 10.039 | 0.474 | 1.0054 | 0.047473 | 0.842 | 0.81527 | 774 | 5 | Dry Detention | 0.2 |  |  | TMDL | TMDL |  |  | 326.8698 | 4362.7054 | 283 | 20% | 20% | 0.20109 | 0.0094946
41 | 1 | 3.908 | 282 | 41 | 1 | LDR | 6.4645 | 0.301 | 7159.582 | 333.43 | 0.961 | 0.923 | 6.211 | 0.278 | 6878.392 | 307.743 | 3.908 | 5.446 | 0.246 | 21.283 | 0.96137 | 0.842 | 0.81555 | 775 | 5 | Dry Detention | 0.2 |  |  | TMDL | TMDL |  |  | 2176.3566 | 210022.4762 | 282 | 20% | 20% | 4.2566 | 0.19227
41 | 11 | 0.91347 | 291 | 41 | 11 | FOR | 3.3637 | 0.139 | 1738.258 | 71.607 | 0.961 | 0.923 | 3.231 | 0.128 | 1669.641 | 66.092 | 0.91347 | 2.844 | 0.114 | 2.5979 | 0.10414 | 0.846 | 0.81972 | 775 | 5 | Dry Detention | 0.2 |  |  | TMDL | TMDL |  |  | 2176.3566 | 210022.4762 | 291 | 20% | 20% | 0.51958 | 0.020827
41 | 4 | 0.0024528 | 285 | 41 | 4 | IND | 15.0465 | 1.299 | 22984.638 | 1984.314 | 0.961 | 0.924 | 14.457 | 1.2 | 22084.136 | 1832.828 | 0.0024528 | 12.656 | 1.059 | 0.031042 | 0.0025975 | 0.841 | 0.81549 | 776 | 5 | Dry Detention | 0.2 |  |  | TMDL | TMDL |  |  | 41.6097 | 106.8699 | 285 | 20% | 20% | 0.0062084 | 0.0005195
41 | 1 | 2.0349 | 282 | 41 | 1 | LDR | 6.4645 | 0.301 | 7159.582 | 333.43 | 0.961 | 0.923 | 6.211 | 0.278 | 6878.392 | 307.743 | 2.0349 | 5.446 | 0.246 | 11.0823 | 0.5006 | 0.842 | 0.81555 | 777 | 5 | Dry Detention | 0.2 |  |  | TMDL | TMDL |  |  | 1762.5617 | 138075.0469 | 282 | 20% | 20% | 2.2165 | 0.10012
41 | 13 | 1.1348 | 293 | 41 | 13 | WET | 1.0484 | 0.041 | 1567.871 | 61.608 | 0.962 | 0.921 | 1.008 | 0.038 | 1507.852 | 56.766 | 1.1348 | 0.888 | 0.034 | 1.0077 | 0.038584 | 0.847 | 0.81976 | 777 | 5 | Dry Detention | 0.2 |  |  | TMDL | TMDL |  |  | 1762.5617 | 138075.0469 | 293 | 20% | 20% | 0.20155 | 0.0077169
41 | 1 | 1.721 | 282 | 41 | 1 | LDR | 6.4645 | 0.301 | 7159.582 | 333.43 | 0.961 | 0.923 | 6.211 | 0.278 | 6878.392 | 307.743 | 1.721 | 5.446 | 0.246 | 9.3724 | 0.42336 | 0.842 | 0.81555 | 778 | 5 | Dry Detention | 0.2 |  |  | TMDL | TMDL |  |  | 1224.0688 | 93697.579 | 282 | 20% | 20% | 1.8745 | 0.084672
41 | 11 | 0.43004 | 291 | 41 | 11 | FOR | 3.3637 | 0.139 | 1738.258 | 71.607 | 0.961 | 0.923 | 3.231 | 0.128 | 1669.641 | 66.092 | 0.43004 | 2.844 | 0.114 | 1.223 | 0.049024 | 0.846 | 0.81972 | 778 | 5 | Dry Detention | 0.2 |  |  | TMDL | TMDL |  |  | 1224.0688 | 93697.579 | 291 | 20% | 20% | 0.2446 | 0.0098048
45 | 1 | 2.0305 | 328 | 45 | 1 | LDR | 10.0026 | 0.414 | 73.079 | 3.021 | 0.867 | 0.793 | 8.667 | 0.328 | 63.324 | 2.397 | 2.0305 | 7.606 | 0.29 | 15.4444 | 0.58886 | 0.76 | 0.7015 | 779 | 5 | Dry Detention | 0.2 |  |  | TMDL | TMDL |  |  | 4164.695 | 694570.102 | 328 | 20% | 20% | 3.0889 | 0.11777
45 | 3 | 0.1027 | 330 | 45 | 3 | HDR | 39.2064 | 2.634 | 2421.799 | 162.704 | 0.866 | 0.792 | 33.956 | 2.085 | 2097.479 | 128.8 | 0.1027 | 29.789 | 1.844 | 3.0592 | 0.18937 | 0.76 | 0.70014 | 779 | 5 | Dry Detention | 0.2 |  |  | TMDL | TMDL |  |  | 4164.695 | 694570.102 | 330 | 20% | 20% | 0.61185 | 0.037874
45 | 4 | 12.6307 | 331 | 45 | 4 | IND | 22.7672 | 1.772 | 5848.504 | 455.232 | 0.864 | 0.79 | 19.676 | 1.401 | 5054.405 | 359.803 | 12.6307 | 17.239 | 1.237 | 217.7404 | 15.6242 | 0.757 | 0.69791 | 779 | 5 | Dry Detention | 0.2 |  |  | TMDL | TMDL |  |  | 4164.695 | 694570.102 | 331 | 20% | 20% | 43.5481 | 3.1248
45 | 13 | 1.1813 | 339 | 45 | 13 | WET | 1.6817 | 0.059 | 315.737 | 11.053 | 0.862 | 0.795 | 1.45 | 0.047 | 272.162 | 8.791 | 1.1813 | 1.276 | 0.042 | 1.5073 | 0.049613 | 0.759 | 0.70722 | 779 | 5 | Dry Detention | 0.2 |  |  | TMDL | TMDL |  |  | 4164.695 | 694570.102 | 339 | 20% | 20% | 0.30146 | 0.0099226
45 | 2 | 0.15639 | 329 | 45 | 2 | MDR | 18.3801 | 0.797 | 8505.202 | 368.804 | 0.866 | 0.793 | 15.92 | 0.632 | 7367.027 | 292.453 | 0.15639 | 13.968 | 0.559 | 2.1844 | 0.087421 | 0.76 | 0.70082 | 781 | 5 | Dry Detention | 0.2 |  |  | TMDL | TMDL |  |  | 3113.6703 | 58917.8575 | 329 | 20% | 20% | 0.43689 | 0.017484
45 | 4 | 1.1962 | 331 | 45 | 4 | IND | 22.7672 | 1.772 | 5848.504 | 455.232 | 0.864 | 0.79 | 19.676 | 1.401 | 5054.405 | 359.803 | 1.1962 | 17.239 | 1.237 | 20.621 | 1.4797 | 0.757 | 0.69791 | 781 | 5 | Dry Detention | 0.2 |  |  | TMDL | TMDL |  |  | 3113.6703 | 58917.8575 | 331 | 20% | 20% | 4.1242 | 0.29594
46 | 3 | 0.00014018 | 342 | 46 | 3 | HDR | 29.2966 | 2.128 | 15135.696 | 1099.348 | 0.585 | 0.841 | 17.131 | 1.789 | 8850.484 | 924.087 | 0.00014018 | 13.118 | 1.05 | 0.0018389 | 0.00014719 | 0.448 | 0.49364 | 782 | 5 | Dry Detention | 0.2 |  |  | TMDL | TMDL |  |  | 364.464 | 1390.1525 | 342 | 20% | 20% | 0.00036778 | 2.9438e-05
46 | 13 | 0.031773 | 350 | 46 | 13 | WET | 1.2605 | 0.048 | 423.33 | 16.035 | 0.592 | 0.901 | 0.746 | 0.043 | 250.472 | 14.442 | 0.031773 | 0.571 | 0.025 | 0.018143 | 0.00079434 | 0.453 | 0.53354 | 782 | 5 | Dry Detention | 0.2 |  |  | TMDL | TMDL |  |  | 364.464 | 1390.1525 | 350 | 20% | 20% | 0.0036285 | 0.00015887
41 | 1 | 0.91252 | 282 | 41 | 1 | LDR | 6.4645 | 0.301 | 7159.582 | 333.43 | 0.961 | 0.923 | 6.211 | 0.278 | 6878.392 | 307.743 | 0.91252 | 5.446 | 0.246 | 4.9696 | 0.22448 | 0.842 | 0.81555 | 783 | 5 | Dry Detention | 0.2 |  |  | TMDL | TMDL |  |  | 1047.9546 | 39754.2621 | 282 | 20% | 20% | 0.99391 | 0.044896
41 | 13 | 0.00011584 | 293 | 41 | 13 | WET | 1.0484 | 0.041 | 1567.871 | 61.608 | 0.962 | 0.921 | 1.008 | 0.038 | 1507.852 | 56.766 | 0.00011584 | 0.888 | 0.034 | 0.00010287 | 3.9386e-06 | 0.847 | 0.81976 | 783 | 5 | Dry Detention | 0.2 |  |  | TMDL | TMDL |  |  | 1047.9546 | 39754.2621 | 293 | 20% | 20% | 2.0574e-05 | 7.8773e-07
41 | 1 | 7.059 | 282 | 41 | 1 | LDR | 6.4645 | 0.301 | 7159.582 | 333.43 | 0.961 | 0.923 | 6.211 | 0.278 | 6878.392 | 307.743 | 7.059 | 5.446 | 0.246 | 38.4432 | 1.7365 | 0.842 | 0.81555 | 784 | 5 | Dry Detention | 0.2 |  |  | TMDL | TMDL |  |  | 3846.0994 | 354954.1283 | 282 | 20% | 20% | 7.6886 | 0.3473
41 | 11 | 0.18239 | 291 | 41 | 11 | FOR | 3.3637 | 0.139 | 1738.258 | 71.607 | 0.961 | 0.923 | 3.231 | 0.128 | 1669.641 | 66.092 | 0.18239 | 2.844 | 0.114 | 0.51871 | 0.020792 | 0.846 | 0.81972 | 784 | 5 | Dry Detention | 0.2 |  |  | TMDL | TMDL |  |  | 3846.0994 | 354954.1283 | 291 | 20% | 20% | 0.10374 | 0.0041584
41 | 12 | 0.3506 | 292 | 41 | 12 | WAT | 1.0456 | 0.041 | 281.889 | 11.073 | 0.962 | 0.921 | 1.006 | 0.038 | 271.1 | 10.202 | 0.3506 | 0.885 | 0.034 | 0.31028 | 0.01192 | 0.847 | 0.81969 | 784 | 5 | Dry Detention | 0.2 |  |  | TMDL | TMDL |  |  | 3846.0994 | 354954.1283 | 292 | 20% | 20% | 0.062056 | 0.0023841
41 | 13 | 0.55669 | 293 | 41 | 13 | WET | 1.0484 | 0.041 | 1567.871 | 61.608 | 0.962 | 0.921 | 1.008 | 0.038 | 1507.852 | 56.766 | 0.55669 | 0.888 | 0.034 | 0.49434 | 0.018927 | 0.847 | 0.81976 | 784 | 5 | Dry Detention | 0.2 |  |  | TMDL | TMDL |  |  | 3846.0994 | 354954.1283 | 293 | 20% | 20% | 0.098868 | 0.0037855
45 | 4 | 24.2903 | 331 | 45 | 4 | IND | 22.7672 | 1.772 | 5848.504 | 455.232 | 0.864 | 0.79 | 19.676 | 1.401 | 5054.405 | 359.803 | 24.2903 | 17.239 | 1.237 | 418.7399 | 30.0471 | 0.757 | 0.69791 | 785 | 5 | Dry Detention | 0.2 |  |  | TMDL | TMDL |  |  | 6867.6122 | 1526798.1052 | 331 | 20% | 20% | 83.748 | 6.0094
45 | 5 | 2.0353 | 332 | 45 | 5 | MIN | 9.8782 | 0.437 | 20.866 | 0.924 | 0.866 | 0.793 | 8.559 | 0.347 | 18.08 | 0.733 | 2.0353 | 7.511 | 0.307 | 15.2874 | 0.62485 | 0.76 | 0.70173 | 785 | 5 | Dry Detention | 0.2 |  |  | TMDL | TMDL |  |  | 6867.6122 | 1526798.1052 | 332 | 20% | 20% | 3.0575 | 0.12497
45 | 6 | 1.1171 | 333 | 45 | 6 | OPE | 10.5052 | 0.42 | 172.54 | 6.891 | 0.867 | 0.794 | 9.111 | 0.333 | 149.641 | 5.475 | 1.1171 | 8 | 0.295 | 8.9366 | 0.32954 | 0.762 | 0.70313 | 785 | 5 | Dry Detention | 0.2 |  |  | TMDL | TMDL |  |  | 6867.6122 | 1526798.1052 | 333 | 20% | 20% | 1.7873 | 0.065907
45 | 10 | 0.60801 | 336 | 45 | 10 | RAN | 8.2662 | 0.307 | 85.838 | 3.192 | 0.869 | 0.795 | 7.18 | 0.244 | 74.56 | 2.536 | 0.60801 | 6.31 | 0.216 | 3.8365 | 0.13133 | 0.763 | 0.70401 | 785 | 5 | Dry Detention | 0.2 |  |  | TMDL | TMDL |  |  | 6867.6122 | 1526798.1052 | 336 | 20% | 20% | 0.76731 | 0.026266
45 | 12 | 6.6264 | 338 | 45 | 12 | WAT | 1.6782 | 0.059 | 35.951 | 1.258 | 0.862 | 0.795 | 1.446 | 0.047 | 30.984 | 1.001 | 6.6264 | 1.273 | 0.042 | 8.4354 | 0.27831 | 0.759 | 0.70735 | 785 | 5 | Dry Detention | 0.2 |  |  | TMDL | TMDL |  |  | 6867.6122 | 1526798.1052 | 338 | 20% | 20% | 1.6871 | 0.055662
45 | 13 | 0.37353 | 339 | 45 | 13 | WET | 1.6817 | 0.059 | 315.737 | 11.053 | 0.862 | 0.795 | 1.45 | 0.047 | 272.162 | 8.791 | 0.37353 | 1.276 | 0.042 | 0.47662 | 0.015688 | 0.759 | 0.70722 | 785 | 5 | Dry Detention | 0.2 |  |  | TMDL | TMDL |  |  | 6867.6122 | 1526798.1052 | 339 | 20% | 20% | 0.095324 | 0.0031376
45 | 10 | 0.22433 | 336 | 45 | 10 | RAN | 8.2662 | 0.307 | 85.838 | 3.192 | 0.869 | 0.795 | 7.18 | 0.244 | 74.56 | 2.536 | 0.22433 | 6.31 | 0.216 | 1.4155 | 0.048455 | 0.763 | 0.70401 | 786 | 5 | Dry Detention | 0.2 |  |  | TMDL | TMDL |  |  | 387.499 | 9773.108 | 336 | 20% | 20% | 0.2831 | 0.0096911
45 | 13 | 2.7473e-05 | 339 | 45 | 13 | WET | 1.6817 | 0.059 | 315.737 | 11.053 | 0.862 | 0.795 | 1.45 | 0.047 | 272.162 | 8.791 | 2.7473e-05 | 1.276 | 0.042 | 3.5056e-05 | 1.1539e-06 | 0.759 | 0.70722 | 786 | 5 | Dry Detention | 0.2 |  |  | TMDL | TMDL |  |  | 387.499 | 9773.108 | 339 | 20% | 20% | 7.0112e-06 | 2.3078e-07
45 | 2 | 0.26728 | 329 | 45 | 2 | MDR | 18.3801 | 0.797 | 8505.202 | 368.804 | 0.866 | 0.793 | 15.92 | 0.632 | 7367.027 | 292.453 | 0.26728 | 13.968 | 0.559 | 3.7334 | 0.14941 | 0.76 | 0.70082 | 787 | 5 | Dry Detention | 0.2 |  |  | TMDL | TMDL |  |  | 6602.137 | 737550.0209 | 329 | 20% | 20% | 0.74667 | 0.029882
45 | 3 | 2.551 | 330 | 45 | 3 | HDR | 39.2064 | 2.634 | 2421.799 | 162.704 | 0.866 | 0.792 | 33.956 | 2.085 | 2097.479 | 128.8 | 2.551 | 29.789 | 1.844 | 75.991 | 4.704 | 0.76 | 0.70014 | 787 | 5 | Dry Detention | 0.2 |  |  | TMDL | TMDL |  |  | 6602.137 | 737550.0209 | 330 | 20% | 20% | 15.1982 | 0.9408
45 | 4 | 6.685 | 331 | 45 | 4 | IND | 22.7672 | 1.772 | 5848.504 | 455.232 | 0.864 | 0.79 | 19.676 | 1.401 | 5054.405 | 359.803 | 6.685 | 17.239 | 1.237 | 115.2428 | 8.2693 | 0.757 | 0.69791 | 787 | 5 | Dry Detention | 0.2 |  |  | TMDL | TMDL |  |  | 6602.137 | 737550.0209 | 331 | 20% | 20% | 23.0486 | 1.6539
45 | 10 | 3.1983 | 336 | 45 | 10 | RAN | 8.2662 | 0.307 | 85.838 | 3.192 | 0.869 | 0.795 | 7.18 | 0.244 | 74.56 | 2.536 | 3.1983 | 6.31 | 0.216 | 20.1815 | 0.69084 | 0.763 | 0.70401 | 787 | 5 | Dry Detention | 0.2 |  |  | TMDL | TMDL |  |  | 6602.137 | 737550.0209 | 336 | 20% | 20% | 4.0363 | 0.13817
45 | 13 | 4.2303 | 339 | 45 | 13 | WET | 1.6817 | 0.059 | 315.737 | 11.053 | 0.862 | 0.795 | 1.45 | 0.047 | 272.162 | 8.791 | 4.2303 | 1.276 | 0.042 | 5.3979 | 0.17767 | 0.759 | 0.70722 | 787 | 5 | Dry Detention | 0.2 |  |  | TMDL | TMDL |  |  | 6602.137 | 737550.0209 | 339 | 20% | 20% | 1.0796 | 0.035534
41 | 1 | 1.4834 | 282 | 41 | 1 | LDR | 6.4645 | 0.301 | 7159.582 | 333.43 | 0.961 | 0.923 | 6.211 | 0.278 | 6878.392 | 307.743 | 1.4834 | 5.446 | 0.246 | 8.0787 | 0.36492 | 0.842 | 0.81555 | 788 | 5 | Dry Detention | 0.2 |  |  | TMDL | TMDL |  |  | 1626.8149 | 104146.2954 | 282 | 20% | 20% | 1.6157 | 0.072985
41 | 13 | 0.90745 | 293 | 41 | 13 | WET | 1.0484 | 0.041 | 1567.871 | 61.608 | 0.962 | 0.921 | 1.008 | 0.038 | 1507.852 | 56.766 | 0.90745 | 0.888 | 0.034 | 0.80582 | 0.030853 | 0.847 | 0.81976 | 788 | 5 | Dry Detention | 0.2 |  |  | TMDL | TMDL |  |  | 1626.8149 | 104146.2954 | 293 | 20% | 20% | 0.16116 | 0.0061707
41 | 1 | 1.1487 | 282 | 41 | 1 | LDR | 6.4645 | 0.301 | 7159.582 | 333.43 | 0.961 | 0.923 | 6.211 | 0.278 | 6878.392 | 307.743 | 1.1487 | 5.446 | 0.246 | 6.2559 | 0.28259 | 0.842 | 0.81555 | 789 | 5 | Dry Detention | 0.2 |  |  | TMDL | TMDL |  |  | 1345.9713 | 58254.9285 | 282 | 20% | 20% | 1.2512 | 0.056517
41 | 13 | 0.18863 | 293 | 41 | 13 | WET | 1.0484 | 0.041 | 1567.871 | 61.608 | 0.962 | 0.921 | 1.008 | 0.038 | 1507.852 | 56.766 | 0.18863 | 0.888 | 0.034 | 0.16751 | 0.0064136 | 0.847 | 0.81976 | 789 | 5 | Dry Detention | 0.2 |  |  | TMDL | TMDL |  |  | 1345.9713 | 58254.9285 | 293 | 20% | 20% | 0.033501 | 0.0012827
45 | 2 | 0.0080779 | 329 | 45 | 2 | MDR | 18.3801 | 0.797 | 8505.202 | 368.804 | 0.866 | 0.793 | 15.92 | 0.632 | 7367.027 | 292.453 | 0.0080779 | 13.968 | 0.559 | 0.11283 | 0.0045156 | 0.76 | 0.70082 | 790 | 5 | Dry Detention | 0.2 |  |  | TMDL | TMDL |  |  | 131.2766 | 351.874 | 329 | 20% | 20% | 0.022567 | 0.00090311
41 | 2 | 0.086844 | 283 | 41 | 2 | MDR | 11.9201 | 0.582 | 23513.664 | 1147.493 | 0.961 | 0.923 | 11.452 | 0.537 | 22589.972 | 1059.182 | 0.086844 | 10.039 | 0.474 | 0.87183 | 0.041164 | 0.842 | 0.81527 | 791 | 5 | Dry Detention | 0.2 |  |  | TMDL | TMDL |  |  | 490.907 | 4198.6096 | 283 | 20% | 20% | 0.17437 | 0.0082328
45 | 2 | 0.091411 | 329 | 45 | 2 | MDR | 18.3801 | 0.797 | 8505.202 | 368.804 | 0.866 | 0.793 | 15.92 | 0.632 | 7367.027 | 292.453 | 0.091411 | 13.968 | 0.559 | 1.2768 | 0.051099 | 0.76 | 0.70082 | 792 | 5 | Dry Detention | 0.2 |  |  | TMDL | TMDL |  |  | 345.5824 | 3981.8679 | 329 | 20% | 20% | 0.25537 | 0.01022
41 | 3 | 0.020084 | 284 | 41 | 3 | HDR | 25.4619 | 1.917 | 15674.111 | 1180.15 | 0.961 | 0.923 | 24.461 | 1.77 | 15057.713 | 1089.811 | 0.020084 | 21.44 | 1.565 | 0.43059 | 0.031431 | 0.842 | 0.81633 | 793 | 5 | Dry Detention | 0.2 |  |  | TMDL | TMDL |  |  | 263.9646 | 874.8421 | 284 | 20% | 20% | 0.086119 | 0.0062862
41 | 1 | 10.1825 | 282 | 41 | 1 | LDR | 6.4645 | 0.301 | 7159.582 | 333.43 | 0.961 | 0.923 | 6.211 | 0.278 | 6878.392 | 307.743 | 10.1825 | 5.446 | 0.246 | 55.454 | 2.5049 | 0.842 | 0.81555 | 794 | 5 | Dry Detention | 0.2 |  |  | TMDL | TMDL |  |  | 5070.336 | 1255982.8417 | 282 | 20% | 20% | 11.0908 | 0.50098
41 | 3 | 18.4416 | 284 | 41 | 3 | HDR | 25.4619 | 1.917 | 15674.111 | 1180.15 | 0.961 | 0.923 | 24.461 | 1.77 | 15057.713 | 1089.811 | 18.4416 | 21.44 | 1.565 | 395.3874 | 28.8611 | 0.842 | 0.81633 | 794 | 5 | Dry Detention | 0.2 |  |  | TMDL | TMDL |  |  | 5070.336 | 1255982.8417 | 284 | 20% | 20% | 79.0775 | 5.7722
41 | 4 | 0.20941 | 285 | 41 | 4 | IND | 15.0465 | 1.299 | 22984.638 | 1984.314 | 0.961 | 0.924 | 14.457 | 1.2 | 22084.136 | 1832.828 | 0.20941 | 12.656 | 1.059 | 2.6503 | 0.22177 | 0.841 | 0.81549 | 794 | 5 | Dry Detention | 0.2 |  |  | TMDL | TMDL |  |  | 5070.336 | 1255982.8417 | 285 | 20% | 20% | 0.53007 | 0.044354
41 | 2 | 0.0017288 | 283 | 41 | 2 | MDR | 11.9201 | 0.582 | 23513.664 | 1147.493 | 0.961 | 0.923 | 11.452 | 0.537 | 22589.972 | 1059.182 | 0.0017288 | 10.039 | 0.474 | 0.017355 | 0.00081943 | 0.842 | 0.81527 | 795 | 5 | Dry Detention | 0.2 |  |  | TMDL | TMDL |  |  | 441.1989 | 1080.9012 | 283 | 20% | 20% | 0.003471 | 0.00016389
41 | 4 | 0.01142 | 285 | 41 | 4 | IND | 15.0465 | 1.299 | 22984.638 | 1984.314 | 0.961 | 0.924 | 14.457 | 1.2 | 22084.136 | 1832.828 | 0.01142 | 12.656 | 1.059 | 0.14453 | 0.012093 | 0.841 | 0.81549 | 795 | 5 | Dry Detention | 0.2 |  |  | TMDL | TMDL |  |  | 441.1989 | 1080.9012 | 285 | 20% | 20% | 0.028905 | 0.0024187
45 | 2 | 0.0030718 | 329 | 45 | 2 | MDR | 18.3801 | 0.797 | 8505.202 | 368.804 | 0.866 | 0.793 | 15.92 | 0.632 | 7367.027 | 292.453 | 0.0030718 | 13.968 | 0.559 | 0.042907 | 0.0017172 | 0.76 | 0.70082 | 795 | 5 | Dry Detention | 0.2 |  |  | TMDL | TMDL |  |  | 441.1989 | 1080.9012 | 329 | 20% | 20% | 0.0085815 | 0.00034343
45 | 4 | 0.0085941 | 331 | 45 | 4 | IND | 22.7672 | 1.772 | 5848.504 | 455.232 | 0.864 | 0.79 | 19.676 | 1.401 | 5054.405 | 359.803 | 0.0085941 | 17.239 | 1.237 | 0.14815 | 0.010631 | 0.757 | 0.69791 | 795 | 5 | Dry Detention | 0.2 |  |  | TMDL | TMDL |  |  | 441.1989 | 1080.9012 | 331 | 20% | 20% | 0.029631 | 0.0021262
41 | 1 | 0.29291 | 282 | 41 | 1 | LDR | 6.4645 | 0.301 | 7159.582 | 333.43 | 0.961 | 0.923 | 6.211 | 0.278 | 6878.392 | 307.743 | 0.29291 | 5.446 | 0.246 | 1.5952 | 0.072057 | 0.842 | 0.81555 | 796 | 5 | Dry Detention | 0.2 |  |  | TMDL | TMDL |  |  | 2350.2826 | 18257.1271 | 282 | 20% | 20% | 0.31904 | 0.014411
41 | 3 | 0.011297 | 284 | 41 | 3 | HDR | 25.4619 | 1.917 | 15674.111 | 1180.15 | 0.961 | 0.923 | 24.461 | 1.77 | 15057.713 | 1089.811 | 0.011297 | 21.44 | 1.565 | 0.24221 | 0.01768 | 0.842 | 0.81633 | 796 | 5 | Dry Detention | 0.2 |  |  | TMDL | TMDL |  |  | 2350.2826 | 18257.1271 | 284 | 20% | 20% | 0.048441 | 0.0035359
41 | 4 | 4.3986e-05 | 285 | 41 | 4 | IND | 15.0465 | 1.299 | 22984.638 | 1984.314 | 0.961 | 0.924 | 14.457 | 1.2 | 22084.136 | 1832.828 | 4.3986e-05 | 12.656 | 1.059 | 0.00055669 | 4.6581e-05 | 0.841 | 0.81549 | 796 | 5 | Dry Detention | 0.2 |  |  | TMDL | TMDL |  |  | 2350.2826 | 18257.1271 | 285 | 20% | 20% | 0.00011134 | 9.3162e-06
41 | 8 | 0.11488 | 288 | 41 | 8 | AGR | 16.0936 | 0.836 | 8344.03 | 433.364 | 0.96 | 0.923 | 15.456 | 0.771 | 8013.183 | 399.822 | 0.11488 | 13.575 | 0.683 | 1.5595 | 0.078462 | 0.844 | 0.81685 | 796 | 5 | Dry Detention | 0.2 |  |  | TMDL | TMDL |  |  | 2350.2826 | 18257.1271 | 288 | 20% | 20% | 0.3119 | 0.015692
41 | 1 | 4.249 | 282 | 41 | 1 | LDR | 6.4645 | 0.301 | 7159.582 | 333.43 | 0.961 | 0.923 | 6.211 | 0.278 | 6878.392 | 307.743 | 4.249 | 5.446 | 0.246 | 23.14 | 1.0453 | 0.842 | 0.81555 | 797 | 5 | Dry Detention | 0.2 |  |  | TMDL | TMDL |  |  | 2756.6845 | 193987.8857 | 282 | 20% | 20% | 4.628 | 0.20905
41 | 7 | 0.017201 | 287 | 41 | 7 | PAS | 12.3961 | 0.632 | 2255.096 | 115.031 | 0.96 | 0.923 | 11.903 | 0.583 | 2165.408 | 106.125 | 0.017201 | 10.445 | 0.516 | 0.17966 | 0.0088755 | 0.843 | 0.81577 | 797 | 5 | Dry Detention | 0.2 |  |  | TMDL | TMDL |  |  | 2756.6845 | 193987.8857 | 287 | 20% | 20% | 0.035932 | 0.0017751
41 | 13 | 0.18716 | 293 | 41 | 13 | WET | 1.0484 | 0.041 | 1567.871 | 61.608 | 0.962 | 0.921 | 1.008 | 0.038 | 1507.852 | 56.766 | 0.18716 | 0.888 | 0.034 | 0.1662 | 0.0063634 | 0.847 | 0.81976 | 797 | 5 | Dry Detention | 0.2 |  |  | TMDL | TMDL |  |  | 2756.6845 | 193987.8857 | 293 | 20% | 20% | 0.033239 | 0.0012727
45 | 2 | 5.7267 | 329 | 45 | 2 | MDR | 18.3801 | 0.797 | 8505.202 | 368.804 | 0.866 | 0.793 | 15.92 | 0.632 | 7367.027 | 292.453 | 5.7267 | 13.968 | 0.559 | 79.9902 | 3.2012 | 0.76 | 0.70082 | 798 | 5 | Dry Detention | 0.2 |  |  | TMDL | TMDL |  |  | 2003.8824 | 249452.9611 | 329 | 20% | 20% | 15.998 | 0.64024
45 | 2 | 2.2056 | 329 | 45 | 2 | MDR | 18.3801 | 0.797 | 8505.202 | 368.804 | 0.866 | 0.793 | 15.92 | 0.632 | 7367.027 | 292.453 | 2.2056 | 13.968 | 0.559 | 30.8082 | 1.2329 | 0.76 | 0.70082 | 799 | 5 | Dry Detention | 0.2 |  |  | TMDL | TMDL |  |  | 1809.2693 | 107249.9579 | 329 | 20% | 20% | 6.1616 | 0.24659
45 | 13 | 0.030055 | 339 | 45 | 13 | WET | 1.6817 | 0.059 | 315.737 | 11.053 | 0.862 | 0.795 | 1.45 | 0.047 | 272.162 | 8.791 | 0.030055 | 1.276 | 0.042 | 0.03835 | 0.0012623 | 0.759 | 0.70722 | 799 | 5 | Dry Detention | 0.2 |  |  | TMDL | TMDL |  |  | 1809.2693 | 107249.9579 | 339 | 20% | 20% | 0.0076699 | 0.00025246
46 | 2 | 0.22472 | 341 | 46 | 2 | MDR | 13.7343 | 0.645 | 12517.372 | 587.845 | 0.585 | 0.835 | 8.036 | 0.539 | 7324.398 | 490.966 | 0.22472 | 6.155 | 0.317 | 1.3831 | 0.071235 | 0.448 | 0.49116 | 799 | 5 | Dry Detention | 0.2 |  |  | TMDL | TMDL |  |  | 1809.2693 | 107249.9579 | 341 | 20% | 20% | 0.27663 | 0.014247
46 | 13 | 0.0017293 | 350 | 46 | 13 | WET | 1.2605 | 0.048 | 423.33 | 16.035 | 0.592 | 0.901 | 0.746 | 0.043 | 250.472 | 14.442 | 0.0017293 | 0.571 | 0.025 | 0.00098743 | 4.3232e-05 | 0.453 | 0.53354 | 799 | 5 | Dry Detention | 0.2 |  |  | TMDL | TMDL |  |  | 1809.2693 | 107249.9579 | 350 | 20% | 20% | 0.00019749 | 8.6465e-06
41 | 1 | 0.3046 | 282 | 41 | 1 | LDR | 6.4645 | 0.301 | 7159.582 | 333.43 | 0.961 | 0.923 | 6.211 | 0.278 | 6878.392 | 307.743 | 0.3046 | 5.446 | 0.246 | 1.6588 | 0.074931 | 0.842 | 0.81555 | 800 | 5 | Dry Detention | 0.2 |  |  | TMDL | TMDL |  |  | 1013.9029 | 20374.6999 | 282 | 20% | 20% | 0.33177 | 0.014986
41 | 3 | 0.16314 | 284 | 41 | 3 | HDR | 25.4619 | 1.917 | 15674.111 | 1180.15 | 0.961 | 0.923 | 24.461 | 1.77 | 15057.713 | 1089.811 | 0.16314 | 21.44 | 1.565 | 3.4978 | 0.25532 | 0.842 | 0.81633 | 800 | 5 | Dry Detention | 0.2 |  |  | TMDL | TMDL |  |  | 1013.9029 | 20374.6999 | 284 | 20% | 20% | 0.69956 | 0.051064
41 | 2 | 0.00043427 | 283 | 41 | 2 | MDR | 11.9201 | 0.582 | 23513.664 | 1147.493 | 0.961 | 0.923 | 11.452 | 0.537 | 22589.972 | 1059.182 | 0.00043427 | 10.039 | 0.474 | 0.0043596 | 0.00020584 | 0.842 | 0.81527 | 801 | 5 | Dry Detention | 0.2 |  |  | TMDL | TMDL |  |  | 232.6524 | 2666.6233 | 283 | 20% | 20% | 0.00087193 | 4.1169e-05
41 | 11 | 0.060783 | 291 | 41 | 11 | FOR | 3.3637 | 0.139 | 1738.258 | 71.607 | 0.961 | 0.923 | 3.231 | 0.128 | 1669.641 | 66.092 | 0.060783 | 2.844 | 0.114 | 0.17287 | 0.0069293 | 0.846 | 0.81972 | 801 | 5 | Dry Detention | 0.2 |  |  | TMDL | TMDL |  |  | 232.6524 | 2666.6233 | 291 | 20% | 20% | 0.034573 | 0.0013859
50 | 2 | 0.47823 | 372 | 50 | 2 | MDR | 9.4137 | 0.47 | 2288.714 | 114.345 | 0.394 | 0.426 | 3.711 | 0.2 | 902.154 | 48.682 | 0.47823 | 0.668 | 0.058 | 0.31946 | 0.027737 | 0.071 | 0.12408 | 802 | 5 | Dry Detention | 0.2 |  |  | TMDL | TMDL |  |  | 2852.4273 | 378513.5146 | 372 | 20% | 20% | 0.063892 | 0.0055475
50 | 4 | 5.6393 | 374 | 50 | 4 | IND | 14.8186 | 1.314 | 2091.768 | 185.527 | 0.389 | 0.423 | 5.761 | 0.555 | 813.253 | 78.391 | 5.6393 | 1.015 | 0.162 | 5.7239 | 0.91357 | 0.069 | 0.12289 | 802 | 5 | Dry Detention | 0.2 |  |  | TMDL | TMDL |  |  | 2852.4273 | 378513.5146 | 374 | 20% | 20% | 1.1448 | 0.18271
50 | 11 | 2.572 | 377 | 50 | 11 | FOR | 1.5667 | 0.063 | 15.296 | 0.618 | 0.427 | 0.463 | 0.669 | 0.029 | 6.527 | 0.286 | 2.572 | 0.138 | 0.012 | 0.35493 | 0.030864 | 0.088 | 0.18747 | 802 | 5 | Dry Detention | 0.2 |  |  | TMDL | TMDL |  |  | 2852.4273 | 378513.5146 | 377 | 20% | 20% | 0.070986 | 0.0061727
45 | 11 | 0.079567 | 337 | 45 | 11 | FOR | 5.5459 | 0.205 | 109.052 | 4.029 | 0.874 | 0.792 | 4.844 | 0.162 | 95.257 | 3.19 | 0.079567 | 4.263 | 0.144 | 0.3392 | 0.011458 | 0.769 | 0.70298 | 803 | 5 | Dry Detention | 0.2 |  |  | TMDL | TMDL |  |  | 432.5514 | 3465.9677 | 337 | 20% | 20% | 0.067839 | 0.0022915
41 | 4 | 0.12621 | 285 | 41 | 4 | IND | 15.0465 | 1.299 | 22984.638 | 1984.314 | 0.961 | 0.924 | 14.457 | 1.2 | 22084.136 | 1832.828 | 0.12621 | 12.656 | 1.059 | 1.5974 | 0.13366 | 0.841 | 0.81549 | 804 | 5 | Dry Detention | 0.2 |  |  | TMDL | TMDL |  |  | 570.408 | 5497.8812 | 285 | 20% | 20% | 0.31947 | 0.026732
45 | 11 | 0.18167 | 337 | 45 | 11 | FOR | 5.5459 | 0.205 | 109.052 | 4.029 | 0.874 | 0.792 | 4.844 | 0.162 | 95.257 | 3.19 | 0.18167 | 4.263 | 0.144 | 0.77445 | 0.02616 | 0.769 | 0.70298 | 805 | 5 | Dry Detention | 0.2 |  |  | TMDL | TMDL |  |  | 420.8334 | 7913.4376 | 337 | 20% | 20% | 0.15489 | 0.005232
48 | 2 | 3.7735 | 357 | 48 | 2 | MDR | 14.2002 | 0.661 | 5134.972 | 239.151 | 0.536 | 0.605 | 7.618 | 0.4 | 2754.654 | 144.695 | 3.7735 | 3.462 | 0.214 | 13.0638 | 0.80753 | 0.244 | 0.32348 | 806 | 5 | Dry Detention | 0.2 |  |  | TMDL | TMDL |  |  | 2783.5855 | 164372.8105 | 357 | 20% | 20% | 2.6128 | 0.16151
48 | 2 | 0.00039789 | 357 | 48 | 2 | MDR | 14.2002 | 0.661 | 5134.972 | 239.151 | 0.536 | 0.605 | 7.618 | 0.4 | 2754.654 | 144.695 | 0.00039789 | 3.462 | 0.214 | 0.0013775 | 8.5148e-05 | 0.244 | 0.32348 | 807 | 5 | Dry Detention | 0.2 |  |  | TMDL | TMDL |  |  | 26.7739 | 17.332 | 357 | 20% | 20% | 0.0002755 | 1.703e-05
50 | 2 | 0.026981 | 372 | 50 | 2 | MDR | 9.4137 | 0.47 | 2288.714 | 114.345 | 0.394 | 0.426 | 3.711 | 0.2 | 902.154 | 48.682 | 0.026981 | 0.668 | 0.058 | 0.018023 | 0.0015649 | 0.071 | 0.12408 | 808 | 5 | Dry Detention | 0.2 |  |  | TMDL | TMDL |  |  | 675.5923 | 28950.9518 | 372 | 20% | 20% | 0.0036047 | 0.00031298
50 | 4 | 0.63764 | 374 | 50 | 4 | IND | 14.8186 | 1.314 | 2091.768 | 185.527 | 0.389 | 0.423 | 5.761 | 0.555 | 813.253 | 78.391 | 0.63764 | 1.015 | 0.162 | 0.64721 | 0.1033 | 0.069 | 0.12289 | 808 | 5 | Dry Detention | 0.2 |  |  | TMDL | TMDL |  |  | 675.5923 | 28950.9518 | 374 | 20% | 20% | 0.12944 | 0.02066
45 | 2 | 0.010971 | 329 | 45 | 2 | MDR | 18.3801 | 0.797 | 8505.202 | 368.804 | 0.866 | 0.793 | 15.92 | 0.632 | 7367.027 | 292.453 | 0.010971 | 13.968 | 0.559 | 0.15325 | 0.006133 | 0.76 | 0.70082 | 809 | 5 | Dry Detention | 0.2 |  |  | TMDL | TMDL |  |  | 127.8353 | 478.3843 | 329 | 20% | 20% | 0.030649 | 0.0012266
45 | 13 | 1.0939e-05 | 339 | 45 | 13 | WET | 1.6817 | 0.059 | 315.737 | 11.053 | 0.862 | 0.795 | 1.45 | 0.047 | 272.162 | 8.791 | 1.0939e-05 | 1.276 | 0.042 | 1.3958e-05 | 4.5944e-07 | 0.759 | 0.70722 | 809 | 5 | Dry Detention | 0.2 |  |  | TMDL | TMDL |  |  | 127.8353 | 478.3843 | 339 | 20% | 20% | 2.7916e-06 | 9.1888e-08
50 | 3 | 0.21643 | 373 | 50 | 3 | HDR | 21.572 | 1.662 | 2240.996 | 172.652 | 0.394 | 0.43 | 8.501 | 0.715 | 883.12 | 74.316 | 0.21643 | 1.531 | 0.222 | 0.33135 | 0.048047 | 0.071 | 0.13346 | 854 | 5 | Dry Detention | 0.2 |  |  | TMDL | TMDL |  |  | 383.6179 | 9427.5562 | 373 | 20% | 20% | 0.06627 | 0.0096094
45 | 4 | 18.5595 | 331 | 45 | 4 | IND | 22.7672 | 1.772 | 5848.504 | 455.232 | 0.864 | 0.79 | 19.676 | 1.401 | 5054.405 | 359.803 | 18.5595 | 17.239 | 1.237 | 319.948 | 22.9582 | 0.757 | 0.69791 | 855 | 5 | Dry Detention | 0.2 |  |  | TMDL | TMDL |  |  | 4230.6089 | 928874.8488 | 331 | 20% | 20% | 63.9896 | 4.5916
45 | 13 | 2.7646 | 339 | 45 | 13 | WET | 1.6817 | 0.059 | 315.737 | 11.053 | 0.862 | 0.795 | 1.45 | 0.047 | 272.162 | 8.791 | 2.7646 | 1.276 | 0.042 | 3.5276 | 0.11611 | 0.759 | 0.70722 | 855 | 5 | Dry Detention | 0.2 |  |  | TMDL | TMDL |  |  | 4230.6089 | 928874.8488 | 339 | 20% | 20% | 0.70552 | 0.023222
45 | 2 | 24.5104 | 329 | 45 | 2 | MDR | 18.3801 | 0.797 | 8505.202 | 368.804 | 0.866 | 0.793 | 15.92 | 0.632 | 7367.027 | 292.453 | 24.5104 | 13.968 | 0.559 | 342.3608 | 13.7013 | 0.76 | 0.70082 | 856 | 5 | Dry Detention | 0.2 |  |  | TMDL | TMDL |  |  | 15757.3839 | 1636932.8985 | 329 | 20% | 20% | 68.4722 | 2.7403
45 | 3 | 0.0069471 | 330 | 45 | 3 | HDR | 39.2064 | 2.634 | 2421.799 | 162.704 | 0.866 | 0.792 | 33.956 | 2.085 | 2097.479 | 128.8 | 0.0069471 | 29.789 | 1.844 | 0.20695 | 0.01281 | 0.76 | 0.70014 | 856 | 5 | Dry Detention | 0.2 |  |  | TMDL | TMDL |  |  | 15757.3839 | 1636932.8985 | 330 | 20% | 20% | 0.041389 | 0.0025621
45 | 4 | 11.6273 | 331 | 45 | 4 | IND | 22.7672 | 1.772 | 5848.504 | 455.232 | 0.864 | 0.79 | 19.676 | 1.401 | 5054.405 | 359.803 | 11.6273 | 17.239 | 1.237 | 200.4427 | 14.3829 | 0.757 | 0.69791 | 856 | 5 | Dry Detention | 0.2 |  |  | TMDL | TMDL |  |  | 15757.3839 | 1636932.8985 | 331 | 20% | 20% | 40.0885 | 2.8766
45 | 11 | 1.4327 | 337 | 45 | 11 | FOR | 5.5459 | 0.205 | 109.052 | 4.029 | 0.874 | 0.792 | 4.844 | 0.162 | 95.257 | 3.19 | 1.4327 | 4.263 | 0.144 | 6.1075 | 0.20631 | 0.769 | 0.70298 | 856 | 5 | Dry Detention | 0.2 |  |  | TMDL | TMDL |  |  | 15757.3839 | 1636932.8985 | 337 | 20% | 20% | 1.2215 | 0.041261
45 | 13 | 0.0016906 | 339 | 45 | 13 | WET | 1.6817 | 0.059 | 315.737 | 11.053 | 0.862 | 0.795 | 1.45 | 0.047 | 272.162 | 8.791 | 0.0016906 | 1.276 | 0.042 | 0.0021572 | 7.1005e-05 | 0.759 | 0.70722 | 856 | 5 | Dry Detention | 0.2 |  |  | TMDL | TMDL |  |  | 15757.3839 | 1636932.8985 | 339 | 20% | 20% | 0.00043144 | 1.4201e-05
45 | 4 | 0.018278 | 331 | 45 | 4 | IND | 22.7672 | 1.772 | 5848.504 | 455.232 | 0.864 | 0.79 | 19.676 | 1.401 | 5054.405 | 359.803 | 0.018278 | 17.239 | 1.237 | 0.31509 | 0.022609 | 0.757 | 0.69791 | 857 | 5 | Dry Detention | 0.2 |  |  | TMDL | TMDL |  |  | 741.1048 | 796.1752 | 331 | 20% | 20% | 0.063017 | 0.0045219
45 | 13 | 0.0069857 | 339 | 45 | 13 | WET | 1.6817 | 0.059 | 315.737 | 11.053 | 0.862 | 0.795 | 1.45 | 0.047 | 272.162 | 8.791 | 0.0069857 | 1.276 | 0.042 | 0.0089137 | 0.0002934 | 0.759 | 0.70722 | 858 | 5 | Dry Detention | 0.2 |  |  | TMDL | TMDL |  |  | 100.5292 | 304.2951 | 339 | 20% | 20% | 0.0017827 | 5.868e-05
50 | 3 | 0.32337 | 373 | 50 | 3 | HDR | 21.572 | 1.662 | 2240.996 | 172.652 | 0.394 | 0.43 | 8.501 | 0.715 | 883.12 | 74.316 | 0.32337 | 1.531 | 0.222 | 0.49508 | 0.071789 | 0.071 | 0.13346 | 859 | 5 | Dry Detention | 0.2 |  |  | TMDL | TMDL |  |  | 487.2971 | 14086.0673 | 373 | 20% | 20% | 0.099017 | 0.014358
50 | 3 | 0.16071 | 373 | 50 | 3 | HDR | 21.572 | 1.662 | 2240.996 | 172.652 | 0.394 | 0.43 | 8.501 | 0.715 | 883.12 | 74.316 | 0.16071 | 1.531 | 0.222 | 0.24604 | 0.035677 | 0.071 | 0.13346 | 860 | 5 | Dry Detention | 0.2 |  |  | TMDL | TMDL |  |  | 333.8287 | 7000.3667 | 373 | 20% | 20% | 0.049208 | 0.0071354
45 | 2 | 34.8233 | 329 | 45 | 2 | MDR | 18.3801 | 0.797 | 8505.202 | 368.804 | 0.866 | 0.793 | 15.92 | 0.632 | 7367.027 | 292.453 | 34.8233 | 13.968 | 0.559 | 486.4113 | 19.4662 | 0.76 | 0.70082 | 861 | 5 | Dry Detention | 0.2 |  |  | TMDL | TMDL |  |  | 6018.9827 | 1629816.7574 | 329 | 20% | 20% | 97.2823 | 3.8932
45 | 4 | 0.010653 | 331 | 45 | 4 | IND | 22.7672 | 1.772 | 5848.504 | 455.232 | 0.864 | 0.79 | 19.676 | 1.401 | 5054.405 | 359.803 | 0.010653 | 17.239 | 1.237 | 0.18365 | 0.013178 | 0.757 | 0.69791 | 861 | 5 | Dry Detention | 0.2 |  |  | TMDL | TMDL |  |  | 6018.9827 | 1629816.7574 | 331 | 20% | 20% | 0.03673 | 0.0026356
45 | 12 | 0.98814 | 338 | 45 | 12 | WAT | 1.6782 | 0.059 | 35.951 | 1.258 | 0.862 | 0.795 | 1.446 | 0.047 | 30.984 | 1.001 | 0.98814 | 1.273 | 0.042 | 1.2579 | 0.041502 | 0.759 | 0.70735 | 861 | 5 | Dry Detention | 0.2 |  |  | TMDL | TMDL |  |  | 6018.9827 | 1629816.7574 | 338 | 20% | 20% | 0.25158 | 0.0083004
45 | 13 | 1.5935 | 339 | 45 | 13 | WET | 1.6817 | 0.059 | 315.737 | 11.053 | 0.862 | 0.795 | 1.45 | 0.047 | 272.162 | 8.791 | 1.5935 | 1.276 | 0.042 | 2.0334 | 0.066929 | 0.759 | 0.70722 | 861 | 5 | Dry Detention | 0.2 |  |  | TMDL | TMDL |  |  | 6018.9827 | 1629816.7574 | 339 | 20% | 20% | 0.40667 | 0.013386
50 | 3 | 0.33842 | 373 | 50 | 3 | HDR | 21.572 | 1.662 | 2240.996 | 172.652 | 0.394 | 0.43 | 8.501 | 0.715 | 883.12 | 74.316 | 0.33842 | 1.531 | 0.222 | 0.51812 | 0.075129 | 0.071 | 0.13346 | 862 | 5 | Dry Detention | 0.2 |  |  | TMDL | TMDL |  |  | 496.5075 | 14741.4636 | 373 | 20% | 20% | 0.10362 | 0.015026
40 | 1 | 0.040161 | 271 | 40 | 1 | LDR | 6.3414 | 0.299 | 1093.519 | 51.571 | 0.877 | 0.884 | 5.562 | 0.264 | 959.109 | 45.59 | 0.040161 | 5.562 | 0.264 | 0.22338 | 0.010603 | 0.877 | 0.88402 | 863 | 5 | Dry Detention | 0.2 |  |  | TMDL | TMDL |  |  | 632.6583 | 2854.9798 | 271 | 20% | 20% | 0.044675 | 0.0021205
40 | 4 | 0.016502 | 274 | 40 | 4 | IND | 14.4118 | 1.299 | 3327.006 | 299.956 | 0.876 | 0.883 | 12.618 | 1.147 | 2912.902 | 264.815 | 0.016502 | 12.618 | 1.147 | 0.20822 | 0.018927 | 0.876 | 0.88285 | 863 | 5 | Dry Detention | 0.2 |  |  | TMDL | TMDL |  |  | 632.6583 | 2854.9798 | 274 | 20% | 20% | 0.041643 | 0.0037854
41 | 1 | 0.0061566 | 282 | 41 | 1 | LDR | 6.4645 | 0.301 | 7159.582 | 333.43 | 0.961 | 0.923 | 6.211 | 0.278 | 6878.392 | 307.743 | 0.0061566 | 5.446 | 0.246 | 0.033529 | 0.0015145 | 0.842 | 0.81555 | 863 | 5 | Dry Detention | 0.2 |  |  | TMDL | TMDL |  |  | 632.6583 | 2854.9798 | 282 | 20% | 20% | 0.0067058 | 0.00030291
41 | 13 | 0.0027221 | 293 | 41 | 13 | WET | 1.0484 | 0.041 | 1567.871 | 61.608 | 0.962 | 0.921 | 1.008 | 0.038 | 1507.852 | 56.766 | 0.0027221 | 0.888 | 0.034 | 0.0024172 | 9.2552e-05 | 0.847 | 0.81976 | 863 | 5 | Dry Detention | 0.2 |  |  | TMDL | TMDL |  |  | 632.6583 | 2854.9798 | 293 | 20% | 20% | 0.00048345 | 1.851e-05
50 | 3 | 0.32902 | 373 | 50 | 3 | HDR | 21.572 | 1.662 | 2240.996 | 172.652 | 0.394 | 0.43 | 8.501 | 0.715 | 883.12 | 74.316 | 0.32902 | 1.531 | 0.222 | 0.50372 | 0.073042 | 0.071 | 0.13346 | 864 | 5 | Dry Detention | 0.2 |  |  | TMDL | TMDL |  |  | 489.1236 | 14331.901 | 373 | 20% | 20% | 0.10074 | 0.014608
40 | 4 | 0.28665 | 274 | 40 | 4 | IND | 14.4118 | 1.299 | 3327.006 | 299.956 | 0.876 | 0.883 | 12.618 | 1.147 | 2912.902 | 264.815 | 0.28665 | 12.618 | 1.147 | 3.617 | 0.32879 | 0.876 | 0.88285 | 865 | 5 | Dry Detention | 0.2 |  |  | TMDL | TMDL |  |  | 1551.1686 | 80628.0419 | 274 | 20% | 20% | 0.7234 | 0.065758
41 | 4 | 1.5524 | 285 | 41 | 4 | IND | 15.0465 | 1.299 | 22984.638 | 1984.314 | 0.961 | 0.924 | 14.457 | 1.2 | 22084.136 | 1832.828 | 1.5524 | 12.656 | 1.059 | 19.6478 | 1.644 | 0.841 | 0.81549 | 865 | 5 | Dry Detention | 0.2 |  |  | TMDL | TMDL |  |  | 1551.1686 | 80628.0419 | 285 | 20% | 20% | 3.9296 | 0.32881
41 | 13 | 0.011871 | 293 | 41 | 13 | WET | 1.0484 | 0.041 | 1567.871 | 61.608 | 0.962 | 0.921 | 1.008 | 0.038 | 1507.852 | 56.766 | 0.011871 | 0.888 | 0.034 | 0.010541 | 0.0004036 | 0.847 | 0.81976 | 865 | 5 | Dry Detention | 0.2 |  |  | TMDL | TMDL |  |  | 1551.1686 | 80628.0419 | 293 | 20% | 20% | 0.0021082 | 8.072e-05
40 | 2 | 6.7014e-05 | 272 | 40 | 2 | MDR | 11.6613 | 0.577 | 15641.833 | 773.896 | 0.877 | 0.884 | 10.225 | 0.51 | 13715.384 | 683.794 | 6.7014e-05 | 10.225 | 0.51 | 0.00068522 | 3.4177e-05 | 0.877 | 0.88357 | 866 | 5 | Dry Detention | 0.2 |  |  | TMDL | TMDL |  |  | 58.7151 | 149.7768 | 272 | 20% | 20% | 0.00013704 | 6.8354e-06
40 | 4 | 0.0033714 | 274 | 40 | 4 | IND | 14.4118 | 1.299 | 3327.006 | 299.956 | 0.876 | 0.883 | 12.618 | 1.147 | 2912.902 | 264.815 | 0.0033714 | 12.618 | 1.147 | 0.04254 | 0.003867 | 0.876 | 0.88285 | 866 | 5 | Dry Detention | 0.2 |  |  | TMDL | TMDL |  |  | 58.7151 | 149.7768 | 274 | 20% | 20% | 0.0085081 | 0.0007734
41 | 1 | 2.0742 | 282 | 41 | 1 | LDR | 6.4645 | 0.301 | 7159.582 | 333.43 | 0.961 | 0.923 | 6.211 | 0.278 | 6878.392 | 307.743 | 2.0742 | 5.446 | 0.246 | 11.2962 | 0.51026 | 0.842 | 0.81555 | 867 | 5 | Dry Detention | 0.2 |  |  | TMDL | TMDL |  |  | 6931.8586 | 917475.6285 | 282 | 20% | 20% | 2.2592 | 0.10205
41 | 4 | 0.35722 | 285 | 41 | 4 | IND | 15.0465 | 1.299 | 22984.638 | 1984.314 | 0.961 | 0.924 | 14.457 | 1.2 | 22084.136 | 1832.828 | 0.35722 | 12.656 | 1.059 | 4.521 | 0.3783 | 0.841 | 0.81549 | 867 | 5 | Dry Detention | 0.2 |  |  | TMDL | TMDL |  |  | 6931.8586 | 917475.6285 | 285 | 20% | 20% | 0.90419 | 0.075659
41 | 10 | 0.026461 | 290 | 41 | 10 | RAN | 5.062 | 0.211 | 1204.825 | 50.143 | 0.96 | 0.922 | 4.86 | 0.194 | 1156.789 | 46.234 | 0.026461 | 4.268 | 0.172 | 0.11294 | 0.0045513 | 0.843 | 0.81592 | 867 | 5 | Dry Detention | 0.2 |  |  | TMDL | TMDL |  |  | 6931.8586 | 917475.6285 | 290 | 20% | 20% | 0.022587 | 0.00091026
41 | 13 | 18.6045 | 293 | 41 | 13 | WET | 1.0484 | 0.041 | 1567.871 | 61.608 | 0.962 | 0.921 | 1.008 | 0.038 | 1507.852 | 56.766 | 18.6045 | 0.888 | 0.034 | 16.5208 | 0.63255 | 0.847 | 0.81976 | 867 | 5 | Dry Detention | 0.2 |  |  | TMDL | TMDL |  |  | 6931.8586 | 917475.6285 | 293 | 20% | 20% | 3.3042 | 0.12651
45 | 4 | 0.0053948 | 331 | 45 | 4 | IND | 22.7672 | 1.772 | 5848.504 | 455.232 | 0.864 | 0.79 | 19.676 | 1.401 | 5054.405 | 359.803 | 0.0053948 | 17.239 | 1.237 | 0.093001 | 0.0066734 | 0.757 | 0.69791 | 868 | 5 | Dry Detention | 0.2 |  |  | TMDL | TMDL |  |  | 214.6506 | 234.9978 | 331 | 20% | 20% | 0.0186 | 0.0013347
41 | 3 | 0.48036 | 284 | 41 | 3 | HDR | 25.4619 | 1.917 | 15674.111 | 1180.15 | 0.961 | 0.923 | 24.461 | 1.77 | 15057.713 | 1089.811 | 0.48036 | 21.44 | 1.565 | 10.299 | 0.75177 | 0.842 | 0.81633 | 869 | 5 | Dry Detention | 0.2 |  |  | TMDL | TMDL |  |  | 7302.9383 | 140518.7311 | 284 | 20% | 20% | 2.0598 | 0.15035
41 | 13 | 2.7455 | 293 | 41 | 13 | WET | 1.0484 | 0.041 | 1567.871 | 61.608 | 0.962 | 0.921 | 1.008 | 0.038 | 1507.852 | 56.766 | 2.7455 | 0.888 | 0.034 | 2.438 | 0.093348 | 0.847 | 0.81976 | 869 | 5 | Dry Detention | 0.2 |  |  | TMDL | TMDL |  |  | 7302.9383 | 140518.7311 | 293 | 20% | 20% | 0.4876 | 0.01867
50 | 3 | 0.38267 | 373 | 50 | 3 | HDR | 21.572 | 1.662 | 2240.996 | 172.652 | 0.394 | 0.43 | 8.501 | 0.715 | 883.12 | 74.316 | 0.38267 | 1.531 | 0.222 | 0.58586 | 0.084952 | 0.071 | 0.13346 | 870 | 5 | Dry Detention | 0.2 |  |  | TMDL | TMDL |  |  | 546.1112 | 16668.9349 | 373 | 20% | 20% | 0.11717 | 0.01699
50 | 3 | 0.063207 | 373 | 50 | 3 | HDR | 21.572 | 1.662 | 2240.996 | 172.652 | 0.394 | 0.43 | 8.501 | 0.715 | 883.12 | 74.316 | 0.063207 | 1.531 | 0.222 | 0.09677 | 0.014032 | 0.071 | 0.13346 | 871 | 5 | Dry Detention | 0.2 |  |  | TMDL | TMDL |  |  | 250.5316 | 2753.2972 | 373 | 20% | 20% | 0.019354 | 0.0028064
41 | 3 | 0.0093425 | 284 | 41 | 3 | HDR | 25.4619 | 1.917 | 15674.111 | 1180.15 | 0.961 | 0.923 | 24.461 | 1.77 | 15057.713 | 1089.811 | 0.0093425 | 21.44 | 1.565 | 0.2003 | 0.014621 | 0.842 | 0.81633 | 872 | 5 | Dry Detention | 0.2 |  |  | TMDL | TMDL |  |  | 553.7289 | 894.6294 | 284 | 20% | 20% | 0.040061 | 0.0029242
41 | 13 | 0.011195 | 293 | 41 | 13 | WET | 1.0484 | 0.041 | 1567.871 | 61.608 | 0.962 | 0.921 | 1.008 | 0.038 | 1507.852 | 56.766 | 0.011195 | 0.888 | 0.034 | 0.0099415 | 0.00038064 | 0.847 | 0.81976 | 872 | 5 | Dry Detention | 0.2 |  |  | TMDL | TMDL |  |  | 553.7289 | 894.6294 | 293 | 20% | 20% | 0.0019883 | 7.6129e-05
41 | 1 | 2.118 | 282 | 41 | 1 | LDR | 6.4645 | 0.301 | 7159.582 | 333.43 | 0.961 | 0.923 | 6.211 | 0.278 | 6878.392 | 307.743 | 2.118 | 5.446 | 0.246 | 11.5344 | 0.52102 | 0.842 | 0.81555 | 873 | 5 | Dry Detention | 0.2 |  |  | TMDL | TMDL |  |  | 1233.8824 | 94654.9198 | 282 | 20% | 20% | 2.3069 | 0.1042
41 | 7 | 0.055023 | 287 | 41 | 7 | PAS | 12.3961 | 0.632 | 2255.096 | 115.031 | 0.96 | 0.923 | 11.903 | 0.583 | 2165.408 | 106.125 | 0.055023 | 10.445 | 0.516 | 0.57471 | 0.028392 | 0.843 | 0.81577 | 873 | 5 | Dry Detention | 0.2 |  |  | TMDL | TMDL |  |  | 1233.8824 | 94654.9198 | 287 | 20% | 20% | 0.11494 | 0.0056783
50 | 3 | 0.63842 | 373 | 50 | 3 | HDR | 21.572 | 1.662 | 2240.996 | 172.652 | 0.394 | 0.43 | 8.501 | 0.715 | 883.12 | 74.316 | 0.63842 | 1.531 | 0.222 | 0.97742 | 0.14173 | 0.071 | 0.13346 | 874 | 5 | Dry Detention | 0.2 |  |  | TMDL | TMDL |  |  | 760.6439 | 27809.4145 | 373 | 20% | 20% | 0.19548 | 0.028346
40 | 4 | 0.27441 | 274 | 40 | 4 | IND | 14.4118 | 1.299 | 3327.006 | 299.956 | 0.876 | 0.883 | 12.618 | 1.147 | 2912.902 | 264.815 | 0.27441 | 12.618 | 1.147 | 3.4624 | 0.31474 | 0.876 | 0.88285 | 875 | 5 | Dry Detention | 0.2 |  |  | TMDL | TMDL |  |  | 1885.1777 | 11953.2487 | 274 | 20% | 20% | 0.69249 | 0.062949
40 | 13 | 7.7457e-07 | 281 | 40 | 13 | WET | 1.1184 | 0.045 | 608.832 | 24.31 | 0.88 | 0.889 | 0.985 | 0.04 | 535.989 | 21.621 | 7.7457e-07 | 0.985 | 0.04 | 7.6295e-07 | 3.0983e-08 | 0.88 | 0.88938 | 875 | 5 | Dry Detention | 0.2 |  |  | TMDL | TMDL |  |  | 1885.1777 | 11953.2487 | 281 | 20% | 20% | 1.5259e-07 | 6.1966e-09
41 | 11 | 0.029405 | 291 | 41 | 11 | FOR | 3.3637 | 0.139 | 1738.258 | 71.607 | 0.961 | 0.923 | 3.231 | 0.128 | 1669.641 | 66.092 | 0.029405 | 2.844 | 0.114 | 0.083628 | 0.0033522 | 0.846 | 0.81972 | 876 | 5 | Dry Detention | 0.2 |  |  | TMDL | TMDL |  |  | 143.3104 | 1280.8769 | 291 | 20% | 20% | 0.016726 | 0.00067043
46 | 2 | 0.18633 | 341 | 46 | 2 | MDR | 13.7343 | 0.645 | 12517.372 | 587.845 | 0.585 | 0.835 | 8.036 | 0.539 | 7324.398 | 490.966 | 0.18633 | 6.155 | 0.317 | 1.1469 | 0.059068 | 0.448 | 0.49116 | 877 | 5 | Dry Detention | 0.2 |  |  | TMDL | TMDL |  |  | 675.6185 | 8116.7027 | 341 | 20% | 20% | 0.22938 | 0.011814
50 | 3 | 0.49012 | 373 | 50 | 3 | HDR | 21.572 | 1.662 | 2240.996 | 172.652 | 0.394 | 0.43 | 8.501 | 0.715 | 883.12 | 74.316 | 0.49012 | 1.531 | 0.222 | 0.75037 | 0.10881 | 0.071 | 0.13346 | 878 | 5 | Dry Detention | 0.2 |  |  | TMDL | TMDL |  |  | 658.6319 | 23185.4852 | 373 | 20% | 20% | 0.15007 | 0.021761
50 | 6 | 0.042149 | 375 | 50 | 6 | OPE | 4.2477 | 0.184 | 43.709 | 1.893 | 0.4 | 0.434 | 1.699 | 0.08 | 17.483 | 0.822 | 0.042149 | 0.312 | 0.025 | 0.01315 | 0.0010537 | 0.073 | 0.13382 | 878 | 5 | Dry Detention | 0.2 |  |  | TMDL | TMDL |  |  | 658.6319 | 23185.4852 | 375 | 20% | 20% | 0.0026301 | 0.00021074
10 | 4 | 4.8131 | 13 | 10 | 4 | IND | 13.1528 | 1.186 | 6233.588 | 562.16 | 0.215 | 0.107 | 2.826 | 0.127 | 1339.375 | 60.359 | 4.8131 | 1.344 | 0.064 | 6.4688 | 0.30804 | 0.102 | 0.054107 | 879 | 5 | Dry Detention | 0.2 |  |  | TMDL | TMDL |  |  | 2157.5615 | 210068.3964 | 13 | 20% | 20% | 1.2938 | 0.061608
50 | 6 | 0.13871 | 375 | 50 | 6 | OPE | 4.2477 | 0.184 | 43.709 | 1.893 | 0.4 | 0.434 | 1.699 | 0.08 | 17.483 | 0.822 | 0.13871 | 0.312 | 0.025 | 0.043276 | 0.0034677 | 0.073 | 0.13382 | 880 | 5 | Dry Detention | 0.2 |  |  | TMDL | TMDL |  |  | 717.6384 | 16003.5146 | 375 | 20% | 20% | 0.0086553 | 0.00069353
50 | 13 | 0.22869 | 379 | 50 | 13 | WET | 0.63701 | 0.025 | 15.973 | 0.617 | 0.411 | 0.457 | 0.262 | 0.011 | 6.561 | 0.282 | 0.22869 | 0.048 | 0.005 | 0.010977 | 0.0011434 | 0.075 | 0.20195 | 880 | 5 | Dry Detention | 0.2 |  |  | TMDL | TMDL |  |  | 717.6384 | 16003.5146 | 379 | 20% | 20% | 0.0021954 | 0.00022869
40 | 4 | 0.0015982 | 274 | 40 | 4 | IND | 14.4118 | 1.299 | 3327.006 | 299.956 | 0.876 | 0.883 | 12.618 | 1.147 | 2912.902 | 264.815 | 0.0015982 | 12.618 | 1.147 | 0.020166 | 0.0018331 | 0.876 | 0.88285 | 881 | 5 | Dry Detention | 0.2 |  |  | TMDL | TMDL |  |  | 105.3975 | 69.6159 | 274 | 20% | 20% | 0.0040331 | 0.00036662
46 | 2 | 3.5245 | 341 | 46 | 2 | MDR | 13.7343 | 0.645 | 12517.372 | 587.845 | 0.585 | 0.835 | 8.036 | 0.539 | 7324.398 | 490.966 | 3.5245 | 6.155 | 0.317 | 21.6932 | 1.1173 | 0.448 | 0.49116 | 882 | 5 | Dry Detention | 0.2 |  |  | TMDL | TMDL |  |  | 2652.895 | 155430.9492 | 341 | 20% | 20% | 4.3386 | 0.22345
46 | 4 | 0.0072508 | 343 | 46 | 4 | IND | 17.0006 | 1.432 | 5136.665 | 432.629 | 0.581 | 0.828 | 9.877 | 1.185 | 2984.427 | 358.031 | 0.0072508 | 7.542 | 0.694 | 0.054686 | 0.0050321 | 0.444 | 0.48499 | 882 | 5 | Dry Detention | 0.2 |  |  | TMDL | TMDL |  |  | 2652.895 | 155430.9492 | 343 | 20% | 20% | 0.010937 | 0.0010064
46 | 11 | 0.03648 | 348 | 46 | 11 | FOR | 4.1376 | 0.165 | 692.937 | 27.684 | 0.596 | 0.881 | 2.465 | 0.146 | 412.881 | 24.4 | 0.03648 | 1.91 | 0.086 | 0.069677 | 0.0031373 | 0.462 | 0.51922 | 882 | 5 | Dry Detention | 0.2 |  |  | TMDL | TMDL |  |  | 2652.895 | 155430.9492 | 348 | 20% | 20% | 0.013935 | 0.00062746
41 | 1 | 0.136 | 282 | 41 | 1 | LDR | 6.4645 | 0.301 | 7159.582 | 333.43 | 0.961 | 0.923 | 6.211 | 0.278 | 6878.392 | 307.743 | 0.136 | 5.446 | 0.246 | 0.74063 | 0.033455 | 0.842 | 0.81555 | 883 | 5 | Dry Detention | 0.2 |  |  | TMDL | TMDL |  |  | 1302.2517 | 105567.033 | 282 | 20% | 20% | 0.14813 | 0.006691
41 | 4 | 2.2875 | 285 | 41 | 4 | IND | 15.0465 | 1.299 | 22984.638 | 1984.314 | 0.961 | 0.924 | 14.457 | 1.2 | 22084.136 | 1832.828 | 2.2875 | 12.656 | 1.059 | 28.9506 | 2.4225 | 0.841 | 0.81549 | 883 | 5 | Dry Detention | 0.2 |  |  | TMDL | TMDL |  |  | 1302.2517 | 105567.033 | 285 | 20% | 20% | 5.7901 | 0.48449
40 | 4 | 0.069349 | 274 | 40 | 4 | IND | 14.4118 | 1.299 | 3327.006 | 299.956 | 0.876 | 0.883 | 12.618 | 1.147 | 2912.902 | 264.815 | 0.069349 | 12.618 | 1.147 | 0.87504 | 0.079543 | 0.876 | 0.88285 | 884 | 5 | Dry Detention | 0.2 |  |  | TMDL | TMDL |  |  | 294.9658 | 3020.8112 | 274 | 20% | 20% | 0.17501 | 0.015909
46 | 10 | 0.29923 | 347 | 46 | 10 | RAN | 6.179 | 0.249 | 242.464 | 9.764 | 0.59 | 0.855 | 3.643 | 0.213 | 142.966 | 8.351 | 0.29923 | 2.801 | 0.126 | 0.83814 | 0.037703 | 0.453 | 0.5045 | 885 | 5 | Dry Detention | 0.2 |  |  | TMDL | TMDL |  |  | 794.8593 | 13034.3614 | 347 | 20% | 20% | 0.16763 | 0.0075406
41 | 4 | 0.95192 | 285 | 41 | 4 | IND | 15.0465 | 1.299 | 22984.638 | 1984.314 | 0.961 | 0.924 | 14.457 | 1.2 | 22084.136 | 1832.828 | 0.95192 | 12.656 | 1.059 | 12.0474 | 1.0081 | 0.841 | 0.81549 | 886 | 5 | Dry Detention | 0.2 |  |  | TMDL | TMDL |  |  | 1584.614 | 41465.2553 | 285 | 20% | 20% | 2.4095 | 0.20162
40 | 4 | 2.1872 | 274 | 40 | 4 | IND | 14.4118 | 1.299 | 3327.006 | 299.956 | 0.876 | 0.883 | 12.618 | 1.147 | 2912.902 | 264.815 | 2.1872 | 12.618 | 1.147 | 27.598 | 2.5087 | 0.876 | 0.88285 | 887 | 5 | Dry Detention | 0.2 |  |  | TMDL | TMDL |  |  | 1400.4898 | 95273.719 | 274 | 20% | 20% | 5.5196 | 0.50174
40 | 2 | 0.006258 | 272 | 40 | 2 | MDR | 11.6613 | 0.577 | 15641.833 | 773.896 | 0.877 | 0.884 | 10.225 | 0.51 | 13715.384 | 683.794 | 0.006258 | 10.225 | 0.51 | 0.063988 | 0.0031916 | 0.877 | 0.88357 | 888 | 5 | Dry Detention | 0.2 |  |  | TMDL | TMDL |  |  | 2265.0358 | 322704.1583 | 272 | 20% | 20% | 0.012798 | 0.00063832
40 | 4 | 5.4919 | 274 | 40 | 4 | IND | 14.4118 | 1.299 | 3327.006 | 299.956 | 0.876 | 0.883 | 12.618 | 1.147 | 2912.902 | 264.815 | 5.4919 | 12.618 | 1.147 | 69.2973 | 6.2993 | 0.876 | 0.88285 | 888 | 5 | Dry Detention | 0.2 |  |  | TMDL | TMDL |  |  | 2265.0358 | 322704.1583 | 274 | 20% | 20% | 13.8595 | 1.2599
40 | 13 | 1.9101 | 281 | 40 | 13 | WET | 1.1184 | 0.045 | 608.832 | 24.31 | 0.88 | 0.889 | 0.985 | 0.04 | 535.989 | 21.621 | 1.9101 | 0.985 | 0.04 | 1.8815 | 0.076404 | 0.88 | 0.88938 | 888 | 5 | Dry Detention | 0.2 |  |  | TMDL | TMDL |  |  | 2265.0358 | 322704.1583 | 281 | 20% | 20% | 0.37629 | 0.015281
40 | 4 | 0.48591 | 274 | 40 | 4 | IND | 14.4118 | 1.299 | 3327.006 | 299.956 | 0.876 | 0.883 | 12.618 | 1.147 | 2912.902 | 264.815 | 0.48591 | 12.618 | 1.147 | 6.1313 | 0.55734 | 0.876 | 0.88285 | 889 | 5 | Dry Detention | 0.2 |  |  | TMDL | TMDL |  |  | 622.4642 | 21166.34 | 274 | 20% | 20% | 1.2263 | 0.11147
40 | 2 | 0.0049239 | 272 | 40 | 2 | MDR | 11.6613 | 0.577 | 15641.833 | 773.896 | 0.877 | 0.884 | 10.225 | 0.51 | 13715.384 | 683.794 | 0.0049239 | 10.225 | 0.51 | 0.050347 | 0.0025112 | 0.877 | 0.88357 | 890 | 5 | Dry Detention | 0.2 |  |  | TMDL | TMDL |  |  | 1973.1861 | 33003.6254 | 272 | 20% | 20% | 0.010069 | 0.00050224
40 | 4 | 0.50159 | 274 | 40 | 4 | IND | 14.4118 | 1.299 | 3327.006 | 299.956 | 0.876 | 0.883 | 12.618 | 1.147 | 2912.902 | 264.815 | 0.50159 | 12.618 | 1.147 | 6.3291 | 0.57532 | 0.876 | 0.88285 | 890 | 5 | Dry Detention | 0.2 |  |  | TMDL | TMDL |  |  | 1973.1861 | 33003.6254 | 274 | 20% | 20% | 1.2658 | 0.11506
45 | 4 | 0.25115 | 331 | 45 | 4 | IND | 22.7672 | 1.772 | 5848.504 | 455.232 | 0.864 | 0.79 | 19.676 | 1.401 | 5054.405 | 359.803 | 0.25115 | 17.239 | 1.237 | 4.3295 | 0.31067 | 0.757 | 0.69791 | 890 | 5 | Dry Detention | 0.2 |  |  | TMDL | TMDL |  |  | 1973.1861 | 33003.6254 | 331 | 20% | 20% | 0.86591 | 0.062134
40 | 4 | 0.0049332 | 274 | 40 | 4 | IND | 14.4118 | 1.299 | 3327.006 | 299.956 | 0.876 | 0.883 | 12.618 | 1.147 | 2912.902 | 264.815 | 0.0049332 | 12.618 | 1.147 | 0.062247 | 0.0056583 | 0.876 | 0.88285 | 891 | 5 | Dry Detention | 0.2 |  |  | TMDL | TMDL |  |  | 125.0278 | 214.8876 | 274 | 20% | 20% | 0.012449 | 0.0011317
41 | 1 | 12.7214 | 282 | 41 | 1 | LDR | 6.4645 | 0.301 | 7159.582 | 333.43 | 0.961 | 0.923 | 6.211 | 0.278 | 6878.392 | 307.743 | 12.7214 | 5.446 | 0.246 | 69.2806 | 3.1295 | 0.842 | 0.81555 | 892 | 5 | Dry Detention | 0.2 |  |  | TMDL | TMDL |  |  | 19731.961 | 3659854.7222 | 282 | 20% | 20% | 13.8561 | 0.62589
41 | 2 | 27.8861 | 283 | 41 | 2 | MDR | 11.9201 | 0.582 | 23513.664 | 1147.493 | 0.961 | 0.923 | 11.452 | 0.537 | 22589.972 | 1059.182 | 27.8861 | 10.039 | 0.474 | 279.9486 | 13.218 | 0.842 | 0.81527 | 892 | 5 | Dry Detention | 0.2 |  |  | TMDL | TMDL |  |  | 19731.961 | 3659854.7222 | 283 | 20% | 20% | 55.9897 | 2.6436
41 | 4 | 23.4648 | 285 | 41 | 4 | IND | 15.0465 | 1.299 | 22984.638 | 1984.314 | 0.961 | 0.924 | 14.457 | 1.2 | 22084.136 | 1832.828 | 23.4648 | 12.656 | 1.059 | 296.9701 | 24.8492 | 0.841 | 0.81549 | 892 | 5 | Dry Detention | 0.2 |  |  | TMDL | TMDL |  |  | 19731.961 | 3659854.7222 | 285 | 20% | 20% | 59.394 | 4.9698
41 | 8 | 0.083823 | 288 | 41 | 8 | AGR | 16.0936 | 0.836 | 8344.03 | 433.364 | 0.96 | 0.923 | 15.456 | 0.771 | 8013.183 | 399.822 | 0.083823 | 13.575 | 0.683 | 1.1379 | 0.057251 | 0.844 | 0.81685 | 892 | 5 | Dry Detention | 0.2 |  |  | TMDL | TMDL |  |  | 19731.961 | 3659854.7222 | 288 | 20% | 20% | 0.22758 | 0.01145
41 | 10 | 0.21975 | 290 | 41 | 10 | RAN | 5.062 | 0.211 | 1204.825 | 50.143 | 0.96 | 0.922 | 4.86 | 0.194 | 1156.789 | 46.234 | 0.21975 | 4.268 | 0.172 | 0.9379 | 0.037797 | 0.843 | 0.81592 | 892 | 5 | Dry Detention | 0.2 |  |  | TMDL | TMDL |  |  | 19731.961 | 3659854.7222 | 290 | 20% | 20% | 0.18758 | 0.0075594
41 | 11 | 12.6955 | 291 | 41 | 11 | FOR | 3.3637 | 0.139 | 1738.258 | 71.607 | 0.961 | 0.923 | 3.231 | 0.128 | 1669.641 | 66.092 | 12.6955 | 2.844 | 0.114 | 36.1059 | 1.4473 | 0.846 | 0.81972 | 892 | 5 | Dry Detention | 0.2 |  |  | TMDL | TMDL |  |  | 19731.961 | 3659854.7222 | 291 | 20% | 20% | 7.2212 | 0.28946
41 | 12 | 0.6068 | 292 | 41 | 12 | WAT | 1.0456 | 0.041 | 281.889 | 11.073 | 0.962 | 0.921 | 1.006 | 0.038 | 271.1 | 10.202 | 0.6068 | 0.885 | 0.034 | 0.53702 | 0.020631 | 0.847 | 0.81969 | 892 | 5 | Dry Detention | 0.2 |  |  | TMDL | TMDL |  |  | 19731.961 | 3659854.7222 | 292 | 20% | 20% | 0.1074 | 0.0041263
41 | 13 | 6.3321 | 293 | 41 | 13 | WET | 1.0484 | 0.041 | 1567.871 | 61.608 | 0.962 | 0.921 | 1.008 | 0.038 | 1507.852 | 56.766 | 6.3321 | 0.888 | 0.034 | 5.6229 | 0.21529 | 0.847 | 0.81976 | 892 | 5 | Dry Detention | 0.2 |  |  | TMDL | TMDL |  |  | 19731.961 | 3659854.7222 | 293 | 20% | 20% | 1.1246 | 0.043058
40 | 13 | 0.02786 | 281 | 40 | 13 | WET | 1.1184 | 0.045 | 608.832 | 24.31 | 0.88 | 0.889 | 0.985 | 0.04 | 535.989 | 21.621 | 0.02786 | 0.985 | 0.04 | 0.027442 | 0.0011144 | 0.88 | 0.88938 | 893 | 5 | Dry Detention | 0.2 |  |  | TMDL | TMDL |  |  | 172.6978 | 1213.5744 | 281 | 20% | 20% | 0.0054884 | 0.00022288
50 | 3 | 0.050291 | 373 | 50 | 3 | HDR | 21.572 | 1.662 | 2240.996 | 172.652 | 0.394 | 0.43 | 8.501 | 0.715 | 883.12 | 74.316 | 0.050291 | 1.531 | 0.222 | 0.076995 | 0.011165 | 0.071 | 0.13346 | 894 | 5 | Dry Detention | 0.2 |  |  | TMDL | TMDL |  |  | 229.1472 | 2190.6481 | 373 | 20% | 20% | 0.015399 | 0.0022329
50 | 3 | 0.24665 | 373 | 50 | 3 | HDR | 21.572 | 1.662 | 2240.996 | 172.652 | 0.394 | 0.43 | 8.501 | 0.715 | 883.12 | 74.316 | 0.24665 | 1.531 | 0.222 | 0.37763 | 0.054757 | 0.071 | 0.13346 | 895 | 5 | Dry Detention | 0.2 |  |  | TMDL | TMDL |  |  | 409.1568 | 10764.5575 | 373 | 20% | 20% | 0.075525 | 0.010951
50 | 13 | 0.00046845 | 379 | 50 | 13 | WET | 0.63701 | 0.025 | 15.973 | 0.617 | 0.411 | 0.457 | 0.262 | 0.011 | 6.561 | 0.282 | 0.00046845 | 0.048 | 0.005 | 2.2485e-05 | 2.3422e-06 | 0.075 | 0.20195 | 895 | 5 | Dry Detention | 0.2 |  |  | TMDL | TMDL |  |  | 409.1568 | 10764.5575 | 379 | 20% | 20% | 4.4971e-06 | 4.6845e-07
45 | 6 | 0.20056 | 333 | 45 | 6 | OPE | 10.5052 | 0.42 | 172.54 | 6.891 | 0.867 | 0.794 | 9.111 | 0.333 | 149.641 | 5.475 | 0.20056 | 8 | 0.295 | 1.6045 | 0.059166 | 0.762 | 0.70313 | 896 | 5 | Dry Detention | 0.2 |  |  | TMDL | TMDL |  |  | 1870.4575 | 75459.6502 | 333 | 20% | 20% | 0.3209 | 0.011833
46 | 6 | 1.4981 | 344 | 46 | 6 | OPE | 7.8531 | 0.34 | 453.903 | 19.632 | 0.587 | 0.847 | 4.613 | 0.288 | 266.622 | 16.626 | 1.4981 | 3.539 | 0.17 | 5.3017 | 0.25467 | 0.451 | 0.49916 | 896 | 5 | Dry Detention | 0.2 |  |  | TMDL | TMDL |  |  | 1870.4575 | 75459.6502 | 344 | 20% | 20% | 1.0603 | 0.050935
46 | 13 | 0.033673 | 350 | 46 | 13 | WET | 1.2605 | 0.048 | 423.33 | 16.035 | 0.592 | 0.901 | 0.746 | 0.043 | 250.472 | 14.442 | 0.033673 | 0.571 | 0.025 | 0.019228 | 0.00084184 | 0.453 | 0.53354 | 896 | 5 | Dry Detention | 0.2 |  |  | TMDL | TMDL |  |  | 1870.4575 | 75459.6502 | 350 | 20% | 20% | 0.0038455 | 0.00016837
41 | 1 | 1.413 | 282 | 41 | 1 | LDR | 6.4645 | 0.301 | 7159.582 | 333.43 | 0.961 | 0.923 | 6.211 | 0.278 | 6878.392 | 307.743 | 1.413 | 5.446 | 0.246 | 7.6949 | 0.34759 | 0.842 | 0.81555 | 897 | 5 | Dry Detention | 0.2 |  |  | TMDL | TMDL |  |  | 1400.4225 | 83592.6846 | 282 | 20% | 20% | 1.539 | 0.069517
41 | 11 | 0.44286 | 291 | 41 | 11 | FOR | 3.3637 | 0.139 | 1738.258 | 71.607 | 0.961 | 0.923 | 3.231 | 0.128 | 1669.641 | 66.092 | 0.44286 | 2.844 | 0.114 | 1.2595 | 0.050486 | 0.846 | 0.81972 | 897 | 5 | Dry Detention | 0.2 |  |  | TMDL | TMDL |  |  | 1400.4225 | 83592.6846 | 291 | 20% | 20% | 0.2519 | 0.010097
41 | 13 | 0.063217 | 293 | 41 | 13 | WET | 1.0484 | 0.041 | 1567.871 | 61.608 | 0.962 | 0.921 | 1.008 | 0.038 | 1507.852 | 56.766 | 0.063217 | 0.888 | 0.034 | 0.056136 | 0.0021494 | 0.847 | 0.81976 | 897 | 5 | Dry Detention | 0.2 |  |  | TMDL | TMDL |  |  | 1400.4225 | 83592.6846 | 293 | 20% | 20% | 0.011227 | 0.00042987
50 | 3 | 0.12494 | 373 | 50 | 3 | HDR | 21.572 | 1.662 | 2240.996 | 172.652 | 0.394 | 0.43 | 8.501 | 0.715 | 883.12 | 74.316 | 0.12494 | 1.531 | 0.222 | 0.19129 | 0.027737 | 0.071 | 0.13346 | 898 | 5 | Dry Detention | 0.2 |  |  | TMDL | TMDL |  |  | 299.4463 | 5442.5038 | 373 | 20% | 20% | 0.038258 | 0.0055475
50 | 3 | 0.62607 | 373 | 50 | 3 | HDR | 21.572 | 1.662 | 2240.996 | 172.652 | 0.394 | 0.43 | 8.501 | 0.715 | 883.12 | 74.316 | 0.62607 | 1.531 | 0.222 | 0.95852 | 0.13899 | 0.071 | 0.13346 | 899 | 5 | Dry Detention | 0.2 |  |  | TMDL | TMDL |  |  | 755.1443 | 27274.8956 | 373 | 20% | 20% | 0.1917 | 0.027798
50 | 13 | 7.7008e-05 | 379 | 50 | 13 | WET | 0.63701 | 0.025 | 15.973 | 0.617 | 0.411 | 0.457 | 0.262 | 0.011 | 6.561 | 0.282 | 7.7008e-05 | 0.048 | 0.005 | 3.6964e-06 | 3.8504e-07 | 0.075 | 0.20195 | 899 | 5 | Dry Detention | 0.2 |  |  | TMDL | TMDL |  |  | 755.1443 | 27274.8956 | 379 | 20% | 20% | 7.3928e-07 | 7.7008e-08
50 | 2 | 0.29727 | 372 | 50 | 2 | MDR | 9.4137 | 0.47 | 2288.714 | 114.345 | 0.394 | 0.426 | 3.711 | 0.2 | 902.154 | 48.682 | 0.29727 | 0.668 | 0.058 | 0.19858 | 0.017242 | 0.071 | 0.12408 | 900 | 5 | Dry Detention | 0.2 |  |  | TMDL | TMDL |  |  | 10809.1204 | 1094563.8183 | 372 | 20% | 20% | 0.039716 | 0.0034484
50 | 4 | 9.349 | 374 | 50 | 4 | IND | 14.8186 | 1.314 | 2091.768 | 185.527 | 0.389 | 0.423 | 5.761 | 0.555 | 813.253 | 78.391 | 9.349 | 1.015 | 0.162 | 9.4893 | 1.5145 | 0.069 | 0.12289 | 900 | 5 | Dry Detention | 0.2 |  |  | TMDL | TMDL |  |  | 10809.1204 | 1094563.8183 | 374 | 20% | 20% | 1.8979 | 0.30291
50 | 6 | 4.3276 | 375 | 50 | 6 | OPE | 4.2477 | 0.184 | 43.709 | 1.893 | 0.4 | 0.434 | 1.699 | 0.08 | 17.483 | 0.822 | 4.3276 | 0.312 | 0.025 | 1.3502 | 0.10819 | 0.073 | 0.13382 | 900 | 5 | Dry Detention | 0.2 |  |  | TMDL | TMDL |  |  | 10809.1204 | 1094563.8183 | 375 | 20% | 20% | 0.27005 | 0.021638
50 | 12 | 11.0122 | 378 | 50 | 12 | WAT | 0.2327 | 0.006 | 12.097 | 0.309 | 0.407 | 0.449 | 0.095 | 0.003 | 4.924 | 0.139 | 11.0122 | 0.017 | 0.001 | 0.18721 | 0.011012 | 0.073 | 0.17606 | 900 | 5 | Dry Detention | 0.2 |  |  | TMDL | TMDL |  |  | 10809.1204 | 1094563.8183 | 378 | 20% | 20% | 0.037441 | 0.0022024
50 | 13 | 0.1417 | 379 | 50 | 13 | WET | 0.63701 | 0.025 | 15.973 | 0.617 | 0.411 | 0.457 | 0.262 | 0.011 | 6.561 | 0.282 | 0.1417 | 0.048 | 0.005 | 0.0068016 | 0.0007085 | 0.075 | 0.20195 | 900 | 5 | Dry Detention | 0.2 |  |  | TMDL | TMDL |  |  | 10809.1204 | 1094563.8183 | 379 | 20% | 20% | 0.0013603 | 0.0001417
46 | 2 | 1.4096 | 341 | 46 | 2 | MDR | 13.7343 | 0.645 | 12517.372 | 587.845 | 0.585 | 0.835 | 8.036 | 0.539 | 7324.398 | 490.966 | 1.4096 | 6.155 | 0.317 | 8.6762 | 0.44685 | 0.448 | 0.49116 | 901 | 5 | Dry Detention | 0.2 |  |  | TMDL | TMDL |  |  | 4158.3105 | 940599.5387 | 341 | 20% | 20% | 1.7352 | 0.08937
46 | 3 | 19.3118 | 342 | 46 | 3 | HDR | 29.2966 | 2.128 | 15135.696 | 1099.348 | 0.585 | 0.841 | 17.131 | 1.789 | 8850.484 | 924.087 | 19.3118 | 13.118 | 1.05 | 253.3319 | 20.2774 | 0.448 | 0.49364 | 901 | 5 | Dry Detention | 0.2 |  |  | TMDL | TMDL |  |  | 4158.3105 | 940599.5387 | 342 | 20% | 20% | 50.6664 | 4.0555
46 | 4 | 0.19718 | 343 | 46 | 4 | IND | 17.0006 | 1.432 | 5136.665 | 432.629 | 0.581 | 0.828 | 9.877 | 1.185 | 2984.427 | 358.031 | 0.19718 | 7.542 | 0.694 | 1.4872 | 0.13685 | 0.444 | 0.48499 | 901 | 5 | Dry Detention | 0.2 |  |  | TMDL | TMDL |  |  | 4158.3105 | 940599.5387 | 343 | 20% | 20% | 0.29743 | 0.027369
46 | 10 | 0.5647 | 347 | 46 | 10 | RAN | 6.179 | 0.249 | 242.464 | 9.764 | 0.59 | 0.855 | 3.643 | 0.213 | 142.966 | 8.351 | 0.5647 | 2.801 | 0.126 | 1.5817 | 0.071152 | 0.453 | 0.5045 | 901 | 5 | Dry Detention | 0.2 |  |  | TMDL | TMDL |  |  | 4158.3105 | 940599.5387 | 347 | 20% | 20% | 0.31634 | 0.01423
46 | 11 | 0.11001 | 348 | 46 | 11 | FOR | 4.1376 | 0.165 | 692.937 | 27.684 | 0.596 | 0.881 | 2.465 | 0.146 | 412.881 | 24.4 | 0.11001 | 1.91 | 0.086 | 0.21011 | 0.0094604 | 0.462 | 0.51922 | 901 | 5 | Dry Detention | 0.2 |  |  | TMDL | TMDL |  |  | 4158.3105 | 940599.5387 | 348 | 20% | 20% | 0.042022 | 0.0018921
10 | 2 | 0.25169 | 11 | 10 | 2 | MDR | 8.9213 | 0.434 | 10274.538 | 499.47 | 0.218 | 0.108 | 1.945 | 0.047 | 2239.911 | 53.782 | 0.25169 | 0.929 | 0.024 | 0.23382 | 0.0060406 | 0.104 | 0.054197 | 902 | 5 | Dry Detention | 0.2 |  |  | TMDL | TMDL |  |  | 514.7678 | 13853.4216 | 11 | 20% | 20% | 0.046764 | 0.0012081
10 | 10 | 0.066341 | 16 | 10 | 10 | RAN | 3.9064 | 0.157 | 58.714 | 2.361 | 0.225 | 0.113 | 0.878 | 0.018 | 13.196 | 0.267 | 0.066341 | 0.422 | 0.009 | 0.027996 | 0.00059707 | 0.108 | 0.057142 | 902 | 5 | Dry Detention | 0.2 |  |  | TMDL | TMDL |  |  | 514.7678 | 13853.4216 | 16 | 20% | 20% | 0.0055992 | 0.00011941
50 | 3 | 0.40979 | 373 | 50 | 3 | HDR | 21.572 | 1.662 | 2240.996 | 172.652 | 0.394 | 0.43 | 8.501 | 0.715 | 883.12 | 74.316 | 0.40979 | 1.531 | 0.222 | 0.6274 | 0.090974 | 0.071 | 0.13346 | 903 | 5 | Dry Detention | 0.2 |  |  | TMDL | TMDL |  |  | 557.3377 | 17850.5838 | 373 | 20% | 20% | 0.12548 | 0.018195
40 | 3 | 0.15128 | 273 | 40 | 3 | HDR | 24.9268 | 1.943 | 9876.14 | 769.988 | 0.877 | 0.884 | 21.854 | 1.718 | 8658.806 | 680.793 | 0.15128 | 21.854 | 1.718 | 3.3062 | 0.25991 | 0.877 | 0.88416 | 904 | 5 | Dry Detention | 0.2 |  |  | TMDL | TMDL |  |  | 8270.2904 | 669542.8574 | 273 | 20% | 20% | 0.66123 | 0.051981
40 | 4 | 2.4118 | 274 | 40 | 4 | IND | 14.4118 | 1.299 | 3327.006 | 299.956 | 0.876 | 0.883 | 12.618 | 1.147 | 2912.902 | 264.815 | 2.4118 | 12.618 | 1.147 | 30.4325 | 2.7664 | 0.876 | 0.88285 | 904 | 5 | Dry Detention | 0.2 |  |  | TMDL | TMDL |  |  | 8270.2904 | 669542.8574 | 274 | 20% | 20% | 6.0865 | 0.55327
40 | 6 | 0.041607 | 275 | 40 | 6 | OPE | 6.7468 | 0.307 | 427.856 | 19.476 | 0.877 | 0.884 | 5.92 | 0.272 | 375.418 | 17.226 | 0.041607 | 5.92 | 0.272 | 0.24631 | 0.011317 | 0.877 | 0.88448 | 904 | 5 | Dry Detention | 0.2 |  |  | TMDL | TMDL |  |  | 8270.2904 | 669542.8574 | 275 | 20% | 20% | 0.049263 | 0.0022634
40 | 11 | 0.36288 | 279 | 40 | 11 | FOR | 3.6901 | 0.154 | 450.076 | 18.808 | 0.88 | 0.888 | 3.247 | 0.137 | 396.042 | 16.694 | 0.36288 | 3.247 | 0.137 | 1.1783 | 0.049715 | 0.88 | 0.8876 | 904 | 5 | Dry Detention | 0.2 |  |  | TMDL | TMDL |  |  | 8270.2904 | 669542.8574 | 279 | 20% | 20% | 0.23566 | 0.009943
45 | 4 | 9.9609 | 331 | 45 | 4 | IND | 22.7672 | 1.772 | 5848.504 | 455.232 | 0.864 | 0.79 | 19.676 | 1.401 | 5054.405 | 359.803 | 9.9609 | 17.239 | 1.237 | 171.7154 | 12.3216 | 0.757 | 0.69791 | 904 | 5 | Dry Detention | 0.2 |  |  | TMDL | TMDL |  |  | 8270.2904 | 669542.8574 | 331 | 20% | 20% | 34.3431 | 2.4643
46 | 4 | 0.0233 | 343 | 46 | 4 | IND | 17.0006 | 1.432 | 5136.665 | 432.629 | 0.581 | 0.828 | 9.877 | 1.185 | 2984.427 | 358.031 | 0.0233 | 7.542 | 0.694 | 0.17573 | 0.01617 | 0.444 | 0.48499 | 904 | 5 | Dry Detention | 0.2 |  |  | TMDL | TMDL |  |  | 8270.2904 | 669542.8574 | 343 | 20% | 20% | 0.035146 | 0.0032341
46 | 6 | 0.91288 | 344 | 46 | 6 | OPE | 7.8531 | 0.34 | 453.903 | 19.632 | 0.587 | 0.847 | 4.613 | 0.288 | 266.622 | 16.626 | 0.91288 | 3.539 | 0.17 | 3.2307 | 0.15519 | 0.451 | 0.49916 | 904 | 5 | Dry Detention | 0.2 |  |  | TMDL | TMDL |  |  | 8270.2904 | 669542.8574 | 344 | 20% | 20% | 0.64614 | 0.031038
46 | 11 | 1.506 | 348 | 46 | 11 | FOR | 4.1376 | 0.165 | 692.937 | 27.684 | 0.596 | 0.881 | 2.465 | 0.146 | 412.881 | 24.4 | 1.506 | 1.91 | 0.086 | 2.8765 | 0.12952 | 0.462 | 0.51922 | 904 | 5 | Dry Detention | 0.2 |  |  | TMDL | TMDL |  |  | 8270.2904 | 669542.8574 | 348 | 20% | 20% | 0.57529 | 0.025903
46 | 6 | 0.010984 | 344 | 46 | 6 | OPE | 7.8531 | 0.34 | 453.903 | 19.632 | 0.587 | 0.847 | 4.613 | 0.288 | 266.622 | 16.626 | 0.010984 | 3.539 | 0.17 | 0.038871 | 0.0018672 | 0.451 | 0.49916 | 905 | 5 | Dry Detention | 0.2 |  |  | TMDL | TMDL |  |  | 132.3455 | 478.6385 | 344 | 20% | 20% | 0.0077742 | 0.00037344
46 | 13 | 4.5339e-06 | 350 | 46 | 13 | WET | 1.2605 | 0.048 | 423.33 | 16.035 | 0.592 | 0.901 | 0.746 | 0.043 | 250.472 | 14.442 | 4.5339e-06 | 0.571 | 0.025 | 2.5888e-06 | 1.1335e-07 | 0.453 | 0.53354 | 905 | 5 | Dry Detention | 0.2 |  |  | TMDL | TMDL |  |  | 132.3455 | 478.6385 | 350 | 20% | 20% | 5.1777e-07 | 2.2669e-08
40 | 2 | 0.011808 | 272 | 40 | 2 | MDR | 11.6613 | 0.577 | 15641.833 | 773.896 | 0.877 | 0.884 | 10.225 | 0.51 | 13715.384 | 683.794 | 0.011808 | 10.225 | 0.51 | 0.12074 | 0.0060223 | 0.877 | 0.88357 | 906 | 5 | Dry Detention | 0.2 |  |  | TMDL | TMDL |  |  | 294.2828 | 933.2366 | 272 | 20% | 20% | 0.024148 | 0.0012045
40 | 4 | 0.0096165 | 274 | 40 | 4 | IND | 14.4118 | 1.299 | 3327.006 | 299.956 | 0.876 | 0.883 | 12.618 | 1.147 | 2912.902 | 264.815 | 0.0096165 | 12.618 | 1.147 | 0.12134 | 0.01103 | 0.876 | 0.88285 | 906 | 5 | Dry Detention | 0.2 |  |  | TMDL | TMDL |  |  | 294.2828 | 933.2366 | 274 | 20% | 20% | 0.024268 | 0.002206
50 | 3 | 0.37349 | 373 | 50 | 3 | HDR | 21.572 | 1.662 | 2240.996 | 172.652 | 0.394 | 0.43 | 8.501 | 0.715 | 883.12 | 74.316 | 0.37349 | 1.531 | 0.222 | 0.57182 | 0.082916 | 0.071 | 0.13346 | 907 | 5 | Dry Detention | 0.2 |  |  | TMDL | TMDL |  |  | 519.3435 | 16269.3022 | 373 | 20% | 20% | 0.11436 | 0.016583
48 | 2 | 0.12562 | 357 | 48 | 2 | MDR | 14.2002 | 0.661 | 5134.972 | 239.151 | 0.536 | 0.605 | 7.618 | 0.4 | 2754.654 | 144.695 | 0.12562 | 3.462 | 0.214 | 0.43489 | 0.026882 | 0.244 | 0.32348 | 908 | 5 | Dry Detention | 0.2 |  |  | TMDL | TMDL |  |  | 3734.7304 | 304189.8343 | 357 | 20% | 20% | 0.086978 | 0.0053765
48 | 3 | 6.8546 | 358 | 48 | 3 | HDR | 30.2853 | 2.187 | 4047.436 | 292.289 | 0.536 | 0.607 | 16.239 | 1.328 | 2170.2 | 177.473 | 6.8546 | 7.374 | 0.721 | 50.5457 | 4.9422 | 0.243 | 0.32955 | 908 | 5 | Dry Detention | 0.2 |  |  | TMDL | TMDL |  |  | 3734.7304 | 304189.8343 | 358 | 20% | 20% | 10.1091 | 0.98843
48 | 4 | 0.0030697 | 359 | 48 | 4 | IND | 17.5641 | 1.47 | 2818.413 | 235.959 | 0.533 | 0.603 | 9.355 | 0.887 | 1501.072 | 142.35 | 0.0030697 | 4.213 | 0.473 | 0.012933 | 0.001452 | 0.24 | 0.32137 | 908 | 5 | Dry Detention | 0.2 |  |  | TMDL | TMDL |  |  | 3734.7304 | 304189.8343 | 359 | 20% | 20% | 0.0025865 | 0.00029039
40 | 4 | 0.034502 | 274 | 40 | 4 | IND | 14.4118 | 1.299 | 3327.006 | 299.956 | 0.876 | 0.883 | 12.618 | 1.147 | 2912.902 | 264.815 | 0.034502 | 12.618 | 1.147 | 0.43535 | 0.039574 | 0.876 | 0.88285 | 909 | 5 | Dry Detention | 0.2 |  |  | TMDL | TMDL |  |  | 1240.5692 | 28844.7479 | 274 | 20% | 20% | 0.08707 | 0.0079148
40 | 13 | 0.62768 | 281 | 40 | 13 | WET | 1.1184 | 0.045 | 608.832 | 24.31 | 0.88 | 0.889 | 0.985 | 0.04 | 535.989 | 21.621 | 0.62768 | 0.985 | 0.04 | 0.61827 | 0.025107 | 0.88 | 0.88938 | 909 | 5 | Dry Detention | 0.2 |  |  | TMDL | TMDL |  |  | 1240.5692 | 28844.7479 | 281 | 20% | 20% | 0.12365 | 0.0050215
41 | 4 | 0.43571 | 285 | 41 | 4 | IND | 15.0465 | 1.299 | 22984.638 | 1984.314 | 0.961 | 0.924 | 14.457 | 1.2 | 22084.136 | 1832.828 | 0.43571 | 12.656 | 1.059 | 5.5144 | 0.46142 | 0.841 | 0.81549 | 910 | 5 | Dry Detention | 0.2 |  |  | TMDL | TMDL |  |  | 3974.0979 | 129992.4875 | 285 | 20% | 20% | 1.1029 | 0.092284
41 | 11 | 2.4316 | 291 | 41 | 11 | FOR | 3.3637 | 0.139 | 1738.258 | 71.607 | 0.961 | 0.923 | 3.231 | 0.128 | 1669.641 | 66.092 | 2.4316 | 2.844 | 0.114 | 6.9154 | 0.2772 | 0.846 | 0.81972 | 910 | 5 | Dry Detention | 0.2 |  |  | TMDL | TMDL |  |  | 3974.0979 | 129992.4875 | 291 | 20% | 20% | 1.3831 | 0.05544
41 | 13 | 0.11694 | 293 | 41 | 13 | WET | 1.0484 | 0.041 | 1567.871 | 61.608 | 0.962 | 0.921 | 1.008 | 0.038 | 1507.852 | 56.766 | 0.11694 | 0.888 | 0.034 | 0.10384 | 0.0039759 | 0.847 | 0.81976 | 910 | 5 | Dry Detention | 0.2 |  |  | TMDL | TMDL |  |  | 3974.0979 | 129992.4875 | 293 | 20% | 20% | 0.020768 | 0.00079519
40 | 3 | 0.0022335 | 273 | 40 | 3 | HDR | 24.9268 | 1.943 | 9876.14 | 769.988 | 0.877 | 0.884 | 21.854 | 1.718 | 8658.806 | 680.793 | 0.0022335 | 21.854 | 1.718 | 0.048811 | 0.0038372 | 0.877 | 0.88416 | 911 | 5 | Dry Detention | 0.2 |  |  | TMDL | TMDL |  |  | 51.5369 | 97.292 | 273 | 20% | 20% | 0.0097623 | 0.00076744
50 | 3 | 0.63488 | 373 | 50 | 3 | HDR | 21.572 | 1.662 | 2240.996 | 172.652 | 0.394 | 0.43 | 8.501 | 0.715 | 883.12 | 74.316 | 0.63488 | 1.531 | 0.222 | 0.972 | 0.14094 | 0.071 | 0.13346 | 912 | 5 | Dry Detention | 0.2 |  |  | TMDL | TMDL |  |  | 757.228 | 27655.2462 | 373 | 20% | 20% | 0.1944 | 0.028189
41 | 4 | 1.2836 | 285 | 41 | 4 | IND | 15.0465 | 1.299 | 22984.638 | 1984.314 | 0.961 | 0.924 | 14.457 | 1.2 | 22084.136 | 1832.828 | 1.2836 | 12.656 | 1.059 | 16.2455 | 1.3594 | 0.841 | 0.81549 | 913 | 5 | Dry Detention | 0.2 |  |  | TMDL | TMDL |  |  | 965.706 | 59089.2374 | 285 | 20% | 20% | 3.2491 | 0.27187
41 | 13 | 0.072888 | 293 | 41 | 13 | WET | 1.0484 | 0.041 | 1567.871 | 61.608 | 0.962 | 0.921 | 1.008 | 0.038 | 1507.852 | 56.766 | 0.072888 | 0.888 | 0.034 | 0.064724 | 0.0024782 | 0.847 | 0.81976 | 913 | 5 | Dry Detention | 0.2 |  |  | TMDL | TMDL |  |  | 965.706 | 59089.2374 | 293 | 20% | 20% | 0.012945 | 0.00049564
41 | 13 | 0.016873 | 293 | 41 | 13 | WET | 1.0484 | 0.041 | 1567.871 | 61.608 | 0.962 | 0.921 | 1.008 | 0.038 | 1507.852 | 56.766 | 0.016873 | 0.888 | 0.034 | 0.014984 | 0.0005737 | 0.847 | 0.81976 | 914 | 5 | Dry Detention | 0.2 |  |  | TMDL | TMDL |  |  | 147.8358 | 735.0053 | 293 | 20% | 20% | 0.0029967 | 0.00011474
50 | 3 | 0.69005 | 373 | 50 | 3 | HDR | 21.572 | 1.662 | 2240.996 | 172.652 | 0.394 | 0.43 | 8.501 | 0.715 | 883.12 | 74.316 | 0.69005 | 1.531 | 0.222 | 1.0565 | 0.15319 | 0.071 | 0.13346 | 915 | 5 | Dry Detention | 0.2 |  |  | TMDL | TMDL |  |  | 773.6548 | 30058.3103 | 373 | 20% | 20% | 0.21129 | 0.030638
41 | 4 | 0.10476 | 285 | 41 | 4 | IND | 15.0465 | 1.299 | 22984.638 | 1984.314 | 0.961 | 0.924 | 14.457 | 1.2 | 22084.136 | 1832.828 | 0.10476 | 12.656 | 1.059 | 1.3258 | 0.11094 | 0.841 | 0.81549 | 916 | 5 | Dry Detention | 0.2 |  |  | TMDL | TMDL |  |  | 672.8438 | 7744.4903 | 285 | 20% | 20% | 0.26517 | 0.022188
41 | 11 | 0.07303 | 291 | 41 | 11 | FOR | 3.3637 | 0.139 | 1738.258 | 71.607 | 0.961 | 0.923 | 3.231 | 0.128 | 1669.641 | 66.092 | 0.07303 | 2.844 | 0.114 | 0.2077 | 0.0083254 | 0.846 | 0.81972 | 916 | 5 | Dry Detention | 0.2 |  |  | TMDL | TMDL |  |  | 672.8438 | 7744.4903 | 291 | 20% | 20% | 0.04154 | 0.0016651
50 | 3 | 0.60105 | 373 | 50 | 3 | HDR | 21.572 | 1.662 | 2240.996 | 172.652 | 0.394 | 0.43 | 8.501 | 0.715 | 883.12 | 74.316 | 0.60105 | 1.531 | 0.222 | 0.92021 | 0.13343 | 0.071 | 0.13346 | 917 | 5 | Dry Detention | 0.2 |  |  | TMDL | TMDL |  |  | 746.8081 | 26181.7532 | 373 | 20% | 20% | 0.18404 | 0.026687
50 | 3 | 0.63492 | 373 | 50 | 3 | HDR | 21.572 | 1.662 | 2240.996 | 172.652 | 0.394 | 0.43 | 8.501 | 0.715 | 883.12 | 74.316 | 0.63492 | 1.531 | 0.222 | 0.97206 | 0.14095 | 0.071 | 0.13346 | 918 | 5 | Dry Detention | 0.2 |  |  | TMDL | TMDL |  |  | 768.9094 | 27656.9522 | 373 | 20% | 20% | 0.19441 | 0.02819
50 | 3 | 0.4897 | 373 | 50 | 3 | HDR | 21.572 | 1.662 | 2240.996 | 172.652 | 0.394 | 0.43 | 8.501 | 0.715 | 883.12 | 74.316 | 0.4897 | 1.531 | 0.222 | 0.74973 | 0.10871 | 0.071 | 0.13346 | 919 | 5 | Dry Detention | 0.2 |  |  | TMDL | TMDL |  |  | 652.5685 | 21331.3261 | 373 | 20% | 20% | 0.14995 | 0.021743
40 | 2 | 0.0013116 | 272 | 40 | 2 | MDR | 11.6613 | 0.577 | 15641.833 | 773.896 | 0.877 | 0.884 | 10.225 | 0.51 | 13715.384 | 683.794 | 0.0013116 | 10.225 | 0.51 | 0.013411 | 0.00066891 | 0.877 | 0.88357 | 920 | 5 | Dry Detention | 0.2 |  |  | TMDL | TMDL |  |  | 37.7026 | 57.1287 | 272 | 20% | 20% | 0.0026822 | 0.00013378
41 | 2 | 0.0088065 | 283 | 41 | 2 | MDR | 11.9201 | 0.582 | 23513.664 | 1147.493 | 0.961 | 0.923 | 11.452 | 0.537 | 22589.972 | 1059.182 | 0.0088065 | 10.039 | 0.474 | 0.088408 | 0.0041743 | 0.842 | 0.81527 | 921 | 5 | Dry Detention | 0.2 |  |  | TMDL | TMDL |  |  | 204.9765 | 532.1603 | 283 | 20% | 20% | 0.017682 | 0.00083485
41 | 13 | 0.0034095 | 293 | 41 | 13 | WET | 1.0484 | 0.041 | 1567.871 | 61.608 | 0.962 | 0.921 | 1.008 | 0.038 | 1507.852 | 56.766 | 0.0034095 | 0.888 | 0.034 | 0.0030276 | 0.00011592 | 0.847 | 0.81976 | 921 | 5 | Dry Detention | 0.2 |  |  | TMDL | TMDL |  |  | 204.9765 | 532.1603 | 293 | 20% | 20% | 0.00060553 | 2.3185e-05
41 | 1 | 3.0656 | 282 | 41 | 1 | LDR | 6.4645 | 0.301 | 7159.582 | 333.43 | 0.961 | 0.923 | 6.211 | 0.278 | 6878.392 | 307.743 | 3.0656 | 5.446 | 0.246 | 16.6952 | 0.75413 | 0.842 | 0.81555 | 922 | 5 | Dry Detention | 0.2 |  |  | TMDL | TMDL |  |  | 1527.0222 | 133536.3698 | 282 | 20% | 20% | 3.339 | 0.15083
50 | 4 | 2.2112 | 374 | 50 | 4 | IND | 14.8186 | 1.314 | 2091.768 | 185.527 | 0.389 | 0.423 | 5.761 | 0.555 | 813.253 | 78.391 | 2.2112 | 1.015 | 0.162 | 2.2443 | 0.35821 | 0.069 | 0.12289 | 923 | 5 | Dry Detention | 0.2 |  |  | TMDL | TMDL |  |  | 1892.7687 | 97498.9603 | 374 | 20% | 20% | 0.44886 | 0.071641
50 | 13 | 0.027128 | 379 | 50 | 13 | WET | 0.63701 | 0.025 | 15.973 | 0.617 | 0.411 | 0.457 | 0.262 | 0.011 | 6.561 | 0.282 | 0.027128 | 0.048 | 0.005 | 0.0013021 | 0.00013564 | 0.075 | 0.20195 | 923 | 5 | Dry Detention | 0.2 |  |  | TMDL | TMDL |  |  | 1892.7687 | 97498.9603 | 379 | 20% | 20% | 0.00026043 | 2.7128e-05
40 | 2 | 0.043714 | 272 | 40 | 2 | MDR | 11.6613 | 0.577 | 15641.833 | 773.896 | 0.877 | 0.884 | 10.225 | 0.51 | 13715.384 | 683.794 | 0.043714 | 10.225 | 0.51 | 0.44698 | 0.022294 | 0.877 | 0.88357 | 924 | 5 | Dry Detention | 0.2 |  |  | TMDL | TMDL |  |  | 427.7193 | 1903.8276 | 272 | 20% | 20% | 0.089396 | 0.0044589
50 | 3 | 0.56791 | 373 | 50 | 3 | HDR | 21.572 | 1.662 | 2240.996 | 172.652 | 0.394 | 0.43 | 8.501 | 0.715 | 883.12 | 74.316 | 0.56791 | 1.531 | 0.222 | 0.86946 | 0.12608 | 0.071 | 0.13346 | 925 | 5 | Dry Detention | 0.2 |  |  | TMDL | TMDL |  |  | 701.0438 | 24737.8621 | 373 | 20% | 20% | 0.17389 | 0.025215
50 | 3 | 0.43981 | 373 | 50 | 3 | HDR | 21.572 | 1.662 | 2240.996 | 172.652 | 0.394 | 0.43 | 8.501 | 0.715 | 883.12 | 74.316 | 0.43981 | 1.531 | 0.222 | 0.67335 | 0.097637 | 0.071 | 0.13346 | 926 | 5 | Dry Detention | 0.2 |  |  | TMDL | TMDL |  |  | 579.4167 | 19157.9582 | 373 | 20% | 20% | 0.13467 | 0.019527
50 | 3 | 0.66963 | 373 | 50 | 3 | HDR | 21.572 | 1.662 | 2240.996 | 172.652 | 0.394 | 0.43 | 8.501 | 0.715 | 883.12 | 74.316 | 0.66963 | 1.531 | 0.222 | 1.0252 | 0.14866 | 0.071 | 0.13346 | 927 | 5 | Dry Detention | 0.2 |  |  | TMDL | TMDL |  |  | 754.0189 | 29169 | 373 | 20% | 20% | 0.20504 | 0.029732
50 | 4 | 0.37486 | 374 | 50 | 4 | IND | 14.8186 | 1.314 | 2091.768 | 185.527 | 0.389 | 0.423 | 5.761 | 0.555 | 813.253 | 78.391 | 0.37486 | 1.015 | 0.162 | 0.38048 | 0.060727 | 0.069 | 0.12289 | 928 | 5 | Dry Detention | 0.2 |  |  | TMDL | TMDL |  |  | 598.4109 | 16328.8187 | 374 | 20% | 20% | 0.076096 | 0.012145
40 | 3 | 0.0029325 | 273 | 40 | 3 | HDR | 24.9268 | 1.943 | 9876.14 | 769.988 | 0.877 | 0.884 | 21.854 | 1.718 | 8658.806 | 680.793 | 0.0029325 | 21.854 | 1.718 | 0.064087 | 0.005038 | 0.877 | 0.88416 | 929 | 5 | Dry Detention | 0.2 |  |  | TMDL | TMDL |  |  | 578.767 | 18343.9985 | 273 | 20% | 20% | 0.012817 | 0.0010076
40 | 13 | 0.02493 | 281 | 40 | 13 | WET | 1.1184 | 0.045 | 608.832 | 24.31 | 0.88 | 0.889 | 0.985 | 0.04 | 535.989 | 21.621 | 0.02493 | 0.985 | 0.04 | 0.024556 | 0.00099719 | 0.88 | 0.88938 | 929 | 5 | Dry Detention | 0.2 |  |  | TMDL | TMDL |  |  | 578.767 | 18343.9985 | 281 | 20% | 20% | 0.0049111 | 0.00019944
46 | 13 | 0.39326 | 350 | 46 | 13 | WET | 1.2605 | 0.048 | 423.33 | 16.035 | 0.592 | 0.901 | 0.746 | 0.043 | 250.472 | 14.442 | 0.39326 | 0.571 | 0.025 | 0.22455 | 0.0098315 | 0.453 | 0.53354 | 929 | 5 | Dry Detention | 0.2 |  |  | TMDL | TMDL |  |  | 578.767 | 18343.9985 | 350 | 20% | 20% | 0.04491 | 0.0019663
41 | 2 | 0.0054153 | 283 | 41 | 2 | MDR | 11.9201 | 0.582 | 23513.664 | 1147.493 | 0.961 | 0.923 | 11.452 | 0.537 | 22589.972 | 1059.182 | 0.0054153 | 10.039 | 0.474 | 0.054364 | 0.0025669 | 0.842 | 0.81527 | 930 | 5 | Dry Detention | 0.2 |  |  | TMDL | TMDL |  |  | 171.0683 | 529.9708 | 283 | 20% | 20% | 0.010873 | 0.00051337
41 | 13 | 0.0067512 | 293 | 41 | 13 | WET | 1.0484 | 0.041 | 1567.871 | 61.608 | 0.962 | 0.921 | 1.008 | 0.038 | 1507.852 | 56.766 | 0.0067512 | 0.888 | 0.034 | 0.005995 | 0.00022954 | 0.847 | 0.81976 | 930 | 5 | Dry Detention | 0.2 |  |  | TMDL | TMDL |  |  | 171.0683 | 529.9708 | 293 | 20% | 20% | 0.001199 | 4.5908e-05
10 | 2 | 0.22462 | 11 | 10 | 2 | MDR | 8.9213 | 0.434 | 10274.538 | 499.47 | 0.218 | 0.108 | 1.945 | 0.047 | 2239.911 | 53.782 | 0.22462 | 0.929 | 0.024 | 0.20867 | 0.0053909 | 0.104 | 0.054197 | 931 | 5 | Dry Detention | 0.2 |  |  | TMDL | TMDL |  |  | 395.6751 | 9784.4337 | 11 | 20% | 20% | 0.041735 | 0.0010782
46 | 2 | 0.025243 | 341 | 46 | 2 | MDR | 13.7343 | 0.645 | 12517.372 | 587.845 | 0.585 | 0.835 | 8.036 | 0.539 | 7324.398 | 490.966 | 0.025243 | 6.155 | 0.317 | 0.15537 | 0.008002 | 0.448 | 0.49116 | 932 | 5 | Dry Detention | 0.2 |  |  | TMDL | TMDL |  |  | 194.3964 | 1099.6338 | 341 | 20% | 20% | 0.031074 | 0.0016004
46 | 13 | 2.3658e-06 | 350 | 46 | 13 | WET | 1.2605 | 0.048 | 423.33 | 16.035 | 0.592 | 0.901 | 0.746 | 0.043 | 250.472 | 14.442 | 2.3658e-06 | 0.571 | 0.025 | 1.3508e-06 | 5.9144e-08 | 0.453 | 0.53354 | 932 | 5 | Dry Detention | 0.2 |  |  | TMDL | TMDL |  |  | 194.3964 | 1099.6338 | 350 | 20% | 20% | 2.7017e-07 | 1.1829e-08
41 | 1 | 3.8257 | 282 | 41 | 1 | LDR | 6.4645 | 0.301 | 7159.582 | 333.43 | 0.961 | 0.923 | 6.211 | 0.278 | 6878.392 | 307.743 | 3.8257 | 5.446 | 0.246 | 20.8349 | 0.94113 | 0.842 | 0.81555 | 933 | 5 | Dry Detention | 0.2 |  |  | TMDL | TMDL |  |  | 1929.3729 | 184416.8768 | 282 | 20% | 20% | 4.167 | 0.18823
41 | 11 | 0.16602 | 291 | 41 | 11 | FOR | 3.3637 | 0.139 | 1738.258 | 71.607 | 0.961 | 0.923 | 3.231 | 0.128 | 1669.641 | 66.092 | 0.16602 | 2.844 | 0.114 | 0.47217 | 0.018927 | 0.846 | 0.81972 | 933 | 5 | Dry Detention | 0.2 |  |  | TMDL | TMDL |  |  | 1929.3729 | 184416.8768 | 291 | 20% | 20% | 0.094434 | 0.0037853
41 | 13 | 0.2419 | 293 | 41 | 13 | WET | 1.0484 | 0.041 | 1567.871 | 61.608 | 0.962 | 0.921 | 1.008 | 0.038 | 1507.852 | 56.766 | 0.2419 | 0.888 | 0.034 | 0.21481 | 0.0082247 | 0.847 | 0.81976 | 933 | 5 | Dry Detention | 0.2 |  |  | TMDL | TMDL |  |  | 1929.3729 | 184416.8768 | 293 | 20% | 20% | 0.042962 | 0.0016449
40 | 13 | 0.11007 | 281 | 40 | 13 | WET | 1.1184 | 0.045 | 608.832 | 24.31 | 0.88 | 0.889 | 0.985 | 0.04 | 535.989 | 21.621 | 0.11007 | 0.985 | 0.04 | 0.10841 | 0.0044026 | 0.88 | 0.88938 | 934 | 5 | Dry Detention | 0.2 |  |  | TMDL | TMDL |  |  | 481.2843 | 4794.4285 | 281 | 20% | 20% | 0.021683 | 0.00088052
41 | 1 | 0.0010258 | 282 | 41 | 1 | LDR | 6.4645 | 0.301 | 7159.582 | 333.43 | 0.961 | 0.923 | 6.211 | 0.278 | 6878.392 | 307.743 | 0.0010258 | 5.446 | 0.246 | 0.0055866 | 0.00025235 | 0.842 | 0.81555 | 935 | 5 | Dry Detention | 0.2 |  |  | TMDL | TMDL |  |  | 339.3732 | 835.9939 | 282 | 20% | 20% | 0.0011173 | 5.0471e-05
41 | 13 | 0.018166 | 293 | 41 | 13 | WET | 1.0484 | 0.041 | 1567.871 | 61.608 | 0.962 | 0.921 | 1.008 | 0.038 | 1507.852 | 56.766 | 0.018166 | 0.888 | 0.034 | 0.016131 | 0.00061765 | 0.847 | 0.81976 | 935 | 5 | Dry Detention | 0.2 |  |  | TMDL | TMDL |  |  | 339.3732 | 835.9939 | 293 | 20% | 20% | 0.0032263 | 0.00012353
41 | 13 | 0.016645 | 293 | 41 | 13 | WET | 1.0484 | 0.041 | 1567.871 | 61.608 | 0.962 | 0.921 | 1.008 | 0.038 | 1507.852 | 56.766 | 0.016645 | 0.888 | 0.034 | 0.014781 | 0.00056594 | 0.847 | 0.81976 | 936 | 5 | Dry Detention | 0.2 |  |  | TMDL | TMDL |  |  | 570.5906 | 725.067 | 293 | 20% | 20% | 0.0029562 | 0.00011319
46 | 4 | 15.1856 | 343 | 46 | 4 | IND | 17.0006 | 1.432 | 5136.665 | 432.629 | 0.581 | 0.828 | 9.877 | 1.185 | 2984.427 | 358.031 | 15.1856 | 7.542 | 0.694 | 114.53 | 10.5388 | 0.444 | 0.48499 | 937 | 5 | Dry Detention | 0.2 |  |  | TMDL | TMDL |  |  | 3689.6315 | 661876.9367 | 343 | 20% | 20% | 22.906 | 2.1078
46 | 6 | 0.0090414 | 344 | 46 | 6 | OPE | 7.8531 | 0.34 | 453.903 | 19.632 | 0.587 | 0.847 | 4.613 | 0.288 | 266.622 | 16.626 | 0.0090414 | 3.539 | 0.17 | 0.031997 | 0.001537 | 0.451 | 0.49916 | 937 | 5 | Dry Detention | 0.2 |  |  | TMDL | TMDL |  |  | 3689.6315 | 661876.9367 | 344 | 20% | 20% | 0.0063995 | 0.00030741
40 | 13 | 0.011605 | 281 | 40 | 13 | WET | 1.1184 | 0.045 | 608.832 | 24.31 | 0.88 | 0.889 | 0.985 | 0.04 | 535.989 | 21.621 | 0.011605 | 0.985 | 0.04 | 0.011431 | 0.00046421 | 0.88 | 0.88938 | 938 | 5 | Dry Detention | 0.2 |  |  | TMDL | TMDL |  |  | 202.0901 | 505.5265 | 281 | 20% | 20% | 0.0022863 | 9.2843e-05
46 | 2 | 0.0018459 | 341 | 46 | 2 | MDR | 13.7343 | 0.645 | 12517.372 | 587.845 | 0.585 | 0.835 | 8.036 | 0.539 | 7324.398 | 490.966 | 0.0018459 | 6.155 | 0.317 | 0.011361 | 0.00058514 | 0.448 | 0.49116 | 939 | 5 | Dry Detention | 0.2 |  |  | TMDL | TMDL |  |  | 168.9896 | 937.3895 | 341 | 20% | 20% | 0.0022723 | 0.00011703
46 | 13 | 0.019674 | 350 | 46 | 13 | WET | 1.2605 | 0.048 | 423.33 | 16.035 | 0.592 | 0.901 | 0.746 | 0.043 | 250.472 | 14.442 | 0.019674 | 0.571 | 0.025 | 0.011234 | 0.00049184 | 0.453 | 0.53354 | 939 | 5 | Dry Detention | 0.2 |  |  | TMDL | TMDL |  |  | 168.9896 | 937.3895 | 350 | 20% | 20% | 0.0022467 | 9.8369e-05
10 | 2 | 0.07609 | 11 | 10 | 2 | MDR | 8.9213 | 0.434 | 10274.538 | 499.47 | 0.218 | 0.108 | 1.945 | 0.047 | 2239.911 | 53.782 | 0.07609 | 0.929 | 0.024 | 0.070688 | 0.0018262 | 0.104 | 0.054197 | 940 | 5 | Dry Detention | 0.2 |  |  | TMDL | TMDL |  |  | 245.1144 | 3314.4689 | 11 | 20% | 20% | 0.014138 | 0.00036523
41 | 11 | 0.039742 | 291 | 41 | 11 | FOR | 3.3637 | 0.139 | 1738.258 | 71.607 | 0.961 | 0.923 | 3.231 | 0.128 | 1669.641 | 66.092 | 0.039742 | 2.844 | 0.114 | 0.11303 | 0.0045305 | 0.846 | 0.81972 | 941 | 5 | Dry Detention | 0.2 |  |  | TMDL | TMDL |  |  | 976.4527 | 21177.5574 | 291 | 20% | 20% | 0.022605 | 0.00090611
41 | 12 | 0.15105 | 292 | 41 | 12 | WAT | 1.0456 | 0.041 | 281.889 | 11.073 | 0.962 | 0.921 | 1.006 | 0.038 | 271.1 | 10.202 | 0.15105 | 0.885 | 0.034 | 0.13368 | 0.0051359 | 0.847 | 0.81969 | 941 | 5 | Dry Detention | 0.2 |  |  | TMDL | TMDL |  |  | 976.4527 | 21177.5574 | 292 | 20% | 20% | 0.026737 | 0.0010272
41 | 13 | 0.29538 | 293 | 41 | 13 | WET | 1.0484 | 0.041 | 1567.871 | 61.608 | 0.962 | 0.921 | 1.008 | 0.038 | 1507.852 | 56.766 | 0.29538 | 0.888 | 0.034 | 0.26229 | 0.010043 | 0.847 | 0.81976 | 941 | 5 | Dry Detention | 0.2 |  |  | TMDL | TMDL |  |  | 976.4527 | 21177.5574 | 293 | 20% | 20% | 0.052459 | 0.0020086
3 | 2 | 1.4084e-05 | 1 | 0 | 0 |  | 0 | 0 | 0 | 0 | 0 | 0 | 0 | 0 | 0 | 0 | 1.4084e-05 | 0 | 0 | 0 | 0 | 0 | 0 | 942 | 5 | Dry Detention | 0.2 |  |  | TMDL | TMDL |  |  | 3044.2862 | 264074.4519 | 1 | 20% | 20% | 0 | 0
3 | 4 | 0.00053405 | 3 | 0 | 0 |  | 0 | 0 | 0 | 0 | 0 | 0 | 0 | 0 | 0 | 0 | 0.00053405 | 0 | 0 | 0 | 0 | 0 | 0 | 942 | 5 | Dry Detention | 0.2 |  |  | TMDL | TMDL |  |  | 3044.2862 | 264074.4519 | 3 | 20% | 20% | 0 | 0
10 | 2 | 0.46092 | 11 | 10 | 2 | MDR | 8.9213 | 0.434 | 10274.538 | 499.47 | 0.218 | 0.108 | 1.945 | 0.047 | 2239.911 | 53.782 | 0.46092 | 0.929 | 0.024 | 0.42819 | 0.011062 | 0.104 | 0.054197 | 942 | 5 | Dry Detention | 0.2 |  |  | TMDL | TMDL |  |  | 3044.2862 | 264074.4519 | 11 | 20% | 20% | 0.085638 | 0.0022124
10 | 4 | 2.9285 | 13 | 10 | 4 | IND | 13.1528 | 1.186 | 6233.588 | 562.16 | 0.215 | 0.107 | 2.826 | 0.127 | 1339.375 | 60.359 | 2.9285 | 1.344 | 0.064 | 3.9359 | 0.18742 | 0.102 | 0.054107 | 942 | 5 | Dry Detention | 0.2 |  |  | TMDL | TMDL |  |  | 3044.2862 | 264074.4519 | 13 | 20% | 20% | 0.78718 | 0.037485
50 | 4 | 2.6724 | 374 | 50 | 4 | IND | 14.8186 | 1.314 | 2091.768 | 185.527 | 0.389 | 0.423 | 5.761 | 0.555 | 813.253 | 78.391 | 2.6724 | 1.015 | 0.162 | 2.7125 | 0.43292 | 0.069 | 0.12289 | 942 | 5 | Dry Detention | 0.2 |  |  | TMDL | TMDL |  |  | 3044.2862 | 264074.4519 | 374 | 20% | 20% | 0.54249 | 0.086585
41 | 2 | 0.13397 | 283 | 41 | 2 | MDR | 11.9201 | 0.582 | 23513.664 | 1147.493 | 0.961 | 0.923 | 11.452 | 0.537 | 22589.972 | 1059.182 | 0.13397 | 10.039 | 0.474 | 1.345 | 0.063504 | 0.842 | 0.81527 | 943 | 5 | Dry Detention | 0.2 |  |  | TMDL | TMDL |  |  | 2560.0906 | 166486.0722 | 283 | 20% | 20% | 0.26899 | 0.012701
41 | 11 | 3.6311 | 291 | 41 | 11 | FOR | 3.3637 | 0.139 | 1738.258 | 71.607 | 0.961 | 0.923 | 3.231 | 0.128 | 1669.641 | 66.092 | 3.6311 | 2.844 | 0.114 | 10.3267 | 0.41394 | 0.846 | 0.81972 | 943 | 5 | Dry Detention | 0.2 |  |  | TMDL | TMDL |  |  | 2560.0906 | 166486.0722 | 291 | 20% | 20% | 2.0653 | 0.082788
41 | 13 | 0.056977 | 293 | 41 | 13 | WET | 1.0484 | 0.041 | 1567.871 | 61.608 | 0.962 | 0.921 | 1.008 | 0.038 | 1507.852 | 56.766 | 0.056977 | 0.888 | 0.034 | 0.050596 | 0.0019372 | 0.847 | 0.81976 | 943 | 5 | Dry Detention | 0.2 |  |  | TMDL | TMDL |  |  | 2560.0906 | 166486.0722 | 293 | 20% | 20% | 0.010119 | 0.00038744
40 | 2 | 0.076103 | 272 | 40 | 2 | MDR | 11.6613 | 0.577 | 15641.833 | 773.896 | 0.877 | 0.884 | 10.225 | 0.51 | 13715.384 | 683.794 | 0.076103 | 10.225 | 0.51 | 0.77815 | 0.038812 | 0.877 | 0.88357 | 944 | 5 | Dry Detention | 0.2 |  |  | TMDL | TMDL |  |  | 507.9554 | 3319.3098 | 272 | 20% | 20% | 0.15563 | 0.0077625
40 | 13 | 0.00010839 | 281 | 40 | 13 | WET | 1.1184 | 0.045 | 608.832 | 24.31 | 0.88 | 0.889 | 0.985 | 0.04 | 535.989 | 21.621 | 0.00010839 | 0.985 | 0.04 | 0.00010677 | 4.3358e-06 | 0.88 | 0.88938 | 944 | 5 | Dry Detention | 0.2 |  |  | TMDL | TMDL |  |  | 507.9554 | 3319.3098 | 281 | 20% | 20% | 2.1354e-05 | 8.6715e-07
46 | 13 | 0.088445 | 350 | 46 | 13 | WET | 1.2605 | 0.048 | 423.33 | 16.035 | 0.592 | 0.901 | 0.746 | 0.043 | 250.472 | 14.442 | 0.088445 | 0.571 | 0.025 | 0.050502 | 0.0022111 | 0.453 | 0.53354 | 945 | 5 | Dry Detention | 0.2 |  |  | TMDL | TMDL |  |  | 341.2761 | 3852.6518 | 350 | 20% | 20% | 0.0101 | 0.00044223
10 | 2 | 0.52101 | 11 | 10 | 2 | MDR | 8.9213 | 0.434 | 10274.538 | 499.47 | 0.218 | 0.108 | 1.945 | 0.047 | 2239.911 | 53.782 | 0.52101 | 0.929 | 0.024 | 0.48402 | 0.012504 | 0.104 | 0.054197 | 946 | 5 | Dry Detention | 0.2 |  |  | TMDL | TMDL |  |  | 709.412 | 22695.2995 | 11 | 20% | 20% | 0.096804 | 0.0025009
41 | 4 | 1.8582 | 285 | 41 | 4 | IND | 15.0465 | 1.299 | 22984.638 | 1984.314 | 0.961 | 0.924 | 14.457 | 1.2 | 22084.136 | 1832.828 | 1.8582 | 12.656 | 1.059 | 23.517 | 1.9678 | 0.841 | 0.81549 | 947 | 5 | Dry Detention | 0.2 |  |  | TMDL | TMDL |  |  | 1371.9783 | 80941.6389 | 285 | 20% | 20% | 4.7034 | 0.39356
41 | 1 | 1.4961 | 282 | 41 | 1 | LDR | 6.4645 | 0.301 | 7159.582 | 333.43 | 0.961 | 0.923 | 6.211 | 0.278 | 6878.392 | 307.743 | 1.4961 | 5.446 | 0.246 | 8.1479 | 0.36805 | 0.842 | 0.81555 | 948 | 5 | Dry Detention | 0.2 |  |  | TMDL | TMDL |  |  | 1978.7907 | 84214.5143 | 282 | 20% | 20% | 1.6296 | 0.07361
41 | 11 | 0.063328 | 291 | 41 | 11 | FOR | 3.3637 | 0.139 | 1738.258 | 71.607 | 0.961 | 0.923 | 3.231 | 0.128 | 1669.641 | 66.092 | 0.063328 | 2.844 | 0.114 | 0.1801 | 0.0072194 | 0.846 | 0.81972 | 948 | 5 | Dry Detention | 0.2 |  |  | TMDL | TMDL |  |  | 1978.7907 | 84214.5143 | 291 | 20% | 20% | 0.036021 | 0.0014439
41 | 13 | 0.37385 | 293 | 41 | 13 | WET | 1.0484 | 0.041 | 1567.871 | 61.608 | 0.962 | 0.921 | 1.008 | 0.038 | 1507.852 | 56.766 | 0.37385 | 0.888 | 0.034 | 0.33197 | 0.012711 | 0.847 | 0.81976 | 948 | 5 | Dry Detention | 0.2 |  |  | TMDL | TMDL |  |  | 1978.7907 | 84214.5143 | 293 | 20% | 20% | 0.066395 | 0.0025421
41 | 4 | 0.0051 | 285 | 41 | 4 | IND | 15.0465 | 1.299 | 22984.638 | 1984.314 | 0.961 | 0.924 | 14.457 | 1.2 | 22084.136 | 1832.828 | 0.0051 | 12.656 | 1.059 | 0.064545 | 0.0054009 | 0.841 | 0.81549 | 949 | 5 | Dry Detention | 0.2 |  |  | TMDL | TMDL |  |  | 252.059 | 222.7077 | 285 | 20% | 20% | 0.012909 | 0.0010802
41 | 13 | 1.2721e-05 | 293 | 41 | 13 | WET | 1.0484 | 0.041 | 1567.871 | 61.608 | 0.962 | 0.921 | 1.008 | 0.038 | 1507.852 | 56.766 | 1.2721e-05 | 0.888 | 0.034 | 1.1297e-05 | 4.3252e-07 | 0.847 | 0.81976 | 949 | 5 | Dry Detention | 0.2 |  |  | TMDL | TMDL |  |  | 252.059 | 222.7077 | 293 | 20% | 20% | 2.2593e-06 | 8.6505e-08
10 | 3 | 0.26474 | 12 | 10 | 3 | HDR | 20.4816 | 1.592 | 2308.35 | 179.368 | 0.218 | 0.11 | 4.463 | 0.176 | 503.021 | 19.791 | 0.26474 | 2.131 | 0.089 | 0.56416 | 0.023562 | 0.104 | 0.055829 | 950 | 5 | Dry Detention | 0.2 |  |  | TMDL | TMDL |  |  | 4733.8023 | 623483.7354 | 12 | 20% | 20% | 0.11283 | 0.0047124
10 | 4 | 0.035609 | 13 | 10 | 4 | IND | 13.1528 | 1.186 | 6233.588 | 562.16 | 0.215 | 0.107 | 2.826 | 0.127 | 1339.375 | 60.359 | 0.035609 | 1.344 | 0.064 | 0.047858 | 0.002279 | 0.102 | 0.054107 | 950 | 5 | Dry Detention | 0.2 |  |  | TMDL | TMDL |  |  | 4733.8023 | 623483.7354 | 13 | 20% | 20% | 0.0095716 | 0.00045579
48 | 3 | 0.0082714 | 358 | 48 | 3 | HDR | 30.2853 | 2.187 | 4047.436 | 292.289 | 0.536 | 0.607 | 16.239 | 1.328 | 2170.2 | 177.473 | 0.0082714 | 7.374 | 0.721 | 0.060993 | 0.0059637 | 0.243 | 0.32955 | 950 | 5 | Dry Detention | 0.2 |  |  | TMDL | TMDL |  |  | 4733.8023 | 623483.7354 | 358 | 20% | 20% | 0.012199 | 0.0011927
48 | 4 | 3.2407 | 359 | 48 | 4 | IND | 17.5641 | 1.47 | 2818.413 | 235.959 | 0.533 | 0.603 | 9.355 | 0.887 | 1501.072 | 142.35 | 3.2407 | 4.213 | 0.473 | 13.6529 | 1.5328 | 0.24 | 0.32137 | 950 | 5 | Dry Detention | 0.2 |  |  | TMDL | TMDL |  |  | 4733.8023 | 623483.7354 | 359 | 20% | 20% | 2.7306 | 0.30657
48 | 11 | 2.8755 | 361 | 48 | 11 | FOR | 4.2881 | 0.17 | 123.722 | 4.909 | 0.544 | 0.614 | 2.334 | 0.104 | 67.345 | 3.014 | 2.8755 | 1.092 | 0.06 | 3.14 | 0.17253 | 0.255 | 0.35186 | 950 | 5 | Dry Detention | 0.2 |  |  | TMDL | TMDL |  |  | 4733.8023 | 623483.7354 | 361 | 20% | 20% | 0.628 | 0.034505
48 | 12 | 0.26866 | 362 | 48 | 12 | WAT | 1.3066 | 0.049 | 10.132 | 0.378 | 0.547 | 0.615 | 0.715 | 0.03 | 5.547 | 0.233 | 0.26866 | 0.328 | 0.017 | 0.08812 | 0.0045672 | 0.251 | 0.35605 | 950 | 5 | Dry Detention | 0.2 |  |  | TMDL | TMDL |  |  | 4733.8023 | 623483.7354 | 362 | 20% | 20% | 0.017624 | 0.00091344
48 | 13 | 0.70646 | 363 | 48 | 13 | WET | 1.3092 | 0.049 | 67.807 | 2.532 | 0.548 | 0.615 | 0.717 | 0.03 | 37.126 | 1.558 | 0.70646 | 0.329 | 0.017 | 0.23243 | 0.01201 | 0.251 | 0.35619 | 950 | 5 | Dry Detention | 0.2 |  |  | TMDL | TMDL |  |  | 4733.8023 | 623483.7354 | 363 | 20% | 20% | 0.046485 | 0.002402
50 | 3 | 3.9124 | 373 | 50 | 3 | HDR | 21.572 | 1.662 | 2240.996 | 172.652 | 0.394 | 0.43 | 8.501 | 0.715 | 883.12 | 74.316 | 3.9124 | 1.531 | 0.222 | 5.9899 | 0.86856 | 0.071 | 0.13346 | 950 | 5 | Dry Detention | 0.2 |  |  | TMDL | TMDL |  |  | 4733.8023 | 623483.7354 | 373 | 20% | 20% | 1.198 | 0.17371
50 | 4 | 1.4027 | 374 | 50 | 4 | IND | 14.8186 | 1.314 | 2091.768 | 185.527 | 0.389 | 0.423 | 5.761 | 0.555 | 813.253 | 78.391 | 1.4027 | 1.015 | 0.162 | 1.4237 | 0.22723 | 0.069 | 0.12289 | 950 | 5 | Dry Detention | 0.2 |  |  | TMDL | TMDL |  |  | 4733.8023 | 623483.7354 | 374 | 20% | 20% | 0.28474 | 0.045447
50 | 10 | 0.35915 | 376 | 50 | 10 | RAN | 3.3985 | 0.139 | 3.96 | 0.162 | 0.408 | 0.443 | 1.387 | 0.062 | 1.616 | 0.072 | 0.35915 | 0.26 | 0.02 | 0.093379 | 0.007183 | 0.077 | 0.14568 | 950 | 5 | Dry Detention | 0.2 |  |  | TMDL | TMDL |  |  | 4733.8023 | 623483.7354 | 376 | 20% | 20% | 0.018676 | 0.0014366
50 | 11 | 1.2392 | 377 | 50 | 11 | FOR | 1.5667 | 0.063 | 15.296 | 0.618 | 0.427 | 0.463 | 0.669 | 0.029 | 6.527 | 0.286 | 1.2392 | 0.138 | 0.012 | 0.17101 | 0.01487 | 0.088 | 0.18747 | 950 | 5 | Dry Detention | 0.2 |  |  | TMDL | TMDL |  |  | 4733.8023 | 623483.7354 | 377 | 20% | 20% | 0.034201 | 0.002974
10 | 2 | 0.21376 | 11 | 10 | 2 | MDR | 8.9213 | 0.434 | 10274.538 | 499.47 | 0.218 | 0.108 | 1.945 | 0.047 | 2239.911 | 53.782 | 0.21376 | 0.929 | 0.024 | 0.19858 | 0.0051302 | 0.104 | 0.054197 | 951 | 5 | Dry Detention | 0.2 |  |  | TMDL | TMDL |  |  | 467.4893 | 12328.2132 | 11 | 20% | 20% | 0.039716 | 0.001026
10 | 12 | 0.06926 | 18 | 10 | 12 | WAT | 0.23667 | 0.006 | 74.59 | 1.829 | 0.243 | 0.126 | 0.057 | 0.001 | 18.111 | 0.231 | 0.06926 | 0.028 | 0 | 0.0019393 | 0 | 0.119 | 0.064699 | 951 | 5 | Dry Detention | 0.2 |  |  | TMDL | TMDL |  |  | 467.4893 | 12328.2132 | 18 | 20% | 20% | 0.00038786 | 0
10 | 2 | 0.44055 | 11 | 10 | 2 | MDR | 8.9213 | 0.434 | 10274.538 | 499.47 | 0.218 | 0.108 | 1.945 | 0.047 | 2239.911 | 53.782 | 0.44055 | 0.929 | 0.024 | 0.40927 | 0.010573 | 0.104 | 0.054197 | 952 | 5 | Dry Detention | 0.2 |  |  | TMDL | TMDL |  |  | 647.5413 | 26008.85 | 11 | 20% | 20% | 0.081853 | 0.0021146
10 | 12 | 0.15654 | 18 | 10 | 12 | WAT | 0.23667 | 0.006 | 74.59 | 1.829 | 0.243 | 0.126 | 0.057 | 0.001 | 18.111 | 0.231 | 0.15654 | 0.028 | 0 | 0.0043831 | 0 | 0.119 | 0.064699 | 952 | 5 | Dry Detention | 0.2 |  |  | TMDL | TMDL |  |  | 647.5413 | 26008.85 | 18 | 20% | 20% | 0.00087662 | 0
41 | 4 | 0.040591 | 285 | 41 | 4 | IND | 15.0465 | 1.299 | 22984.638 | 1984.314 | 0.961 | 0.924 | 14.457 | 1.2 | 22084.136 | 1832.828 | 0.040591 | 12.656 | 1.059 | 0.51372 | 0.042986 | 0.841 | 0.81549 | 953 | 5 | Dry Detention | 0.2 |  |  | TMDL | TMDL |  |  | 474.3201 | 1781.5896 | 285 | 20% | 20% | 0.10274 | 0.0085971
41 | 13 | 0.00030901 | 293 | 41 | 13 | WET | 1.0484 | 0.041 | 1567.871 | 61.608 | 0.962 | 0.921 | 1.008 | 0.038 | 1507.852 | 56.766 | 0.00030901 | 0.888 | 0.034 | 0.0002744 | 1.0506e-05 | 0.847 | 0.81976 | 953 | 5 | Dry Detention | 0.2 |  |  | TMDL | TMDL |  |  | 474.3201 | 1781.5896 | 293 | 20% | 20% | 5.488e-05 | 2.1012e-06
41 | 2 | 0.035606 | 283 | 41 | 2 | MDR | 11.9201 | 0.582 | 23513.664 | 1147.493 | 0.961 | 0.923 | 11.452 | 0.537 | 22589.972 | 1059.182 | 0.035606 | 10.039 | 0.474 | 0.35745 | 0.016877 | 0.842 | 0.81527 | 954 | 5 | Dry Detention | 0.2 |  |  | TMDL | TMDL |  |  | 752.181 | 3734.3935 | 283 | 20% | 20% | 0.07149 | 0.0033754
41 | 11 | 0.038444 | 291 | 41 | 11 | FOR | 3.3637 | 0.139 | 1738.258 | 71.607 | 0.961 | 0.923 | 3.231 | 0.128 | 1669.641 | 66.092 | 0.038444 | 2.844 | 0.114 | 0.10933 | 0.0043826 | 0.846 | 0.81972 | 954 | 5 | Dry Detention | 0.2 |  |  | TMDL | TMDL |  |  | 752.181 | 3734.3935 | 291 | 20% | 20% | 0.021867 | 0.00087652
41 | 13 | 0.01168 | 293 | 41 | 13 | WET | 1.0484 | 0.041 | 1567.871 | 61.608 | 0.962 | 0.921 | 1.008 | 0.038 | 1507.852 | 56.766 | 0.01168 | 0.888 | 0.034 | 0.010372 | 0.00039714 | 0.847 | 0.81976 | 954 | 5 | Dry Detention | 0.2 |  |  | TMDL | TMDL |  |  | 752.181 | 3734.3935 | 293 | 20% | 20% | 0.0020744 | 7.9427e-05
40 | 2 | 24.8176 | 272 | 40 | 2 | MDR | 11.6613 | 0.577 | 15641.833 | 773.896 | 0.877 | 0.884 | 10.225 | 0.51 | 13715.384 | 683.794 | 24.8176 | 10.225 | 0.51 | 253.7604 | 12.657 | 0.877 | 0.88357 | 955 | 5 | Dry Detention | 0.2 |  |  | TMDL | TMDL |  |  | 6112.5952 | 1453812.2005 | 272 | 20% | 20% | 50.7521 | 2.5314
40 | 13 | 8.5574 | 281 | 40 | 13 | WET | 1.1184 | 0.045 | 608.832 | 24.31 | 0.88 | 0.889 | 0.985 | 0.04 | 535.989 | 21.621 | 8.5574 | 0.985 | 0.04 | 8.4291 | 0.3423 | 0.88 | 0.88938 | 955 | 5 | Dry Detention | 0.2 |  |  | TMDL | TMDL |  |  | 6112.5952 | 1453812.2005 | 281 | 20% | 20% | 1.6858 | 0.068459
41 | 4 | 0.76581 | 285 | 41 | 4 | IND | 15.0465 | 1.299 | 22984.638 | 1984.314 | 0.961 | 0.924 | 14.457 | 1.2 | 22084.136 | 1832.828 | 0.76581 | 12.656 | 1.059 | 9.6921 | 0.811 | 0.841 | 0.81549 | 956 | 5 | Dry Detention | 0.2 |  |  | TMDL | TMDL |  |  | 2426.4658 | 39798.8724 | 285 | 20% | 20% | 1.9384 | 0.1622
41 | 13 | 0.14785 | 293 | 41 | 13 | WET | 1.0484 | 0.041 | 1567.871 | 61.608 | 0.962 | 0.921 | 1.008 | 0.038 | 1507.852 | 56.766 | 0.14785 | 0.888 | 0.034 | 0.13129 | 0.0050268 | 0.847 | 0.81976 | 956 | 5 | Dry Detention | 0.2 |  |  | TMDL | TMDL |  |  | 2426.4658 | 39798.8724 | 293 | 20% | 20% | 0.026258 | 0.0010054
40 | 2 | 0.15452 | 272 | 40 | 2 | MDR | 11.6613 | 0.577 | 15641.833 | 773.896 | 0.877 | 0.884 | 10.225 | 0.51 | 13715.384 | 683.794 | 0.15452 | 10.225 | 0.51 | 1.58 | 0.078808 | 0.877 | 0.88357 | 957 | 5 | Dry Detention | 0.2 |  |  | TMDL | TMDL |  |  | 1081.9522 | 6731.0714 | 272 | 20% | 20% | 0.316 | 0.015762
48 | 2 | 0.0085057 | 357 | 48 | 2 | MDR | 14.2002 | 0.661 | 5134.972 | 239.151 | 0.536 | 0.605 | 7.618 | 0.4 | 2754.654 | 144.695 | 0.0085057 | 3.462 | 0.214 | 0.029447 | 0.0018202 | 0.244 | 0.32348 | 958 | 5 | Dry Detention | 0.2 |  |  | TMDL | TMDL |  |  | 2538.1428 | 145171.5999 | 357 | 20% | 20% | 0.0058894 | 0.00036405
48 | 3 | 2.9349 | 358 | 48 | 3 | HDR | 30.2853 | 2.187 | 4047.436 | 292.289 | 0.536 | 0.607 | 16.239 | 1.328 | 2170.2 | 177.473 | 2.9349 | 7.374 | 0.721 | 21.642 | 2.1161 | 0.243 | 0.32955 | 958 | 5 | Dry Detention | 0.2 |  |  | TMDL | TMDL |  |  | 2538.1428 | 145171.5999 | 358 | 20% | 20% | 4.3284 | 0.42321
48 | 4 | 0.38928 | 359 | 48 | 4 | IND | 17.5641 | 1.47 | 2818.413 | 235.959 | 0.533 | 0.603 | 9.355 | 0.887 | 1501.072 | 142.35 | 0.38928 | 4.213 | 0.473 | 1.64 | 0.18413 | 0.24 | 0.32137 | 958 | 5 | Dry Detention | 0.2 |  |  | TMDL | TMDL |  |  | 2538.1428 | 145171.5999 | 359 | 20% | 20% | 0.328 | 0.036826
10 | 2 | 0.62177 | 11 | 10 | 2 | MDR | 8.9213 | 0.434 | 10274.538 | 499.47 | 0.218 | 0.108 | 1.945 | 0.047 | 2239.911 | 53.782 | 0.62177 | 0.929 | 0.024 | 0.57762 | 0.014922 | 0.104 | 0.054197 | 959 | 5 | Dry Detention | 0.2 |  |  | TMDL | TMDL |  |  | 815.8497 | 30307.1147 | 11 | 20% | 20% | 0.11552 | 0.0029845
10 | 12 | 0.073988 | 18 | 10 | 12 | WAT | 0.23667 | 0.006 | 74.59 | 1.829 | 0.243 | 0.126 | 0.057 | 0.001 | 18.111 | 0.231 | 0.073988 | 0.028 | 0 | 0.0020717 | 0 | 0.119 | 0.064699 | 959 | 5 | Dry Detention | 0.2 |  |  | TMDL | TMDL |  |  | 815.8497 | 30307.1147 | 18 | 20% | 20% | 0.00041433 | 0
10 | 4 | 2.1684 | 13 | 10 | 4 | IND | 13.1528 | 1.186 | 6233.588 | 562.16 | 0.215 | 0.107 | 2.826 | 0.127 | 1339.375 | 60.359 | 2.1684 | 1.344 | 0.064 | 2.9144 | 0.13878 | 0.102 | 0.054107 | 960 | 5 | Dry Detention | 0.2 |  |  | TMDL | TMDL |  |  | 1424.7259 | 94456.3749 | 13 | 20% | 20% | 0.58287 | 0.027756
41 | 4 | 0.01434 | 285 | 41 | 4 | IND | 15.0465 | 1.299 | 22984.638 | 1984.314 | 0.961 | 0.924 | 14.457 | 1.2 | 22084.136 | 1832.828 | 0.01434 | 12.656 | 1.059 | 0.18148 | 0.015186 | 0.841 | 0.81549 | 961 | 5 | Dry Detention | 0.2 |  |  | TMDL | TMDL |  |  | 338.3509 | 866.897 | 285 | 20% | 20% | 0.036297 | 0.0030371
41 | 6 | 0.0055514 | 286 | 41 | 6 | OPE | 6.7112 | 0.301 | 712.339 | 31.937 | 0.96 | 0.922 | 6.446 | 0.278 | 684.169 | 29.462 | 0.0055514 | 5.655 | 0.245 | 0.031393 | 0.0013601 | 0.843 | 0.81557 | 961 | 5 | Dry Detention | 0.2 |  |  | TMDL | TMDL |  |  | 338.3509 | 866.897 | 286 | 20% | 20% | 0.0062786 | 0.00027202
41 | 13 | 1.0245e-05 | 293 | 41 | 13 | WET | 1.0484 | 0.041 | 1567.871 | 61.608 | 0.962 | 0.921 | 1.008 | 0.038 | 1507.852 | 56.766 | 1.0245e-05 | 0.888 | 0.034 | 9.0976e-06 | 3.4833e-07 | 0.847 | 0.81976 | 961 | 5 | Dry Detention | 0.2 |  |  | TMDL | TMDL |  |  | 338.3509 | 866.897 | 293 | 20% | 20% | 1.8195e-06 | 6.9666e-08
41 | 4 | 0.0054467 | 285 | 41 | 4 | IND | 15.0465 | 1.299 | 22984.638 | 1984.314 | 0.961 | 0.924 | 14.457 | 1.2 | 22084.136 | 1832.828 | 0.0054467 | 12.656 | 1.059 | 0.068933 | 0.005768 | 0.841 | 0.81549 | 962 | 5 | Dry Detention | 0.2 |  |  | TMDL | TMDL |  |  | 154.3332 | 290.6084 | 285 | 20% | 20% | 0.013787 | 0.0011536
41 | 11 | 0.0012248 | 291 | 41 | 11 | FOR | 3.3637 | 0.139 | 1738.258 | 71.607 | 0.961 | 0.923 | 3.231 | 0.128 | 1669.641 | 66.092 | 0.0012248 | 2.844 | 0.114 | 0.0034833 | 0.00013963 | 0.846 | 0.81972 | 962 | 5 | Dry Detention | 0.2 |  |  | TMDL | TMDL |  |  | 154.3332 | 290.6084 | 291 | 20% | 20% | 0.00069666 | 2.7925e-05
41 | 4 | 0.40528 | 285 | 41 | 4 | IND | 15.0465 | 1.299 | 22984.638 | 1984.314 | 0.961 | 0.924 | 14.457 | 1.2 | 22084.136 | 1832.828 | 0.40528 | 12.656 | 1.059 | 5.1293 | 0.4292 | 0.841 | 0.81549 | 963 | 5 | Dry Detention | 0.2 |  |  | TMDL | TMDL |  |  | 5048.716 | 333416.3237 | 285 | 20% | 20% | 1.0259 | 0.085839
41 | 13 | 7.2489 | 293 | 41 | 13 | WET | 1.0484 | 0.041 | 1567.871 | 61.608 | 0.962 | 0.921 | 1.008 | 0.038 | 1507.852 | 56.766 | 7.2489 | 0.888 | 0.034 | 6.437 | 0.24646 | 0.847 | 0.81976 | 963 | 5 | Dry Detention | 0.2 |  |  | TMDL | TMDL |  |  | 5048.716 | 333416.3237 | 293 | 20% | 20% | 1.2874 | 0.049293
10 | 2 | 0.34501 | 11 | 10 | 2 | MDR | 8.9213 | 0.434 | 10274.538 | 499.47 | 0.218 | 0.108 | 1.945 | 0.047 | 2239.911 | 53.782 | 0.34501 | 0.929 | 0.024 | 0.32052 | 0.0082803 | 0.104 | 0.054197 | 964 | 5 | Dry Detention | 0.2 |  |  | TMDL | TMDL |  |  | 500.4314 | 15028.8162 | 11 | 20% | 20% | 0.064103 | 0.0016561
41 | 4 | 3.2137 | 285 | 41 | 4 | IND | 15.0465 | 1.299 | 22984.638 | 1984.314 | 0.961 | 0.924 | 14.457 | 1.2 | 22084.136 | 1832.828 | 3.2137 | 12.656 | 1.059 | 40.6727 | 3.4033 | 0.841 | 0.81549 | 965 | 5 | Dry Detention | 0.2 |  |  | TMDL | TMDL |  |  | 2106.8522 | 147643.1458 | 285 | 20% | 20% | 8.1345 | 0.68066
41 | 11 | 0.17573 | 291 | 41 | 11 | FOR | 3.3637 | 0.139 | 1738.258 | 71.607 | 0.961 | 0.923 | 3.231 | 0.128 | 1669.641 | 66.092 | 0.17573 | 2.844 | 0.114 | 0.49977 | 0.020033 | 0.846 | 0.81972 | 965 | 5 | Dry Detention | 0.2 |  |  | TMDL | TMDL |  |  | 2106.8522 | 147643.1458 | 291 | 20% | 20% | 0.099954 | 0.0040066
41 | 4 | 0.0014488 | 285 | 41 | 4 | IND | 15.0465 | 1.299 | 22984.638 | 1984.314 | 0.961 | 0.924 | 14.457 | 1.2 | 22084.136 | 1832.828 | 0.0014488 | 12.656 | 1.059 | 0.018337 | 0.0015343 | 0.841 | 0.81549 | 966 | 5 | Dry Detention | 0.2 |  |  | TMDL | TMDL |  |  | 84.9807 | 248.8459 | 285 | 20% | 20% | 0.0036673 | 0.00030687
41 | 11 | 0.0042639 | 291 | 41 | 11 | FOR | 3.3637 | 0.139 | 1738.258 | 71.607 | 0.961 | 0.923 | 3.231 | 0.128 | 1669.641 | 66.092 | 0.0042639 | 2.844 | 0.114 | 0.012127 | 0.00048608 | 0.846 | 0.81972 | 966 | 5 | Dry Detention | 0.2 |  |  | TMDL | TMDL |  |  | 84.9807 | 248.8459 | 291 | 20% | 20% | 0.0024253 | 9.7217e-05
10 | 4 | 0.92586 | 13 | 10 | 4 | IND | 13.1528 | 1.186 | 6233.588 | 562.16 | 0.215 | 0.107 | 2.826 | 0.127 | 1339.375 | 60.359 | 0.92586 | 1.344 | 0.064 | 1.2444 | 0.059255 | 0.102 | 0.054107 | 967 | 5 | Dry Detention | 0.2 |  |  | TMDL | TMDL |  |  | 799.156 | 40330.3515 | 13 | 20% | 20% | 0.24887 | 0.011851
10 | 2 | 0.2712 | 11 | 10 | 2 | MDR | 8.9213 | 0.434 | 10274.538 | 499.47 | 0.218 | 0.108 | 1.945 | 0.047 | 2239.911 | 53.782 | 0.2712 | 0.929 | 0.024 | 0.25194 | 0.0065088 | 0.104 | 0.054197 | 968 | 5 | Dry Detention | 0.2 |  |  | TMDL | TMDL |  |  | 435.0307 | 11813.3603 | 11 | 20% | 20% | 0.050389 | 0.0013018
41 | 4 | 0.0010148 | 285 | 41 | 4 | IND | 15.0465 | 1.299 | 22984.638 | 1984.314 | 0.961 | 0.924 | 14.457 | 1.2 | 22084.136 | 1832.828 | 0.0010148 | 12.656 | 1.059 | 0.012843 | 0.0010747 | 0.841 | 0.81549 | 969 | 5 | Dry Detention | 0.2 |  |  | TMDL | TMDL |  |  | 46.4044 | 44.2038 | 285 | 20% | 20% | 0.0025686 | 0.00021493
10 | 2 | 0.28533 | 11 | 10 | 2 | MDR | 8.9213 | 0.434 | 10274.538 | 499.47 | 0.218 | 0.108 | 1.945 | 0.047 | 2239.911 | 53.782 | 0.28533 | 0.929 | 0.024 | 0.26507 | 0.0068479 | 0.104 | 0.054197 | 970 | 5 | Dry Detention | 0.2 |  |  | TMDL | TMDL |  |  | 1193.3742 | 52154.2906 | 11 | 20% | 20% | 0.053014 | 0.0013696
10 | 4 | 0.91197 | 13 | 10 | 4 | IND | 13.1528 | 1.186 | 6233.588 | 562.16 | 0.215 | 0.107 | 2.826 | 0.127 | 1339.375 | 60.359 | 0.91197 | 1.344 | 0.064 | 1.2257 | 0.058366 | 0.102 | 0.054107 | 970 | 5 | Dry Detention | 0.2 |  |  | TMDL | TMDL |  |  | 1193.3742 | 52154.2906 | 13 | 20% | 20% | 0.24514 | 0.011673
10 | 2 | 0.38639 | 11 | 10 | 2 | MDR | 8.9213 | 0.434 | 10274.538 | 499.47 | 0.218 | 0.108 | 1.945 | 0.047 | 2239.911 | 53.782 | 0.38639 | 0.929 | 0.024 | 0.35895 | 0.0092733 | 0.104 | 0.054197 | 971 | 5 | Dry Detention | 0.2 |  |  | TMDL | TMDL |  |  | 526.9508 | 17220.4564 | 11 | 20% | 20% | 0.071791 | 0.0018547
10 | 4 | 0.0089417 | 13 | 10 | 4 | IND | 13.1528 | 1.186 | 6233.588 | 562.16 | 0.215 | 0.107 | 2.826 | 0.127 | 1339.375 | 60.359 | 0.0089417 | 1.344 | 0.064 | 0.012018 | 0.00057227 | 0.102 | 0.054107 | 971 | 5 | Dry Detention | 0.2 |  |  | TMDL | TMDL |  |  | 526.9508 | 17220.4564 | 13 | 20% | 20% | 0.0024035 | 0.00011445
41 | 4 | 0.0088065 | 285 | 41 | 4 | IND | 15.0465 | 1.299 | 22984.638 | 1984.314 | 0.961 | 0.924 | 14.457 | 1.2 | 22084.136 | 1832.828 | 0.0088065 | 12.656 | 1.059 | 0.11146 | 0.0093261 | 0.841 | 0.81549 | 972 | 5 | Dry Detention | 0.2 |  |  | TMDL | TMDL |  |  | 538.8361 | 6624.5801 | 285 | 20% | 20% | 0.022291 | 0.0018652
41 | 13 | 0.14327 | 293 | 41 | 13 | WET | 1.0484 | 0.041 | 1567.871 | 61.608 | 0.962 | 0.921 | 1.008 | 0.038 | 1507.852 | 56.766 | 0.14327 | 0.888 | 0.034 | 0.12723 | 0.0048713 | 0.847 | 0.81976 | 972 | 5 | Dry Detention | 0.2 |  |  | TMDL | TMDL |  |  | 538.8361 | 6624.5801 | 293 | 20% | 20% | 0.025445 | 0.00097426
41 | 4 | 0.28626 | 285 | 41 | 4 | IND | 15.0465 | 1.299 | 22984.638 | 1984.314 | 0.961 | 0.924 | 14.457 | 1.2 | 22084.136 | 1832.828 | 0.28626 | 12.656 | 1.059 | 3.6229 | 0.30315 | 0.841 | 0.81549 | 973 | 5 | Dry Detention | 0.2 |  |  | TMDL | TMDL |  |  | 448.7601 | 12469.3606 | 285 | 20% | 20% | 0.72458 | 0.06063
10 | 2 | 0.043981 | 11 | 10 | 2 | MDR | 8.9213 | 0.434 | 10274.538 | 499.47 | 0.218 | 0.108 | 1.945 | 0.047 | 2239.911 | 53.782 | 0.043981 | 0.929 | 0.024 | 0.040858 | 0.0010555 | 0.104 | 0.054197 | 974 | 5 | Dry Detention | 0.2 |  |  | TMDL | TMDL |  |  | 612.18 | 21484.1667 | 11 | 20% | 20% | 0.0081716 | 0.00021111
10 | 4 | 0.44923 | 13 | 10 | 4 | IND | 13.1528 | 1.186 | 6233.588 | 562.16 | 0.215 | 0.107 | 2.826 | 0.127 | 1339.375 | 60.359 | 0.44923 | 1.344 | 0.064 | 0.60377 | 0.028751 | 0.102 | 0.054107 | 974 | 5 | Dry Detention | 0.2 |  |  | TMDL | TMDL |  |  | 612.18 | 21484.1667 | 13 | 20% | 20% | 0.12075 | 0.0057501
41 | 4 | 0.3879 | 285 | 41 | 4 | IND | 15.0465 | 1.299 | 22984.638 | 1984.314 | 0.961 | 0.924 | 14.457 | 1.2 | 22084.136 | 1832.828 | 0.3879 | 12.656 | 1.059 | 4.9093 | 0.41079 | 0.841 | 0.81549 | 975 | 5 | Dry Detention | 0.2 |  |  | TMDL | TMDL |  |  | 932.3256 | 18984.8806 | 285 | 20% | 20% | 0.98186 | 0.082158
41 | 13 | 0.04793 | 293 | 41 | 13 | WET | 1.0484 | 0.041 | 1567.871 | 61.608 | 0.962 | 0.921 | 1.008 | 0.038 | 1507.852 | 56.766 | 0.04793 | 0.888 | 0.034 | 0.042562 | 0.0016296 | 0.847 | 0.81976 | 975 | 5 | Dry Detention | 0.2 |  |  | TMDL | TMDL |  |  | 932.3256 | 18984.8806 | 293 | 20% | 20% | 0.0085124 | 0.00032593
41 | 13 | 0.0029817 | 293 | 41 | 13 | WET | 1.0484 | 0.041 | 1567.871 | 61.608 | 0.962 | 0.921 | 1.008 | 0.038 | 1507.852 | 56.766 | 0.0029817 | 0.888 | 0.034 | 0.0026478 | 0.00010138 | 0.847 | 0.81976 | 976 | 5 | Dry Detention | 0.2 |  |  | TMDL | TMDL |  |  | 55.7324 | 129.8827 | 293 | 20% | 20% | 0.00052955 | 2.0276e-05
10 | 2 | 0.33066 | 11 | 10 | 2 | MDR | 8.9213 | 0.434 | 10274.538 | 499.47 | 0.218 | 0.108 | 1.945 | 0.047 | 2239.911 | 53.782 | 0.33066 | 0.929 | 0.024 | 0.30718 | 0.0079358 | 0.104 | 0.054197 | 977 | 5 | Dry Detention | 0.2 |  |  | TMDL | TMDL |  |  | 1859.5365 | 14403.4047 | 11 | 20% | 20% | 0.061436 | 0.0015872
10 | 2 | 0.47994 | 11 | 10 | 2 | MDR | 8.9213 | 0.434 | 10274.538 | 499.47 | 0.218 | 0.108 | 1.945 | 0.047 | 2239.911 | 53.782 | 0.47994 | 0.929 | 0.024 | 0.44587 | 0.011519 | 0.104 | 0.054197 | 978 | 5 | Dry Detention | 0.2 |  |  | TMDL | TMDL |  |  | 818.9571 | 20906.1266 | 11 | 20% | 20% | 0.089173 | 0.0023037
41 | 2 | 1.0107 | 283 | 41 | 2 | MDR | 11.9201 | 0.582 | 23513.664 | 1147.493 | 0.961 | 0.923 | 11.452 | 0.537 | 22589.972 | 1059.182 | 1.0107 | 10.039 | 0.474 | 10.1463 | 0.47907 | 0.842 | 0.81527 | 979 | 5 | Dry Detention | 0.2 |  |  | TMDL | TMDL |  |  | 1029.6937 | 57991.4068 | 283 | 20% | 20% | 2.0293 | 0.095813
41 | 11 | 0.32062 | 291 | 41 | 11 | FOR | 3.3637 | 0.139 | 1738.258 | 71.607 | 0.961 | 0.923 | 3.231 | 0.128 | 1669.641 | 66.092 | 0.32062 | 2.844 | 0.114 | 0.91184 | 0.036551 | 0.846 | 0.81972 | 979 | 5 | Dry Detention | 0.2 |  |  | TMDL | TMDL |  |  | 1029.6937 | 57991.4068 | 291 | 20% | 20% | 0.18237 | 0.0073101
41 | 2 | 0.13659 | 283 | 41 | 2 | MDR | 11.9201 | 0.582 | 23513.664 | 1147.493 | 0.961 | 0.923 | 11.452 | 0.537 | 22589.972 | 1059.182 | 0.13659 | 10.039 | 0.474 | 1.3712 | 0.064743 | 0.842 | 0.81527 | 980 | 5 | Dry Detention | 0.2 |  |  | TMDL | TMDL |  |  | 484.9276 | 12381.6286 | 283 | 20% | 20% | 0.27424 | 0.012949
41 | 10 | 0.14766 | 290 | 41 | 10 | RAN | 5.062 | 0.211 | 1204.825 | 50.143 | 0.96 | 0.922 | 4.86 | 0.194 | 1156.789 | 46.234 | 0.14766 | 4.268 | 0.172 | 0.63019 | 0.025397 | 0.843 | 0.81592 | 980 | 5 | Dry Detention | 0.2 |  |  | TMDL | TMDL |  |  | 484.9276 | 12381.6286 | 290 | 20% | 20% | 0.12604 | 0.0050793
38 | 2 | 0.048952 | 248 | 38 | 2 | MDR | 8.5662 | 0.781 | 5390.011 | 491.366 | 0.752 | 0.731 | 6.439 | 0.571 | 4051.586 | 359.418 | 0.048952 | 6.439 | 0.571 | 0.3152 | 0.027951 | 0.752 | 0.73147 | 981 | 5 | Dry Detention | 0.2 |  |  | TMDL | TMDL |  |  | 977.2312 | 33432.9507 | 248 | 20% | 20% | 0.06304 | 0.0055903
38 | 4 | 0.1956 | 250 | 38 | 4 | IND | 13.0332 | 1.643 | 2693.398 | 339.537 | 0.746 | 0.728 | 9.718 | 1.196 | 2008.316 | 247.156 | 0.1956 | 9.718 | 1.196 | 1.9008 | 0.23394 | 0.746 | 0.72792 | 981 | 5 | Dry Detention | 0.2 |  |  | TMDL | TMDL |  |  | 977.2312 | 33432.9507 | 250 | 20% | 20% | 0.38017 | 0.046788
38 | 13 | 0.52297 | 258 | 38 | 13 | WET | 6.7199 | 0.666 | 2399.981 | 237.942 | 0.759 | 0.75 | 5.104 | 0.5 | 1822.705 | 178.541 | 0.52297 | 5.104 | 0.5 | 2.6692 | 0.26148 | 0.759 | 0.75035 | 981 | 5 | Dry Detention | 0.2 |  |  | TMDL | TMDL |  |  | 977.2312 | 33432.9507 | 258 | 20% | 20% | 0.53384 | 0.052297
41 | 2 | 0.047039 | 283 | 41 | 2 | MDR | 11.9201 | 0.582 | 23513.664 | 1147.493 | 0.961 | 0.923 | 11.452 | 0.537 | 22589.972 | 1059.182 | 0.047039 | 10.039 | 0.474 | 0.47223 | 0.022297 | 0.842 | 0.81527 | 982 | 5 | Dry Detention | 0.2 |  |  | TMDL | TMDL |  |  | 520.4464 | 2174.9012 | 283 | 20% | 20% | 0.094446 | 0.0044593
41 | 11 | 0.0028897 | 291 | 41 | 11 | FOR | 3.3637 | 0.139 | 1738.258 | 71.607 | 0.961 | 0.923 | 3.231 | 0.128 | 1669.641 | 66.092 | 0.0028897 | 2.844 | 0.114 | 0.0082184 | 0.00032943 | 0.846 | 0.81972 | 982 | 5 | Dry Detention | 0.2 |  |  | TMDL | TMDL |  |  | 520.4464 | 2174.9012 | 291 | 20% | 20% | 0.0016437 | 6.5886e-05
41 | 13 | 0.0024193 | 293 | 41 | 13 | WET | 1.0484 | 0.041 | 1567.871 | 61.608 | 0.962 | 0.921 | 1.008 | 0.038 | 1507.852 | 56.766 | 0.0024193 | 0.888 | 0.034 | 0.0021483 | 8.2255e-05 | 0.847 | 0.81976 | 983 | 5 | Dry Detention | 0.2 |  |  | TMDL | TMDL |  |  | 47.3242 | 105.3822 | 293 | 20% | 20% | 0.00042966 | 1.6451e-05
10 | 4 | 0.68289 | 13 | 10 | 4 | IND | 13.1528 | 1.186 | 6233.588 | 562.16 | 0.215 | 0.107 | 2.826 | 0.127 | 1339.375 | 60.359 | 0.68289 | 1.344 | 0.064 | 0.9178 | 0.043705 | 0.102 | 0.054107 | 984 | 5 | Dry Detention | 0.2 |  |  | TMDL | TMDL |  |  | 697.1481 | 29746.3778 | 13 | 20% | 20% | 0.18356 | 0.0087409
10 | 2 | 0.97994 | 11 | 10 | 2 | MDR | 8.9213 | 0.434 | 10274.538 | 499.47 | 0.218 | 0.108 | 1.945 | 0.047 | 2239.911 | 53.782 | 0.97994 | 0.929 | 0.024 | 0.91037 | 0.023519 | 0.104 | 0.054197 | 985 | 5 | Dry Detention | 0.2 |  |  | TMDL | TMDL |  |  | 3060.2111 | 84519.0764 | 11 | 20% | 20% | 0.18207 | 0.0047037
10 | 12 | 0.96036 | 18 | 10 | 12 | WAT | 0.23667 | 0.006 | 74.59 | 1.829 | 0.243 | 0.126 | 0.057 | 0.001 | 18.111 | 0.231 | 0.96036 | 0.028 | 0 | 0.02689 | 0 | 0.119 | 0.064699 | 985 | 5 | Dry Detention | 0.2 |  |  | TMDL | TMDL |  |  | 3060.2111 | 84519.0764 | 18 | 20% | 20% | 0.005378 | 0
10 | 2 | 0.70693 | 11 | 10 | 2 | MDR | 8.9213 | 0.434 | 10274.538 | 499.47 | 0.218 | 0.108 | 1.945 | 0.047 | 2239.911 | 53.782 | 0.70693 | 0.929 | 0.024 | 0.65674 | 0.016966 | 0.104 | 0.054197 | 1030 | 5 | Dry Detention | 0.2 |  |  | TMDL | TMDL |  |  | 948.9657 | 36364.8957 | 11 | 20% | 20% | 0.13135 | 0.0033933
10 | 4 | 0.0125 | 13 | 10 | 4 | IND | 13.1528 | 1.186 | 6233.588 | 562.16 | 0.215 | 0.107 | 2.826 | 0.127 | 1339.375 | 60.359 | 0.0125 | 1.344 | 0.064 | 0.016799 | 0.00079997 | 0.102 | 0.054107 | 1030 | 5 | Dry Detention | 0.2 |  |  | TMDL | TMDL |  |  | 948.9657 | 36364.8957 | 13 | 20% | 20% | 0.0033599 | 0.00015999
10 | 12 | 0.11539 | 18 | 10 | 12 | WAT | 0.23667 | 0.006 | 74.59 | 1.829 | 0.243 | 0.126 | 0.057 | 0.001 | 18.111 | 0.231 | 0.11539 | 0.028 | 0 | 0.003231 | 0 | 0.119 | 0.064699 | 1030 | 5 | Dry Detention | 0.2 |  |  | TMDL | TMDL |  |  | 948.9657 | 36364.8957 | 18 | 20% | 20% | 0.00064621 | 0
10 | 2 | 0.2847 | 11 | 10 | 2 | MDR | 8.9213 | 0.434 | 10274.538 | 499.47 | 0.218 | 0.108 | 1.945 | 0.047 | 2239.911 | 53.782 | 0.2847 | 0.929 | 0.024 | 0.26448 | 0.0068327 | 0.104 | 0.054197 | 1031 | 5 | Dry Detention | 0.2 |  |  | TMDL | TMDL |  |  | 481.6946 | 13370.1348 | 11 | 20% | 20% | 0.052896 | 0.0013665
10 | 4 | 0.022242 | 13 | 10 | 4 | IND | 13.1528 | 1.186 | 6233.588 | 562.16 | 0.215 | 0.107 | 2.826 | 0.127 | 1339.375 | 60.359 | 0.022242 | 1.344 | 0.064 | 0.029893 | 0.0014235 | 0.102 | 0.054107 | 1031 | 5 | Dry Detention | 0.2 |  |  | TMDL | TMDL |  |  | 481.6946 | 13370.1348 | 13 | 20% | 20% | 0.0059787 | 0.0002847
40 | 1 | 1.7657 | 271 | 40 | 1 | LDR | 6.3414 | 0.299 | 1093.519 | 51.571 | 0.877 | 0.884 | 5.562 | 0.264 | 959.109 | 45.59 | 1.7657 | 5.562 | 0.264 | 9.8211 | 0.46616 | 0.877 | 0.88402 | 1032 | 5 | Dry Detention | 0.2 |  |  | TMDL | TMDL |  |  | 1142.5169 | 76915.4284 | 271 | 20% | 20% | 1.9642 | 0.093231
40 | 1 | 0.71172 | 271 | 40 | 1 | LDR | 6.3414 | 0.299 | 1093.519 | 51.571 | 0.877 | 0.884 | 5.562 | 0.264 | 959.109 | 45.59 | 0.71172 | 5.562 | 0.264 | 3.9586 | 0.18789 | 0.877 | 0.88402 | 1033 | 5 | Dry Detention | 0.2 |  |  | TMDL | TMDL |  |  | 705.9125 | 31002.4404 | 271 | 20% | 20% | 0.79171 | 0.037579
41 | 2 | 0.4644 | 283 | 41 | 2 | MDR | 11.9201 | 0.582 | 23513.664 | 1147.493 | 0.961 | 0.923 | 11.452 | 0.537 | 22589.972 | 1059.182 | 0.4644 | 10.039 | 0.474 | 4.6621 | 0.22013 | 0.842 | 0.81527 | 1034 | 5 | Dry Detention | 0.2 |  |  | TMDL | TMDL |  |  | 2738.1579 | 34135.1899 | 283 | 20% | 20% | 0.93242 | 0.044025
41 | 13 | 0.31924 | 293 | 41 | 13 | WET | 1.0484 | 0.041 | 1567.871 | 61.608 | 0.962 | 0.921 | 1.008 | 0.038 | 1507.852 | 56.766 | 0.31924 | 0.888 | 0.034 | 0.28348 | 0.010854 | 0.847 | 0.81976 | 1034 | 5 | Dry Detention | 0.2 |  |  | TMDL | TMDL |  |  | 2738.1579 | 34135.1899 | 293 | 20% | 20% | 0.056697 | 0.0021708
10 | 4 | 1.8361 | 13 | 10 | 4 | IND | 13.1528 | 1.186 | 6233.588 | 562.16 | 0.215 | 0.107 | 2.826 | 0.127 | 1339.375 | 60.359 | 1.8361 | 1.344 | 0.064 | 2.4677 | 0.11751 | 0.102 | 0.054107 | 1035 | 5 | Dry Detention | 0.2 |  |  | TMDL | TMDL |  |  | 1151.9839 | 79979.0488 | 13 | 20% | 20% | 0.49354 | 0.023502
41 | 1 | 0.46123 | 282 | 41 | 1 | LDR | 6.4645 | 0.301 | 7159.582 | 333.43 | 0.961 | 0.923 | 6.211 | 0.278 | 6878.392 | 307.743 | 0.46123 | 5.446 | 0.246 | 2.5119 | 0.11346 | 0.842 | 0.81555 | 1036 | 5 | Dry Detention | 0.2 |  |  | TMDL | TMDL |  |  | 605.2527 | 20091.1182 | 282 | 20% | 20% | 0.50237 | 0.022693
41 | 10 | 0.00083464 | 290 | 41 | 10 | RAN | 5.062 | 0.211 | 1204.825 | 50.143 | 0.96 | 0.922 | 4.86 | 0.194 | 1156.789 | 46.234 | 0.00083464 | 4.268 | 0.172 | 0.0035622 | 0.00014356 | 0.843 | 0.81592 | 1037 | 5 | Dry Detention | 0.2 |  |  | TMDL | TMDL |  |  | 40.6334 | 36.3568 | 290 | 20% | 20% | 0.00071245 | 2.8712e-05
40 | 1 | 2.8138 | 271 | 40 | 1 | LDR | 6.3414 | 0.299 | 1093.519 | 51.571 | 0.877 | 0.884 | 5.562 | 0.264 | 959.109 | 45.59 | 2.8138 | 5.562 | 0.264 | 15.6501 | 0.74283 | 0.877 | 0.88402 | 1038 | 5 | Dry Detention | 0.2 |  |  | TMDL | TMDL |  |  | 1808.9431 | 137694.8736 | 271 | 20% | 20% | 3.13 | 0.14857
40 | 2 | 0.0048085 | 272 | 40 | 2 | MDR | 11.6613 | 0.577 | 15641.833 | 773.896 | 0.877 | 0.884 | 10.225 | 0.51 | 13715.384 | 683.794 | 0.0048085 | 10.225 | 0.51 | 0.049167 | 0.0024523 | 0.877 | 0.88357 | 1038 | 5 | Dry Detention | 0.2 |  |  | TMDL | TMDL |  |  | 1808.9431 | 137694.8736 | 272 | 20% | 20% | 0.0098334 | 0.00049047
40 | 4 | 0.30352 | 274 | 40 | 4 | IND | 14.4118 | 1.299 | 3327.006 | 299.956 | 0.876 | 0.883 | 12.618 | 1.147 | 2912.902 | 264.815 | 0.30352 | 12.618 | 1.147 | 3.8299 | 0.34814 | 0.876 | 0.88285 | 1038 | 5 | Dry Detention | 0.2 |  |  | TMDL | TMDL |  |  | 1808.9431 | 137694.8736 | 274 | 20% | 20% | 0.76597 | 0.069628
91 | 4 | 0.038959 | 559 | 91 | 4 | IND | 22.5245 | 2.076 | 345.211 | 31.824 | 0.212 | 0.115 | 4.775 | 0.239 | 73.186 | 3.661 | 0.038959 | 1.824 | 0.101 | 0.071061 | 0.0039349 | 0.081 | 0.048802 | 1038 | 5 | Dry Detention | 0.2 |  |  | TMDL | TMDL |  |  | 1808.9431 | 137694.8736 | 559 | 20% | 20% | 0.014212 | 0.00078697
41 | 10 | 0.55293 | 290 | 41 | 10 | RAN | 5.062 | 0.211 | 1204.825 | 50.143 | 0.96 | 0.922 | 4.86 | 0.194 | 1156.789 | 46.234 | 0.55293 | 4.268 | 0.172 | 2.3599 | 0.095104 | 0.843 | 0.81592 | 1039 | 5 | Dry Detention | 0.2 |  |  | TMDL | TMDL |  |  | 1513.3751 | 115154.4717 | 290 | 20% | 20% | 0.47198 | 0.019021
41 | 11 | 2.0907 | 291 | 41 | 11 | FOR | 3.3637 | 0.139 | 1738.258 | 71.607 | 0.961 | 0.923 | 3.231 | 0.128 | 1669.641 | 66.092 | 2.0907 | 2.844 | 0.114 | 5.9459 | 0.23834 | 0.846 | 0.81972 | 1039 | 5 | Dry Detention | 0.2 |  |  | TMDL | TMDL |  |  | 1513.3751 | 115154.4717 | 291 | 20% | 20% | 1.1892 | 0.047667
40 | 1 | 6.9335 | 271 | 40 | 1 | LDR | 6.3414 | 0.299 | 1093.519 | 51.571 | 0.877 | 0.884 | 5.562 | 0.264 | 959.109 | 45.59 | 6.9335 | 5.562 | 0.264 | 38.5639 | 1.8304 | 0.877 | 0.88402 | 1040 | 5 | Dry Detention | 0.2 |  |  | TMDL | TMDL |  |  | 4183.9092 | 351477.8703 | 271 | 20% | 20% | 7.7128 | 0.36609
40 | 4 | 0.47073 | 274 | 40 | 4 | IND | 14.4118 | 1.299 | 3327.006 | 299.956 | 0.876 | 0.883 | 12.618 | 1.147 | 2912.902 | 264.815 | 0.47073 | 12.618 | 1.147 | 5.9396 | 0.53992 | 0.876 | 0.88285 | 1040 | 5 | Dry Detention | 0.2 |  |  | TMDL | TMDL |  |  | 4183.9092 | 351477.8703 | 274 | 20% | 20% | 1.1879 | 0.10798
91 | 1 | 0.19652 | 556 | 91 | 1 | LDR | 9.1664 | 0.445 | 613.493 | 29.798 | 0.219 | 0.116 | 2.012 | 0.052 | 134.634 | 3.456 | 0.19652 | 0.772 | 0.022 | 0.15172 | 0.0043235 | 0.084 | 0.049189 | 1040 | 5 | Dry Detention | 0.2 |  |  | TMDL | TMDL |  |  | 4183.9092 | 351477.8703 | 556 | 20% | 20% | 0.030343 | 0.0008647
91 | 4 | 0.46814 | 559 | 91 | 4 | IND | 22.5245 | 2.076 | 345.211 | 31.824 | 0.212 | 0.115 | 4.775 | 0.239 | 73.186 | 3.661 | 0.46814 | 1.824 | 0.101 | 0.85389 | 0.047282 | 0.081 | 0.048802 | 1040 | 5 | Dry Detention | 0.2 |  |  | TMDL | TMDL |  |  | 4183.9092 | 351477.8703 | 559 | 20% | 20% | 0.17078 | 0.0094565
40 | 1 | 0.5663 | 271 | 40 | 1 | LDR | 6.3414 | 0.299 | 1093.519 | 51.571 | 0.877 | 0.884 | 5.562 | 0.264 | 959.109 | 45.59 | 0.5663 | 5.562 | 0.264 | 3.1498 | 0.1495 | 0.877 | 0.88402 | 1041 | 5 | Dry Detention | 0.2 |  |  | TMDL | TMDL |  |  | 628.988 | 24667.941 | 271 | 20% | 20% | 0.62995 | 0.029901
41 | 2 | 1.1956 | 283 | 41 | 2 | MDR | 11.9201 | 0.582 | 23513.664 | 1147.493 | 0.961 | 0.923 | 11.452 | 0.537 | 22589.972 | 1059.182 | 1.1956 | 10.039 | 0.474 | 12.0031 | 0.56674 | 0.842 | 0.81527 | 1042 | 5 | Dry Detention | 0.2 |  |  | TMDL | TMDL |  |  | 912.7881 | 53641.6981 | 283 | 20% | 20% | 2.4006 | 0.11335
41 | 11 | 0.0358 | 291 | 41 | 11 | FOR | 3.3637 | 0.139 | 1738.258 | 71.607 | 0.961 | 0.923 | 3.231 | 0.128 | 1669.641 | 66.092 | 0.0358 | 2.844 | 0.114 | 0.10181 | 0.0040811 | 0.846 | 0.81972 | 1042 | 5 | Dry Detention | 0.2 |  |  | TMDL | TMDL |  |  | 912.7881 | 53641.6981 | 291 | 20% | 20% | 0.020363 | 0.00081623
41 | 2 | 0.72936 | 283 | 41 | 2 | MDR | 11.9201 | 0.582 | 23513.664 | 1147.493 | 0.961 | 0.923 | 11.452 | 0.537 | 22589.972 | 1059.182 | 0.72936 | 10.039 | 0.474 | 7.3221 | 0.34572 | 0.842 | 0.81527 | 1043 | 5 | Dry Detention | 0.2 |  |  | TMDL | TMDL |  |  | 2416.5278 | 173286.1151 | 283 | 20% | 20% | 1.4644 | 0.069144
41 | 6 | 0.037183 | 286 | 41 | 6 | OPE | 6.7112 | 0.301 | 712.339 | 31.937 | 0.96 | 0.922 | 6.446 | 0.278 | 684.169 | 29.462 | 0.037183 | 5.655 | 0.245 | 0.21027 | 0.0091099 | 0.843 | 0.81557 | 1043 | 5 | Dry Detention | 0.2 |  |  | TMDL | TMDL |  |  | 2416.5278 | 173286.1151 | 286 | 20% | 20% | 0.042054 | 0.001822
41 | 11 | 3.2116 | 291 | 41 | 11 | FOR | 3.3637 | 0.139 | 1738.258 | 71.607 | 0.961 | 0.923 | 3.231 | 0.128 | 1669.641 | 66.092 | 3.2116 | 2.844 | 0.114 | 9.1337 | 0.36612 | 0.846 | 0.81972 | 1043 | 5 | Dry Detention | 0.2 |  |  | TMDL | TMDL |  |  | 2416.5278 | 173286.1151 | 291 | 20% | 20% | 1.8267 | 0.073224
41 | 2 | 2.3832 | 283 | 41 | 2 | MDR | 11.9201 | 0.582 | 23513.664 | 1147.493 | 0.961 | 0.923 | 11.452 | 0.537 | 22589.972 | 1059.182 | 2.3832 | 10.039 | 0.474 | 23.9248 | 1.1296 | 0.842 | 0.81527 | 1044 | 5 | Dry Detention | 0.2 |  |  | TMDL | TMDL |  |  | 1386.4482 | 103810.9655 | 283 | 20% | 20% | 4.785 | 0.22593
38 | 2 | 1.5333 | 248 | 38 | 2 | MDR | 8.5662 | 0.781 | 5390.011 | 491.366 | 0.752 | 0.731 | 6.439 | 0.571 | 4051.586 | 359.418 | 1.5333 | 6.439 | 0.571 | 9.8732 | 0.87554 | 0.752 | 0.73147 | 1045 | 5 | Dry Detention | 0.2 |  |  | TMDL | TMDL |  |  | 3731.2043 | 112317.9675 | 248 | 20% | 20% | 1.9746 | 0.17511
38 | 13 | 1.0451 | 258 | 38 | 13 | WET | 6.7199 | 0.666 | 2399.981 | 237.942 | 0.759 | 0.75 | 5.104 | 0.5 | 1822.705 | 178.541 | 1.0451 | 5.104 | 0.5 | 5.3343 | 0.52256 | 0.759 | 0.75035 | 1045 | 5 | Dry Detention | 0.2 |  |  | TMDL | TMDL |  |  | 3731.2043 | 112317.9675 | 258 | 20% | 20% | 1.0669 | 0.10451
10 | 4 | 0.17331 | 13 | 10 | 4 | IND | 13.1528 | 1.186 | 6233.588 | 562.16 | 0.215 | 0.107 | 2.826 | 0.127 | 1339.375 | 60.359 | 0.17331 | 1.344 | 0.064 | 0.23293 | 0.011092 | 0.102 | 0.054107 | 1046 | 5 | Dry Detention | 0.2 |  |  | TMDL | TMDL |  |  | 1210.9784 | 7549.3545 | 13 | 20% | 20% | 0.046586 | 0.0022184
10 | 4 | 2.7162 | 13 | 10 | 4 | IND | 13.1528 | 1.186 | 6233.588 | 562.16 | 0.215 | 0.107 | 2.826 | 0.127 | 1339.375 | 60.359 | 2.7162 | 1.344 | 0.064 | 3.6506 | 0.17384 | 0.102 | 0.054107 | 1047 | 5 | Dry Detention | 0.2 |  |  | TMDL | TMDL |  |  | 1597.2323 | 118317.7297 | 13 | 20% | 20% | 0.73012 | 0.034768
40 | 13 | 0.10277 | 281 | 40 | 13 | WET | 1.1184 | 0.045 | 608.832 | 24.31 | 0.88 | 0.889 | 0.985 | 0.04 | 535.989 | 21.621 | 0.10277 | 0.985 | 0.04 | 0.10123 | 0.0041107 | 0.88 | 0.88938 | 1048 | 5 | Dry Detention | 0.2 |  |  | TMDL | TMDL |  |  | 283.1394 | 4476.4952 | 281 | 20% | 20% | 0.020245 | 0.00082213
41 | 2 | 0.28578 | 283 | 41 | 2 | MDR | 11.9201 | 0.582 | 23513.664 | 1147.493 | 0.961 | 0.923 | 11.452 | 0.537 | 22589.972 | 1059.182 | 0.28578 | 10.039 | 0.474 | 2.8689 | 0.13546 | 0.842 | 0.81527 | 1049 | 5 | Dry Detention | 0.2 |  |  | TMDL | TMDL |  |  | 508.4085 | 12448.3661 | 283 | 20% | 20% | 0.57378 | 0.027092
10 | 1 | 1.4796 | 10 | 10 | 1 | LDR | 4.5114 | 0.203 | 82.102 | 3.701 | 0.219 | 0.108 | 0.986 | 0.022 | 17.951 | 0.401 | 1.4796 | 0.471 | 0.011 | 0.69688 | 0.016275 | 0.104 | 0.05464 | 1050 | 5 | Dry Detention | 0.2 |  |  | TMDL | TMDL |  |  | 2551.2386 | 153188.7293 | 10 | 20% | 20% | 0.13938 | 0.0032551
10 | 4 | 1.4344 | 13 | 10 | 4 | IND | 13.1528 | 1.186 | 6233.588 | 562.16 | 0.215 | 0.107 | 2.826 | 0.127 | 1339.375 | 60.359 | 1.4344 | 1.344 | 0.064 | 1.9278 | 0.0918 | 0.102 | 0.054107 | 1050 | 5 | Dry Detention | 0.2 |  |  | TMDL | TMDL |  |  | 2551.2386 | 153188.7293 | 13 | 20% | 20% | 0.38556 | 0.01836
10 | 12 | 0.05685 | 18 | 10 | 12 | WAT | 0.23667 | 0.006 | 74.59 | 1.829 | 0.243 | 0.126 | 0.057 | 0.001 | 18.111 | 0.231 | 0.05685 | 0.028 | 0 | 0.0015918 | 0 | 0.119 | 0.064699 | 1050 | 5 | Dry Detention | 0.2 |  |  | TMDL | TMDL |  |  | 2551.2386 | 153188.7293 | 18 | 20% | 20% | 0.00031836 | 0
10 | 13 | 0.54594 | 19 | 10 | 13 | WET | 10.9043 | 0.715 | 2850.635 | 186.795 | 0.218 | 0.109 | 2.376 | 0.078 | 621.194 | 20.323 | 0.54594 | 1.134 | 0.039 | 0.6191 | 0.021292 | 0.104 | 0.054868 | 1050 | 5 | Dry Detention | 0.2 |  |  | TMDL | TMDL |  |  | 2551.2386 | 153188.7293 | 19 | 20% | 20% | 0.12382 | 0.0042584
40 | 1 | 2.1207 | 271 | 40 | 1 | LDR | 6.3414 | 0.299 | 1093.519 | 51.571 | 0.877 | 0.884 | 5.562 | 0.264 | 959.109 | 45.59 | 2.1207 | 5.562 | 0.264 | 11.7953 | 0.55986 | 0.877 | 0.88402 | 1051 | 5 | Dry Detention | 0.2 |  |  | TMDL | TMDL |  |  | 1244.3247 | 92376.8826 | 271 | 20% | 20% | 2.3591 | 0.11197
41 | 2 | 0.17695 | 283 | 41 | 2 | MDR | 11.9201 | 0.582 | 23513.664 | 1147.493 | 0.961 | 0.923 | 11.452 | 0.537 | 22589.972 | 1059.182 | 0.17695 | 10.039 | 0.474 | 1.7764 | 0.083874 | 0.842 | 0.81527 | 1052 | 5 | Dry Detention | 0.2 |  |  | TMDL | TMDL |  |  | 4886.4088 | 1012948.1168 | 283 | 20% | 20% | 0.35528 | 0.016775
41 | 4 | 20.3536 | 285 | 41 | 4 | IND | 15.0465 | 1.299 | 22984.638 | 1984.314 | 0.961 | 0.924 | 14.457 | 1.2 | 22084.136 | 1832.828 | 20.3536 | 12.656 | 1.059 | 257.5947 | 21.5544 | 0.841 | 0.81549 | 1052 | 5 | Dry Detention | 0.2 |  |  | TMDL | TMDL |  |  | 4886.4088 | 1012948.1168 | 285 | 20% | 20% | 51.5189 | 4.3109
41 | 12 | 0.96008 | 292 | 41 | 12 | WAT | 1.0456 | 0.041 | 281.889 | 11.073 | 0.962 | 0.921 | 1.006 | 0.038 | 271.1 | 10.202 | 0.96008 | 0.885 | 0.034 | 0.84967 | 0.032643 | 0.847 | 0.81969 | 1052 | 5 | Dry Detention | 0.2 |  |  | TMDL | TMDL |  |  | 4886.4088 | 1012948.1168 | 292 | 20% | 20% | 0.16993 | 0.0065285
41 | 13 | 1.7636 | 293 | 41 | 13 | WET | 1.0484 | 0.041 | 1567.871 | 61.608 | 0.962 | 0.921 | 1.008 | 0.038 | 1507.852 | 56.766 | 1.7636 | 0.888 | 0.034 | 1.5661 | 0.059962 | 0.847 | 0.81976 | 1052 | 5 | Dry Detention | 0.2 |  |  | TMDL | TMDL |  |  | 4886.4088 | 1012948.1168 | 293 | 20% | 20% | 0.31321 | 0.011992
38 | 2 | 0.034853 | 248 | 38 | 2 | MDR | 8.5662 | 0.781 | 5390.011 | 491.366 | 0.752 | 0.731 | 6.439 | 0.571 | 4051.586 | 359.418 | 0.034853 | 6.439 | 0.571 | 0.22442 | 0.019901 | 0.752 | 0.73147 | 1053 | 5 | Dry Detention | 0.2 |  |  | TMDL | TMDL |  |  | 815.094 | 34928.9097 | 248 | 20% | 20% | 0.044884 | 0.0039802
41 | 2 | 0.76701 | 283 | 41 | 2 | MDR | 11.9201 | 0.582 | 23513.664 | 1147.493 | 0.961 | 0.923 | 11.452 | 0.537 | 22589.972 | 1059.182 | 0.76701 | 10.039 | 0.474 | 7.7 | 0.36356 | 0.842 | 0.81527 | 1053 | 5 | Dry Detention | 0.2 |  |  | TMDL | TMDL |  |  | 815.094 | 34928.9097 | 283 | 20% | 20% | 1.54 | 0.072712
38 | 2 | 0.23189 | 248 | 38 | 2 | MDR | 8.5662 | 0.781 | 5390.011 | 491.366 | 0.752 | 0.731 | 6.439 | 0.571 | 4051.586 | 359.418 | 0.23189 | 6.439 | 0.571 | 1.4931 | 0.13241 | 0.752 | 0.73147 | 1054 | 5 | Dry Detention | 0.2 |  |  | TMDL | TMDL |  |  | 402.6603 | 10100.9812 | 248 | 20% | 20% | 0.29862 | 0.026482
41 | 10 | 0.0094485 | 290 | 41 | 10 | RAN | 5.062 | 0.211 | 1204.825 | 50.143 | 0.96 | 0.922 | 4.86 | 0.194 | 1156.789 | 46.234 | 0.0094485 | 4.268 | 0.172 | 0.040326 | 0.0016251 | 0.843 | 0.81592 | 1055 | 5 | Dry Detention | 0.2 |  |  | TMDL | TMDL |  |  | 525.6846 | 4948.2771 | 290 | 20% | 20% | 0.0080652 | 0.00032503
41 | 13 | 0.10415 | 293 | 41 | 13 | WET | 1.0484 | 0.041 | 1567.871 | 61.608 | 0.962 | 0.921 | 1.008 | 0.038 | 1507.852 | 56.766 | 0.10415 | 0.888 | 0.034 | 0.092484 | 0.0035411 | 0.847 | 0.81976 | 1055 | 5 | Dry Detention | 0.2 |  |  | TMDL | TMDL |  |  | 525.6846 | 4948.2771 | 293 | 20% | 20% | 0.018497 | 0.00070821
40 | 1 | 0.65115 | 271 | 40 | 1 | LDR | 6.3414 | 0.299 | 1093.519 | 51.571 | 0.877 | 0.884 | 5.562 | 0.264 | 959.109 | 45.59 | 0.65115 | 5.562 | 0.264 | 3.6217 | 0.1719 | 0.877 | 0.88402 | 1056 | 5 | Dry Detention | 0.2 |  |  | TMDL | TMDL |  |  | 1004.1999 | 32309.0464 | 271 | 20% | 20% | 0.72434 | 0.034381
41 | 1 | 0.090563 | 282 | 41 | 1 | LDR | 6.4645 | 0.301 | 7159.582 | 333.43 | 0.961 | 0.923 | 6.211 | 0.278 | 6878.392 | 307.743 | 0.090563 | 5.446 | 0.246 | 0.4932 | 0.022278 | 0.842 | 0.81555 | 1056 | 5 | Dry Detention | 0.2 |  |  | TMDL | TMDL |  |  | 1004.1999 | 32309.0464 | 282 | 20% | 20% | 0.098641 | 0.0044557
38 | 2 | 0.44014 | 248 | 38 | 2 | MDR | 8.5662 | 0.781 | 5390.011 | 491.366 | 0.752 | 0.731 | 6.439 | 0.571 | 4051.586 | 359.418 | 0.44014 | 6.439 | 0.571 | 2.8341 | 0.25132 | 0.752 | 0.73147 | 1057 | 5 | Dry Detention | 0.2 |  |  | TMDL | TMDL |  |  | 1547.5185 | 27450.8084 | 248 | 20% | 20% | 0.56681 | 0.050264
38 | 13 | 0.19005 | 258 | 38 | 13 | WET | 6.7199 | 0.666 | 2399.981 | 237.942 | 0.759 | 0.75 | 5.104 | 0.5 | 1822.705 | 178.541 | 0.19005 | 5.104 | 0.5 | 0.97001 | 0.095024 | 0.759 | 0.75035 | 1057 | 5 | Dry Detention | 0.2 |  |  | TMDL | TMDL |  |  | 1547.5185 | 27450.8084 | 258 | 20% | 20% | 0.194 | 0.019005
91 | 1 | 3.041 | 556 | 91 | 1 | LDR | 9.1664 | 0.445 | 613.493 | 29.798 | 0.219 | 0.116 | 2.012 | 0.052 | 134.634 | 3.456 | 3.041 | 0.772 | 0.022 | 2.3477 | 0.066903 | 0.084 | 0.049189 | 1058 | 5 | Dry Detention | 0.2 |  |  | TMDL | TMDL |  |  | 1686.1336 | 153005.033 | 556 | 20% | 20% | 0.46954 | 0.013381
91 | 12 | 0.47149 | 564 | 91 | 12 | WAT | 1.2241 | 0.039 | 126.586 | 4.077 | 0.221 | 0.118 | 0.271 | 0.005 | 28.038 | 0.483 | 0.47149 | 0.105 | 0.002 | 0.049506 | 0.00094297 | 0.086 | 0.050345 | 1058 | 5 | Dry Detention | 0.2 |  |  | TMDL | TMDL |  |  | 1686.1336 | 153005.033 | 564 | 20% | 20% | 0.0099012 | 0.00018859
38 | 2 | 0.35216 | 248 | 38 | 2 | MDR | 8.5662 | 0.781 | 5390.011 | 491.366 | 0.752 | 0.731 | 6.439 | 0.571 | 4051.586 | 359.418 | 0.35216 | 6.439 | 0.571 | 2.2675 | 0.20108 | 0.752 | 0.73147 | 1059 | 5 | Dry Detention | 0.2 |  |  | TMDL | TMDL |  |  | 546.7449 | 15339.9678 | 248 | 20% | 20% | 0.45351 | 0.040217
90 | 2 | 0.093055 | 546 | 90 | 2 | MDR | 11.3664 | 0.605 | 14884.136 | 791.874 | 0.804 | 0.836 | 9.135 | 0.506 | 11961.814 | 662.37 | 0.093055 | 4.317 | 0.251 | 0.40172 | 0.023357 | 0.38 | 0.41575 | 1060 | 5 | Dry Detention | 0.2 |  |  | TMDL | TMDL |  |  | 1557.555 | 37693.2951 | 546 | 20% | 20% | 0.080344 | 0.0046714
90 | 11 | 0.77227 | 553 | 90 | 11 | FOR | 2.8901 | 0.129 | 722.975 | 32.197 | 0.805 | 0.838 | 2.326 | 0.108 | 581.805 | 26.979 | 0.77227 | 1.119 | 0.054 | 0.86417 | 0.041702 | 0.387 | 0.42305 | 1060 | 5 | Dry Detention | 0.2 |  |  | TMDL | TMDL |  |  | 1557.555 | 37693.2951 | 553 | 20% | 20% | 0.17283 | 0.0083405
40 | 1 | 0.00026702 | 271 | 40 | 1 | LDR | 6.3414 | 0.299 | 1093.519 | 51.571 | 0.877 | 0.884 | 5.562 | 0.264 | 959.109 | 45.59 | 0.00026702 | 5.562 | 0.264 | 0.0014852 | 7.0493e-05 | 0.877 | 0.88402 | 1061 | 5 | Dry Detention | 0.2 |  |  | TMDL | TMDL |  |  | 2999.5371 | 481578.7966 | 271 | 20% | 20% | 0.00029703 | 1.4099e-05
40 | 2 | 1.3567 | 272 | 40 | 2 | MDR | 11.6613 | 0.577 | 15641.833 | 773.896 | 0.877 | 0.884 | 10.225 | 0.51 | 13715.384 | 683.794 | 1.3567 | 10.225 | 0.51 | 13.8727 | 0.69194 | 0.877 | 0.88357 | 1061 | 5 | Dry Detention | 0.2 |  |  | TMDL | TMDL |  |  | 2999.5371 | 481578.7966 | 272 | 20% | 20% | 2.7745 | 0.13839
40 | 4 | 0.25824 | 274 | 40 | 4 | IND | 14.4118 | 1.299 | 3327.006 | 299.956 | 0.876 | 0.883 | 12.618 | 1.147 | 2912.902 | 264.815 | 0.25824 | 12.618 | 1.147 | 3.2585 | 0.2962 | 0.876 | 0.88285 | 1061 | 5 | Dry Detention | 0.2 |  |  | TMDL | TMDL |  |  | 2999.5371 | 481578.7966 | 274 | 20% | 20% | 0.6517 | 0.059241
91 | 1 | 0.040455 | 556 | 91 | 1 | LDR | 9.1664 | 0.445 | 613.493 | 29.798 | 0.219 | 0.116 | 2.012 | 0.052 | 134.634 | 3.456 | 0.040455 | 0.772 | 0.022 | 0.031232 | 0.00089002 | 0.084 | 0.049189 | 1061 | 5 | Dry Detention | 0.2 |  |  | TMDL | TMDL |  |  | 2999.5371 | 481578.7966 | 556 | 20% | 20% | 0.0062463 | 0.000178
91 | 2 | 9.3999 | 557 | 91 | 2 | MDR | 17.0725 | 0.876 | 2453.124 | 125.823 | 0.218 | 0.115 | 3.73 | 0.101 | 535.951 | 14.489 | 9.3999 | 1.431 | 0.043 | 13.4512 | 0.40419 | 0.084 | 0.048784 | 1061 | 5 | Dry Detention | 0.2 |  |  | TMDL | TMDL |  |  | 2999.5371 | 481578.7966 | 557 | 20% | 20% | 2.6902 | 0.080839
38 | 2 | 1.1992 | 248 | 38 | 2 | MDR | 8.5662 | 0.781 | 5390.011 | 491.366 | 0.752 | 0.731 | 6.439 | 0.571 | 4051.586 | 359.418 | 1.1992 | 6.439 | 0.571 | 7.7214 | 0.68472 | 0.752 | 0.73147 | 1062 | 5 | Dry Detention | 0.2 |  |  | TMDL | TMDL |  |  | 1151.3344 | 52235.0066 | 248 | 20% | 20% | 1.5443 | 0.13694
41 | 4 | 0.59512 | 285 | 41 | 4 | IND | 15.0465 | 1.299 | 22984.638 | 1984.314 | 0.961 | 0.924 | 14.457 | 1.2 | 22084.136 | 1832.828 | 0.59512 | 12.656 | 1.059 | 7.5318 | 0.63023 | 0.841 | 0.81549 | 1063 | 5 | Dry Detention | 0.2 |  |  | TMDL | TMDL |  |  | 1492.8196 | 25923.1489 | 285 | 20% | 20% | 1.5064 | 0.12605
90 | 2 | 0.04365 | 546 | 90 | 2 | MDR | 11.3664 | 0.605 | 14884.136 | 791.874 | 0.804 | 0.836 | 9.135 | 0.506 | 11961.814 | 662.37 | 0.04365 | 4.317 | 0.251 | 0.18844 | 0.010956 | 0.38 | 0.41575 | 1064 | 5 | Dry Detention | 0.2 |  |  | TMDL | TMDL |  |  | 474.8742 | 13413.928 | 546 | 20% | 20% | 0.037687 | 0.0021912
90 | 11 | 0.26429 | 553 | 90 | 11 | FOR | 2.8901 | 0.129 | 722.975 | 32.197 | 0.805 | 0.838 | 2.326 | 0.108 | 581.805 | 26.979 | 0.26429 | 1.119 | 0.054 | 0.29574 | 0.014272 | 0.387 | 0.42305 | 1064 | 5 | Dry Detention | 0.2 |  |  | TMDL | TMDL |  |  | 474.8742 | 13413.928 | 553 | 20% | 20% | 0.059149 | 0.0028544
40 | 1 | 2.5869 | 271 | 40 | 1 | LDR | 6.3414 | 0.299 | 1093.519 | 51.571 | 0.877 | 0.884 | 5.562 | 0.264 | 959.109 | 45.59 | 2.5869 | 5.562 | 0.264 | 14.3881 | 0.68293 | 0.877 | 0.88402 | 1065 | 5 | Dry Detention | 0.2 |  |  | TMDL | TMDL |  |  | 1541.2323 | 149902.5242 | 271 | 20% | 20% | 2.8776 | 0.13659
40 | 8 | 1.5261e-05 | 277 | 40 | 8 | AGR | 16.9565 | 0.888 | 2599.449 | 136.17 | 0.878 | 0.886 | 14.894 | 0.787 | 2283.201 | 120.597 | 1.5261e-05 | 14.894 | 0.787 | 0.0002273 | 1.2011e-05 | 0.878 | 0.88564 | 1065 | 5 | Dry Detention | 0.2 |  |  | TMDL | TMDL |  |  | 1541.2323 | 149902.5242 | 277 | 20% | 20% | 4.546e-05 | 2.4021e-06
41 | 1 | 0.85443 | 282 | 41 | 1 | LDR | 6.4645 | 0.301 | 7159.582 | 333.43 | 0.961 | 0.923 | 6.211 | 0.278 | 6878.392 | 307.743 | 0.85443 | 5.446 | 0.246 | 4.6532 | 0.21019 | 0.842 | 0.81555 | 1065 | 5 | Dry Detention | 0.2 |  |  | TMDL | TMDL |  |  | 1541.2323 | 149902.5242 | 282 | 20% | 20% | 0.93064 | 0.042038
38 | 2 | 1.7 | 248 | 38 | 2 | MDR | 8.5662 | 0.781 | 5390.011 | 491.366 | 0.752 | 0.731 | 6.439 | 0.571 | 4051.586 | 359.418 | 1.7 | 6.439 | 0.571 | 10.9465 | 0.97071 | 0.752 | 0.73147 | 1066 | 5 | Dry Detention | 0.2 |  |  | TMDL | TMDL |  |  | 1302.3014 | 81463.7088 | 248 | 20% | 20% | 2.1893 | 0.19414
38 | 13 | 0.17013 | 258 | 38 | 13 | WET | 6.7199 | 0.666 | 2399.981 | 237.942 | 0.759 | 0.75 | 5.104 | 0.5 | 1822.705 | 178.541 | 0.17013 | 5.104 | 0.5 | 0.86834 | 0.085065 | 0.759 | 0.75035 | 1066 | 5 | Dry Detention | 0.2 |  |  | TMDL | TMDL |  |  | 1302.3014 | 81463.7088 | 258 | 20% | 20% | 0.17367 | 0.017013
40 | 1 | 0.0021349 | 271 | 40 | 1 | LDR | 6.3414 | 0.299 | 1093.519 | 51.571 | 0.877 | 0.884 | 5.562 | 0.264 | 959.109 | 45.59 | 0.0021349 | 5.562 | 0.264 | 0.011874 | 0.00056361 | 0.877 | 0.88402 | 1067 | 5 | Dry Detention | 0.2 |  |  | TMDL | TMDL |  |  | 1500.1775 | 125118.8822 | 271 | 20% | 20% | 0.0023749 | 0.00011272
41 | 1 | 2.8702 | 282 | 41 | 1 | LDR | 6.4645 | 0.301 | 7159.582 | 333.43 | 0.961 | 0.923 | 6.211 | 0.278 | 6878.392 | 307.743 | 2.8702 | 5.446 | 0.246 | 15.6312 | 0.70607 | 0.842 | 0.81555 | 1067 | 5 | Dry Detention | 0.2 |  |  | TMDL | TMDL |  |  | 1500.1775 | 125118.8822 | 282 | 20% | 20% | 3.1262 | 0.14121
90 | 1 | 0.58725 | 545 | 90 | 1 | LDR | 6.1079 | 0.308 | 1822.248 | 91.801 | 0.804 | 0.837 | 4.91 | 0.257 | 1464.821 | 76.812 | 0.58725 | 2.322 | 0.128 | 1.3636 | 0.075168 | 0.38 | 0.41636 | 1068 | 5 | Dry Detention | 0.2 |  |  | TMDL | TMDL |  |  | 651.5279 | 25580.6168 | 545 | 20% | 20% | 0.27272 | 0.015034
38 | 2 | 0.11133 | 248 | 38 | 2 | MDR | 8.5662 | 0.781 | 5390.011 | 491.366 | 0.752 | 0.731 | 6.439 | 0.571 | 4051.586 | 359.418 | 0.11133 | 6.439 | 0.571 | 0.71685 | 0.063569 | 0.752 | 0.73147 | 1069 | 5 | Dry Detention | 0.2 |  |  | TMDL | TMDL |  |  | 424.0247 | 10529.936 | 248 | 20% | 20% | 0.14337 | 0.012714
38 | 11 | 0.13041 | 256 | 38 | 11 | FOR | 1.6256 | 0.124 | 281.493 | 21.55 | 0.772 | 0.759 | 1.255 | 0.094 | 217.292 | 16.357 | 0.13041 | 1.255 | 0.094 | 0.16366 | 0.012258 | 0.772 | 0.759 | 1069 | 5 | Dry Detention | 0.2 |  |  | TMDL | TMDL |  |  | 424.0247 | 10529.936 | 256 | 20% | 20% | 0.032732 | 0.0024516
38 | 2 | 1.9749 | 248 | 38 | 2 | MDR | 8.5662 | 0.781 | 5390.011 | 491.366 | 0.752 | 0.731 | 6.439 | 0.571 | 4051.586 | 359.418 | 1.9749 | 6.439 | 0.571 | 12.7163 | 1.1277 | 0.752 | 0.73147 | 1070 | 5 | Dry Detention | 0.2 |  |  | TMDL | TMDL |  |  | 1577.9494 | 86025.8353 | 248 | 20% | 20% | 2.5433 | 0.22553
40 | 1 | 1.6719 | 271 | 40 | 1 | LDR | 6.3414 | 0.299 | 1093.519 | 51.571 | 0.877 | 0.884 | 5.562 | 0.264 | 959.109 | 45.59 | 1.6719 | 5.562 | 0.264 | 9.2993 | 0.44139 | 0.877 | 0.88402 | 1071 | 5 | Dry Detention | 0.2 |  |  | TMDL | TMDL |  |  | 1160.9091 | 79351.4264 | 271 | 20% | 20% | 1.8599 | 0.088278
40 | 8 | 0.14973 | 277 | 40 | 8 | AGR | 16.9565 | 0.888 | 2599.449 | 136.17 | 0.878 | 0.886 | 14.894 | 0.787 | 2283.201 | 120.597 | 0.14973 | 14.894 | 0.787 | 2.2301 | 0.11784 | 0.878 | 0.88564 | 1071 | 5 | Dry Detention | 0.2 |  |  | TMDL | TMDL |  |  | 1160.9091 | 79351.4264 | 277 | 20% | 20% | 0.44602 | 0.023568
38 | 2 | 0.32785 | 248 | 38 | 2 | MDR | 8.5662 | 0.781 | 5390.011 | 491.366 | 0.752 | 0.731 | 6.439 | 0.571 | 4051.586 | 359.418 | 0.32785 | 6.439 | 0.571 | 2.111 | 0.1872 | 0.752 | 0.73147 | 1073 | 5 | Dry Detention | 0.2 |  |  | TMDL | TMDL |  |  | 481.5608 | 14280.9916 | 248 | 20% | 20% | 0.4222 | 0.03744
40 | 1 | 0.93761 | 271 | 40 | 1 | LDR | 6.3414 | 0.299 | 1093.519 | 51.571 | 0.877 | 0.884 | 5.562 | 0.264 | 959.109 | 45.59 | 0.93761 | 5.562 | 0.264 | 5.215 | 0.24753 | 0.877 | 0.88402 | 1075 | 5 | Dry Detention | 0.2 |  |  | TMDL | TMDL |  |  | 1510.443 | 89329.8429 | 271 | 20% | 20% | 1.043 | 0.049506
40 | 8 | 0.24227 | 277 | 40 | 8 | AGR | 16.9565 | 0.888 | 2599.449 | 136.17 | 0.878 | 0.886 | 14.894 | 0.787 | 2283.201 | 120.597 | 0.24227 | 14.894 | 0.787 | 3.6084 | 0.19067 | 0.878 | 0.88564 | 1075 | 5 | Dry Detention | 0.2 |  |  | TMDL | TMDL |  |  | 1510.443 | 89329.8429 | 277 | 20% | 20% | 0.72168 | 0.038133
41 | 1 | 0.4802 | 282 | 41 | 1 | LDR | 6.4645 | 0.301 | 7159.582 | 333.43 | 0.961 | 0.923 | 6.211 | 0.278 | 6878.392 | 307.743 | 0.4802 | 5.446 | 0.246 | 2.6152 | 0.11813 | 0.842 | 0.81555 | 1075 | 5 | Dry Detention | 0.2 |  |  | TMDL | TMDL |  |  | 1510.443 | 89329.8429 | 282 | 20% | 20% | 0.52304 | 0.023626
41 | 6 | 0.33655 | 286 | 41 | 6 | OPE | 6.7112 | 0.301 | 712.339 | 31.937 | 0.96 | 0.922 | 6.446 | 0.278 | 684.169 | 29.462 | 0.33655 | 5.655 | 0.245 | 1.9032 | 0.082454 | 0.843 | 0.81557 | 1075 | 5 | Dry Detention | 0.2 |  |  | TMDL | TMDL |  |  | 1510.443 | 89329.8429 | 286 | 20% | 20% | 0.38064 | 0.016491
41 | 8 | 0.054104 | 288 | 41 | 8 | AGR | 16.0936 | 0.836 | 8344.03 | 433.364 | 0.96 | 0.923 | 15.456 | 0.771 | 8013.183 | 399.822 | 0.054104 | 13.575 | 0.683 | 0.73446 | 0.036953 | 0.844 | 0.81685 | 1075 | 5 | Dry Detention | 0.2 |  |  | TMDL | TMDL |  |  | 1510.443 | 89329.8429 | 288 | 20% | 20% | 0.14689 | 0.0073905
38 | 2 | 0.45145 | 248 | 38 | 2 | MDR | 8.5662 | 0.781 | 5390.011 | 491.366 | 0.752 | 0.731 | 6.439 | 0.571 | 4051.586 | 359.418 | 0.45145 | 6.439 | 0.571 | 2.9069 | 0.25778 | 0.752 | 0.73147 | 1076 | 5 | Dry Detention | 0.2 |  |  | TMDL | TMDL |  |  | 562.3586 | 19664.9182 | 248 | 20% | 20% | 0.58137 | 0.051555
91 | 10 | 0.3408 | 562 | 91 | 10 | RAN | 7.2019 | 0.314 | 76.488 | 3.331 | 0.225 | 0.119 | 1.623 | 0.037 | 17.235 | 0.396 | 0.3408 | 0.626 | 0.016 | 0.21334 | 0.0054528 | 0.087 | 0.050542 | 1077 | 5 | Dry Detention | 0.2 |  |  | TMDL | TMDL |  |  | 857.7701 | 27725.1758 | 562 | 20% | 20% | 0.042668 | 0.0010906
91 | 13 | 0.29569 | 565 | 91 | 13 | WET | 2.4407 | 0.101 | 90.532 | 3.763 | 0.231 | 0.129 | 0.564 | 0.013 | 20.917 | 0.484 | 0.29569 | 0.222 | 0.006 | 0.065643 | 0.0017741 | 0.091 | 0.055914 | 1077 | 5 | Dry Detention | 0.2 |  |  | TMDL | TMDL |  |  | 857.7701 | 27725.1758 | 565 | 20% | 20% | 0.013129 | 0.00035482
40 | 1 | 5.8131 | 271 | 40 | 1 | LDR | 6.3414 | 0.299 | 1093.519 | 51.571 | 0.877 | 0.884 | 5.562 | 0.264 | 959.109 | 45.59 | 5.8131 | 5.562 | 0.264 | 32.3323 | 1.5347 | 0.877 | 0.88402 | 1078 | 5 | Dry Detention | 0.2 |  |  | TMDL | TMDL |  |  | 2070.29 | 282434.5668 | 271 | 20% | 20% | 6.4665 | 0.30693
40 | 8 | 0.67076 | 277 | 40 | 8 | AGR | 16.9565 | 0.888 | 2599.449 | 136.17 | 0.878 | 0.886 | 14.894 | 0.787 | 2283.201 | 120.597 | 0.67076 | 14.894 | 0.787 | 9.9903 | 0.52789 | 0.878 | 0.88564 | 1078 | 5 | Dry Detention | 0.2 |  |  | TMDL | TMDL |  |  | 2070.29 | 282434.5668 | 277 | 20% | 20% | 1.9981 | 0.10558
40 | 1 | 0.86738 | 271 | 40 | 1 | LDR | 6.3414 | 0.299 | 1093.519 | 51.571 | 0.877 | 0.884 | 5.562 | 0.264 | 959.109 | 45.59 | 0.86738 | 5.562 | 0.264 | 4.8244 | 0.22899 | 0.877 | 0.88402 | 1079 | 5 | Dry Detention | 0.2 |  |  | TMDL | TMDL |  |  | 1054.2637 | 52924.9182 | 271 | 20% | 20% | 0.96488 | 0.045798
40 | 13 | 0.34761 | 281 | 40 | 13 | WET | 1.1184 | 0.045 | 608.832 | 24.31 | 0.88 | 0.889 | 0.985 | 0.04 | 535.989 | 21.621 | 0.34761 | 0.985 | 0.04 | 0.3424 | 0.013904 | 0.88 | 0.88938 | 1079 | 5 | Dry Detention | 0.2 |  |  | TMDL | TMDL |  |  | 1054.2637 | 52924.9182 | 281 | 20% | 20% | 0.068479 | 0.0027809
41 | 10 | 0.0036381 | 290 | 41 | 10 | RAN | 5.062 | 0.211 | 1204.825 | 50.143 | 0.96 | 0.922 | 4.86 | 0.194 | 1156.789 | 46.234 | 0.0036381 | 4.268 | 0.172 | 0.015528 | 0.00062576 | 0.843 | 0.81592 | 1080 | 5 | Dry Detention | 0.2 |  |  | TMDL | TMDL |  |  | 724.8865 | 1922.3742 | 290 | 20% | 20% | 0.0031055 | 0.00012515
41 | 13 | 0.040492 | 293 | 41 | 13 | WET | 1.0484 | 0.041 | 1567.871 | 61.608 | 0.962 | 0.921 | 1.008 | 0.038 | 1507.852 | 56.766 | 0.040492 | 0.888 | 0.034 | 0.035957 | 0.0013767 | 0.847 | 0.81976 | 1080 | 5 | Dry Detention | 0.2 |  |  | TMDL | TMDL |  |  | 724.8865 | 1922.3742 | 293 | 20% | 20% | 0.0071914 | 0.00027535
38 | 2 | 3.9845 | 248 | 38 | 2 | MDR | 8.5662 | 0.781 | 5390.011 | 491.366 | 0.752 | 0.731 | 6.439 | 0.571 | 4051.586 | 359.418 | 3.9845 | 6.439 | 0.571 | 25.6561 | 2.2751 | 0.752 | 0.73147 | 1081 | 5 | Dry Detention | 0.2 |  |  | TMDL | TMDL |  |  | 10980.5213 | 1552955.9601 | 248 | 20% | 20% | 5.1312 | 0.45503
38 | 9 | 0.055483 | 254 | 38 | 9 | AGT | 5.3381 | 0.48 | 328.365 | 29.544 | 0.766 | 0.75 | 4.09 | 0.36 | 251.603 | 22.171 | 0.055483 | 4.09 | 0.36 | 0.22693 | 0.019974 | 0.766 | 0.75046 | 1081 | 5 | Dry Detention | 0.2 |  |  | TMDL | TMDL |  |  | 10980.5213 | 1552955.9601 | 254 | 20% | 20% | 0.045385 | 0.0039948
41 | 1 | 2.9948 | 282 | 41 | 1 | LDR | 6.4645 | 0.301 | 7159.582 | 333.43 | 0.961 | 0.923 | 6.211 | 0.278 | 6878.392 | 307.743 | 2.9948 | 5.446 | 0.246 | 16.3095 | 0.73671 | 0.842 | 0.81555 | 1081 | 5 | Dry Detention | 0.2 |  |  | TMDL | TMDL |  |  | 10980.5213 | 1552955.9601 | 282 | 20% | 20% | 3.2619 | 0.14734
41 | 2 | 23.8016 | 283 | 41 | 2 | MDR | 11.9201 | 0.582 | 23513.664 | 1147.493 | 0.961 | 0.923 | 11.452 | 0.537 | 22589.972 | 1059.182 | 23.8016 | 10.039 | 0.474 | 238.9444 | 11.282 | 0.842 | 0.81527 | 1081 | 5 | Dry Detention | 0.2 |  |  | TMDL | TMDL |  |  | 10980.5213 | 1552955.9601 | 283 | 20% | 20% | 47.7889 | 2.2564
41 | 4 | 2.4141 | 285 | 41 | 4 | IND | 15.0465 | 1.299 | 22984.638 | 1984.314 | 0.961 | 0.924 | 14.457 | 1.2 | 22084.136 | 1832.828 | 2.4141 | 12.656 | 1.059 | 30.5523 | 2.5565 | 0.841 | 0.81549 | 1081 | 5 | Dry Detention | 0.2 |  |  | TMDL | TMDL |  |  | 10980.5213 | 1552955.9601 | 285 | 20% | 20% | 6.1105 | 0.5113
41 | 9 | 0.016469 | 289 | 41 | 9 | AGT | 10.0265 | 0.479 | 0.689 | 0.033 | 0.96 | 0.923 | 9.629 | 0.442 | 0.661 | 0.03 | 0.016469 | 8.458 | 0.391 | 0.1393 | 0.0064396 | 0.844 | 0.8154 | 1081 | 5 | Dry Detention | 0.2 |  |  | TMDL | TMDL |  |  | 10980.5213 | 1552955.9601 | 289 | 20% | 20% | 0.02786 | 0.0012879
41 | 10 | 0.20457 | 290 | 41 | 10 | RAN | 5.062 | 0.211 | 1204.825 | 50.143 | 0.96 | 0.922 | 4.86 | 0.194 | 1156.789 | 46.234 | 0.20457 | 4.268 | 0.172 | 0.87311 | 0.035186 | 0.843 | 0.81592 | 1081 | 5 | Dry Detention | 0.2 |  |  | TMDL | TMDL |  |  | 10980.5213 | 1552955.9601 | 290 | 20% | 20% | 0.17462 | 0.0070373
41 | 13 | 2.1796 | 293 | 41 | 13 | WET | 1.0484 | 0.041 | 1567.871 | 61.608 | 0.962 | 0.921 | 1.008 | 0.038 | 1507.852 | 56.766 | 2.1796 | 0.888 | 0.034 | 1.9355 | 0.074108 | 0.847 | 0.81976 | 1081 | 5 | Dry Detention | 0.2 |  |  | TMDL | TMDL |  |  | 10980.5213 | 1552955.9601 | 293 | 20% | 20% | 0.3871 | 0.014822
40 | 2 | 2.4373 | 272 | 40 | 2 | MDR | 11.6613 | 0.577 | 15641.833 | 773.896 | 0.877 | 0.884 | 10.225 | 0.51 | 13715.384 | 683.794 | 2.4373 | 10.225 | 0.51 | 24.921 | 1.243 | 0.877 | 0.88357 | 1082 | 5 | Dry Detention | 0.2 |  |  | TMDL | TMDL |  |  | 1748.2259 | 178630.8016 | 272 | 20% | 20% | 4.9842 | 0.2486
40 | 13 | 1.6635 | 281 | 40 | 13 | WET | 1.1184 | 0.045 | 608.832 | 24.31 | 0.88 | 0.889 | 0.985 | 0.04 | 535.989 | 21.621 | 1.6635 | 0.985 | 0.04 | 1.6386 | 0.066542 | 0.88 | 0.88938 | 1082 | 5 | Dry Detention | 0.2 |  |  | TMDL | TMDL |  |  | 1748.2259 | 178630.8016 | 281 | 20% | 20% | 0.32772 | 0.013308
41 | 2 | 0.90009 | 283 | 41 | 2 | MDR | 11.9201 | 0.582 | 23513.664 | 1147.493 | 0.961 | 0.923 | 11.452 | 0.537 | 22589.972 | 1059.182 | 0.90009 | 10.039 | 0.474 | 9.036 | 0.42664 | 0.842 | 0.81527 | 1083 | 5 | Dry Detention | 0.2 |  |  | TMDL | TMDL |  |  | 4006.8945 | 112618.1088 | 283 | 20% | 20% | 1.8072 | 0.085329
41 | 3 | 0.053748 | 284 | 41 | 3 | HDR | 25.4619 | 1.917 | 15674.111 | 1180.15 | 0.961 | 0.923 | 24.461 | 1.77 | 15057.713 | 1089.811 | 0.053748 | 21.44 | 1.565 | 1.1524 | 0.084116 | 0.842 | 0.81633 | 1083 | 5 | Dry Detention | 0.2 |  |  | TMDL | TMDL |  |  | 4006.8945 | 112618.1088 | 284 | 20% | 20% | 0.23047 | 0.016823
41 | 12 | 1.5201 | 292 | 41 | 12 | WAT | 1.0456 | 0.041 | 281.889 | 11.073 | 0.962 | 0.921 | 1.006 | 0.038 | 271.1 | 10.202 | 1.5201 | 0.885 | 0.034 | 1.3453 | 0.051684 | 0.847 | 0.81969 | 1083 | 5 | Dry Detention | 0.2 |  |  | TMDL | TMDL |  |  | 4006.8945 | 112618.1088 | 292 | 20% | 20% | 0.26906 | 0.010337
41 | 13 | 0.11141 | 293 | 41 | 13 | WET | 1.0484 | 0.041 | 1567.871 | 61.608 | 0.962 | 0.921 | 1.008 | 0.038 | 1507.852 | 56.766 | 0.11141 | 0.888 | 0.034 | 0.098929 | 0.0037878 | 0.847 | 0.81976 | 1083 | 5 | Dry Detention | 0.2 |  |  | TMDL | TMDL |  |  | 4006.8945 | 112618.1088 | 293 | 20% | 20% | 0.019786 | 0.00075757
38 | 2 | 0.12567 | 248 | 38 | 2 | MDR | 8.5662 | 0.781 | 5390.011 | 491.366 | 0.752 | 0.731 | 6.439 | 0.571 | 4051.586 | 359.418 | 0.12567 | 6.439 | 0.571 | 0.80919 | 0.071757 | 0.752 | 0.73147 | 1084 | 5 | Dry Detention | 0.2 |  |  | TMDL | TMDL |  |  | 369.7606 | 5474.152 | 248 | 20% | 20% | 0.16184 | 0.014351
91 | 1 | 10.7101 | 556 | 91 | 1 | LDR | 9.1664 | 0.445 | 613.493 | 29.798 | 0.219 | 0.116 | 2.012 | 0.052 | 134.634 | 3.456 | 10.7101 | 0.772 | 0.022 | 8.2682 | 0.23562 | 0.084 | 0.049189 | 1085 | 5 | Dry Detention | 0.2 |  |  | TMDL | TMDL |  |  | 5979.5028 | 658969.9377 | 556 | 20% | 20% | 1.6536 | 0.047125
91 | 6 | 0.46294 | 560 | 91 | 6 | OPE | 9.3466 | 0.436 | 27.163 | 1.266 | 0.222 | 0.117 | 2.078 | 0.051 | 6.038 | 0.149 | 0.46294 | 0.799 | 0.022 | 0.36989 | 0.010185 | 0.085 | 0.049834 | 1085 | 5 | Dry Detention | 0.2 |  |  | TMDL | TMDL |  |  | 5979.5028 | 658969.9377 | 560 | 20% | 20% | 0.073977 | 0.0020369
91 | 12 | 2.4883 | 564 | 91 | 12 | WAT | 1.2241 | 0.039 | 126.586 | 4.077 | 0.221 | 0.118 | 0.271 | 0.005 | 28.038 | 0.483 | 2.4883 | 0.105 | 0.002 | 0.26127 | 0.0049767 | 0.086 | 0.050345 | 1085 | 5 | Dry Detention | 0.2 |  |  | TMDL | TMDL |  |  | 5979.5028 | 658969.9377 | 564 | 20% | 20% | 0.052255 | 0.00099533
91 | 13 | 1.4665 | 565 | 91 | 13 | WET | 2.4407 | 0.101 | 90.532 | 3.763 | 0.231 | 0.129 | 0.564 | 0.013 | 20.917 | 0.484 | 1.4665 | 0.222 | 0.006 | 0.32557 | 0.0087991 | 0.091 | 0.055914 | 1085 | 5 | Dry Detention | 0.2 |  |  | TMDL | TMDL |  |  | 5979.5028 | 658969.9377 | 565 | 20% | 20% | 0.065114 | 0.0017598
40 | 2 | 0.7254 | 272 | 40 | 2 | MDR | 11.6613 | 0.577 | 15641.833 | 773.896 | 0.877 | 0.884 | 10.225 | 0.51 | 13715.384 | 683.794 | 0.7254 | 10.225 | 0.51 | 7.4172 | 0.36995 | 0.877 | 0.88357 | 1086 | 5 | Dry Detention | 0.2 |  |  | TMDL | TMDL |  |  | 731.5905 | 31598.3001 | 272 | 20% | 20% | 1.4834 | 0.073991
91 | 1 | 3.7108 | 556 | 91 | 1 | LDR | 9.1664 | 0.445 | 613.493 | 29.798 | 0.219 | 0.116 | 2.012 | 0.052 | 134.634 | 3.456 | 3.7108 | 0.772 | 0.022 | 2.8647 | 0.081638 | 0.084 | 0.049189 | 1087 | 5 | Dry Detention | 0.2 |  |  | TMDL | TMDL |  |  | 8812.7428 | 728017.2202 | 556 | 20% | 20% | 0.57295 | 0.016328
91 | 2 | 0.49239 | 557 | 91 | 2 | MDR | 17.0725 | 0.876 | 2453.124 | 125.823 | 0.218 | 0.115 | 3.73 | 0.101 | 535.951 | 14.489 | 0.49239 | 1.431 | 0.043 | 0.70462 | 0.021173 | 0.084 | 0.048784 | 1087 | 5 | Dry Detention | 0.2 |  |  | TMDL | TMDL |  |  | 8812.7428 | 728017.2202 | 557 | 20% | 20% | 0.14092 | 0.0042346
91 | 4 | 3.373 | 559 | 91 | 4 | IND | 22.5245 | 2.076 | 345.211 | 31.824 | 0.212 | 0.115 | 4.775 | 0.239 | 73.186 | 3.661 | 3.373 | 1.824 | 0.101 | 6.1524 | 0.34067 | 0.081 | 0.048802 | 1087 | 5 | Dry Detention | 0.2 |  |  | TMDL | TMDL |  |  | 8812.7428 | 728017.2202 | 559 | 20% | 20% | 1.2305 | 0.068135
91 | 6 | 1.1695 | 560 | 91 | 6 | OPE | 9.3466 | 0.436 | 27.163 | 1.266 | 0.222 | 0.117 | 2.078 | 0.051 | 6.038 | 0.149 | 1.1695 | 0.799 | 0.022 | 0.93442 | 0.025729 | 0.085 | 0.049834 | 1087 | 5 | Dry Detention | 0.2 |  |  | TMDL | TMDL |  |  | 8812.7428 | 728017.2202 | 560 | 20% | 20% | 0.18688 | 0.0051457
91 | 10 | 1.8049 | 562 | 91 | 10 | RAN | 7.2019 | 0.314 | 76.488 | 3.331 | 0.225 | 0.119 | 1.623 | 0.037 | 17.235 | 0.396 | 1.8049 | 0.626 | 0.016 | 1.1298 | 0.028878 | 0.087 | 0.050542 | 1087 | 5 | Dry Detention | 0.2 |  |  | TMDL | TMDL |  |  | 8812.7428 | 728017.2202 | 562 | 20% | 20% | 0.22597 | 0.0057756
91 | 11 | 1.7152 | 563 | 91 | 11 | FOR | 4.337 | 0.188 | 39.061 | 1.692 | 0.228 | 0.129 | 0.99 | 0.024 | 8.916 | 0.218 | 1.7152 | 0.387 | 0.01 | 0.66379 | 0.017152 | 0.089 | 0.055294 | 1087 | 5 | Dry Detention | 0.2 |  |  | TMDL | TMDL |  |  | 8812.7428 | 728017.2202 | 563 | 20% | 20% | 0.13276 | 0.0034304
91 | 12 | 0.66921 | 564 | 91 | 12 | WAT | 1.2241 | 0.039 | 126.586 | 4.077 | 0.221 | 0.118 | 0.271 | 0.005 | 28.038 | 0.483 | 0.66921 | 0.105 | 0.002 | 0.070267 | 0.0013384 | 0.086 | 0.050345 | 1087 | 5 | Dry Detention | 0.2 |  |  | TMDL | TMDL |  |  | 8812.7428 | 728017.2202 | 564 | 20% | 20% | 0.014053 | 0.00026768
91 | 13 | 3.778 | 565 | 91 | 13 | WET | 2.4407 | 0.101 | 90.532 | 3.763 | 0.231 | 0.129 | 0.564 | 0.013 | 20.917 | 0.484 | 3.778 | 0.222 | 0.006 | 0.83872 | 0.022668 | 0.091 | 0.055914 | 1087 | 5 | Dry Detention | 0.2 |  |  | TMDL | TMDL |  |  | 8812.7428 | 728017.2202 | 565 | 20% | 20% | 0.16774 | 0.0045336
90 | 11 | 0.010662 | 553 | 90 | 11 | FOR | 2.8901 | 0.129 | 722.975 | 32.197 | 0.805 | 0.838 | 2.326 | 0.108 | 581.805 | 26.979 | 0.010662 | 1.119 | 0.054 | 0.011931 | 0.00057575 | 0.387 | 0.42305 | 1088 | 5 | Dry Detention | 0.2 |  |  | TMDL | TMDL |  |  | 331.1867 | 4219.6636 | 553 | 20% | 20% | 0.0023862 | 0.00011515
91 | 4 | 0.028297 | 559 | 91 | 4 | IND | 22.5245 | 2.076 | 345.211 | 31.824 | 0.212 | 0.115 | 4.775 | 0.239 | 73.186 | 3.661 | 0.028297 | 1.824 | 0.101 | 0.051613 | 0.002858 | 0.081 | 0.048802 | 1088 | 5 | Dry Detention | 0.2 |  |  | TMDL | TMDL |  |  | 331.1867 | 4219.6636 | 559 | 20% | 20% | 0.010323 | 0.00057159
91 | 11 | 0.057912 | 563 | 91 | 11 | FOR | 4.337 | 0.188 | 39.061 | 1.692 | 0.228 | 0.129 | 0.99 | 0.024 | 8.916 | 0.218 | 0.057912 | 0.387 | 0.01 | 0.022412 | 0.00057912 | 0.089 | 0.055294 | 1088 | 5 | Dry Detention | 0.2 |  |  | TMDL | TMDL |  |  | 331.1867 | 4219.6636 | 563 | 20% | 20% | 0.0044824 | 0.00011582
40 | 4 | 0.27588 | 274 | 40 | 4 | IND | 14.4118 | 1.299 | 3327.006 | 299.956 | 0.876 | 0.883 | 12.618 | 1.147 | 2912.902 | 264.815 | 0.27588 | 12.618 | 1.147 | 3.4811 | 0.31644 | 0.876 | 0.88285 | 1089 | 5 | Dry Detention | 0.2 |  |  | TMDL | TMDL |  |  | 1326.4999 | 12017.3367 | 274 | 20% | 20% | 0.69621 | 0.063287
40 | 1 | 0.50902 | 271 | 40 | 1 | LDR | 6.3414 | 0.299 | 1093.519 | 51.571 | 0.877 | 0.884 | 5.562 | 0.264 | 959.109 | 45.59 | 0.50902 | 5.562 | 0.264 | 2.8312 | 0.13438 | 0.877 | 0.88402 | 1090 | 5 | Dry Detention | 0.2 |  |  | TMDL | TMDL |  |  | 901.1342 | 42766.5661 | 271 | 20% | 20% | 0.56623 | 0.026876
40 | 13 | 0.47277 | 281 | 40 | 13 | WET | 1.1184 | 0.045 | 608.832 | 24.31 | 0.88 | 0.889 | 0.985 | 0.04 | 535.989 | 21.621 | 0.47277 | 0.985 | 0.04 | 0.46568 | 0.018911 | 0.88 | 0.88938 | 1090 | 5 | Dry Detention | 0.2 |  |  | TMDL | TMDL |  |  | 901.1342 | 42766.5661 | 281 | 20% | 20% | 0.093136 | 0.0037822
41 | 2 | 0.033485 | 283 | 41 | 2 | MDR | 11.9201 | 0.582 | 23513.664 | 1147.493 | 0.961 | 0.923 | 11.452 | 0.537 | 22589.972 | 1059.182 | 0.033485 | 10.039 | 0.474 | 0.33615 | 0.015872 | 0.842 | 0.81527 | 1091 | 5 | Dry Detention | 0.2 |  |  | TMDL | TMDL |  |  | 685.8286 | 7397.7866 | 283 | 20% | 20% | 0.067231 | 0.0031744
41 | 11 | 0.099676 | 291 | 41 | 11 | FOR | 3.3637 | 0.139 | 1738.258 | 71.607 | 0.961 | 0.923 | 3.231 | 0.128 | 1669.641 | 66.092 | 0.099676 | 2.844 | 0.114 | 0.28348 | 0.011363 | 0.846 | 0.81972 | 1091 | 5 | Dry Detention | 0.2 |  |  | TMDL | TMDL |  |  | 685.8286 | 7397.7866 | 291 | 20% | 20% | 0.056696 | 0.0022726
41 | 13 | 0.03667 | 293 | 41 | 13 | WET | 1.0484 | 0.041 | 1567.871 | 61.608 | 0.962 | 0.921 | 1.008 | 0.038 | 1507.852 | 56.766 | 0.03667 | 0.888 | 0.034 | 0.032563 | 0.0012468 | 0.847 | 0.81976 | 1091 | 5 | Dry Detention | 0.2 |  |  | TMDL | TMDL |  |  | 685.8286 | 7397.7866 | 293 | 20% | 20% | 0.0065125 | 0.00024935
38 | 2 | 1.1582 | 248 | 38 | 2 | MDR | 8.5662 | 0.781 | 5390.011 | 491.366 | 0.752 | 0.731 | 6.439 | 0.571 | 4051.586 | 359.418 | 1.1582 | 6.439 | 0.571 | 7.4577 | 0.66133 | 0.752 | 0.73147 | 1092 | 5 | Dry Detention | 0.2 |  |  | TMDL | TMDL |  |  | 1110.5933 | 50451.072 | 248 | 20% | 20% | 1.4915 | 0.13227
40 | 1 | 0.55994 | 271 | 40 | 1 | LDR | 6.3414 | 0.299 | 1093.519 | 51.571 | 0.877 | 0.884 | 5.562 | 0.264 | 959.109 | 45.59 | 0.55994 | 5.562 | 0.264 | 3.1144 | 0.14783 | 0.877 | 0.88402 | 1093 | 5 | Dry Detention | 0.2 |  |  | TMDL | TMDL |  |  | 1222.8338 | 81673.8487 | 271 | 20% | 20% | 0.62288 | 0.029565
40 | 2 | 0.0586 | 272 | 40 | 2 | MDR | 11.6613 | 0.577 | 15641.833 | 773.896 | 0.877 | 0.884 | 10.225 | 0.51 | 13715.384 | 683.794 | 0.0586 | 10.225 | 0.51 | 0.59919 | 0.029886 | 0.877 | 0.88357 | 1093 | 5 | Dry Detention | 0.2 |  |  | TMDL | TMDL |  |  | 1222.8338 | 81673.8487 | 272 | 20% | 20% | 0.11984 | 0.0059772
40 | 8 | 0.74683 | 277 | 40 | 8 | AGR | 16.9565 | 0.888 | 2599.449 | 136.17 | 0.878 | 0.886 | 14.894 | 0.787 | 2283.201 | 120.597 | 0.74683 | 14.894 | 0.787 | 11.1233 | 0.58776 | 0.878 | 0.88564 | 1093 | 5 | Dry Detention | 0.2 |  |  | TMDL | TMDL |  |  | 1222.8338 | 81673.8487 | 277 | 20% | 20% | 2.2247 | 0.11755
40 | 13 | 0.5096 | 281 | 40 | 13 | WET | 1.1184 | 0.045 | 608.832 | 24.31 | 0.88 | 0.889 | 0.985 | 0.04 | 535.989 | 21.621 | 0.5096 | 0.985 | 0.04 | 0.50196 | 0.020384 | 0.88 | 0.88938 | 1093 | 5 | Dry Detention | 0.2 |  |  | TMDL | TMDL |  |  | 1222.8338 | 81673.8487 | 281 | 20% | 20% | 0.10039 | 0.0040768
40 | 2 | 0.51927 | 272 | 40 | 2 | MDR | 11.6613 | 0.577 | 15641.833 | 773.896 | 0.877 | 0.884 | 10.225 | 0.51 | 13715.384 | 683.794 | 0.51927 | 10.225 | 0.51 | 5.3095 | 0.26483 | 0.877 | 0.88357 | 1094 | 5 | Dry Detention | 0.2 |  |  | TMDL | TMDL |  |  | 861.7827 | 45783.1334 | 272 | 20% | 20% | 1.0619 | 0.052965
40 | 3 | 0.306 | 273 | 40 | 3 | HDR | 24.9268 | 1.943 | 9876.14 | 769.988 | 0.877 | 0.884 | 21.854 | 1.718 | 8658.806 | 680.793 | 0.306 | 21.854 | 1.718 | 6.6873 | 0.52571 | 0.877 | 0.88416 | 1094 | 5 | Dry Detention | 0.2 |  |  | TMDL | TMDL |  |  | 861.7827 | 45783.1334 | 273 | 20% | 20% | 1.3375 | 0.10514
40 | 13 | 0.22577 | 281 | 40 | 13 | WET | 1.1184 | 0.045 | 608.832 | 24.31 | 0.88 | 0.889 | 0.985 | 0.04 | 535.989 | 21.621 | 0.22577 | 0.985 | 0.04 | 0.22239 | 0.009031 | 0.88 | 0.88938 | 1094 | 5 | Dry Detention | 0.2 |  |  | TMDL | TMDL |  |  | 861.7827 | 45783.1334 | 281 | 20% | 20% | 0.044477 | 0.0018062
90 | 1 | 15.4105 | 545 | 90 | 1 | LDR | 6.1079 | 0.308 | 1822.248 | 91.801 | 0.804 | 0.837 | 4.91 | 0.257 | 1464.821 | 76.812 | 15.4105 | 2.322 | 0.128 | 35.7831 | 1.9725 | 0.38 | 0.41636 | 1095 | 5 | Dry Detention | 0.2 |  |  | TMDL | TMDL |  |  | 3805.1908 | 739937.2402 | 545 | 20% | 20% | 7.1566 | 0.39451
90 | 2 | 0.044195 | 546 | 90 | 2 | MDR | 11.3664 | 0.605 | 14884.136 | 791.874 | 0.804 | 0.836 | 9.135 | 0.506 | 11961.814 | 662.37 | 0.044195 | 4.317 | 0.251 | 0.19079 | 0.011093 | 0.38 | 0.41575 | 1095 | 5 | Dry Detention | 0.2 |  |  | TMDL | TMDL |  |  | 3805.1908 | 739937.2402 | 546 | 20% | 20% | 0.038158 | 0.0022186
90 | 12 | 1.532 | 554 | 90 | 12 | WAT | 0.83586 | 0.028 | 130.779 | 4.341 | 0.808 | 0.839 | 0.676 | 0.023 | 105.721 | 3.643 | 1.532 | 0.322 | 0.012 | 0.49332 | 0.018384 | 0.385 | 0.41867 | 1095 | 5 | Dry Detention | 0.2 |  |  | TMDL | TMDL |  |  | 3805.1908 | 739937.2402 | 554 | 20% | 20% | 0.098663 | 0.0036769
41 | 3 | 0.0010417 | 284 | 41 | 3 | HDR | 25.4619 | 1.917 | 15674.111 | 1180.15 | 0.961 | 0.923 | 24.461 | 1.77 | 15057.713 | 1089.811 | 0.0010417 | 21.44 | 1.565 | 0.022335 | 0.0016303 | 0.842 | 0.81633 | 1096 | 5 | Dry Detention | 0.2 |  |  | TMDL | TMDL |  |  | 34.9655 | 45.3782 | 284 | 20% | 20% | 0.004467 | 0.00032607
90 | 1 | 2.3781 | 545 | 90 | 1 | LDR | 6.1079 | 0.308 | 1822.248 | 91.801 | 0.804 | 0.837 | 4.91 | 0.257 | 1464.821 | 76.812 | 2.3781 | 2.322 | 0.128 | 5.5221 | 0.3044 | 0.38 | 0.41636 | 1097 | 5 | Dry Detention | 0.2 |  |  | TMDL | TMDL |  |  | 1341.9447 | 103591.601 | 545 | 20% | 20% | 1.1044 | 0.060881
41 | 8 | 0.54944 | 288 | 41 | 8 | AGR | 16.0936 | 0.836 | 8344.03 | 433.364 | 0.96 | 0.923 | 15.456 | 0.771 | 8013.183 | 399.822 | 0.54944 | 13.575 | 0.683 | 7.4587 | 0.37527 | 0.844 | 0.81685 | 1098 | 5 | Dry Detention | 0.2 |  |  | TMDL | TMDL |  |  | 873.0536 | 23933.5547 | 288 | 20% | 20% | 1.4917 | 0.075054
41 | 8 | 0.00072802 | 288 | 41 | 8 | AGR | 16.0936 | 0.836 | 8344.03 | 433.364 | 0.96 | 0.923 | 15.456 | 0.771 | 8013.183 | 399.822 | 0.00072802 | 13.575 | 0.683 | 0.0098829 | 0.00049724 | 0.844 | 0.81685 | 1099 | 5 | Dry Detention | 0.2 |  |  | TMDL | TMDL |  |  | 26.6383 | 31.7123 | 288 | 20% | 20% | 0.0019766 | 9.9447e-05
41 | 3 | 0.076597 | 284 | 41 | 3 | HDR | 25.4619 | 1.917 | 15674.111 | 1180.15 | 0.961 | 0.923 | 24.461 | 1.77 | 15057.713 | 1089.811 | 0.076597 | 21.44 | 1.565 | 1.6422 | 0.11987 | 0.842 | 0.81633 | 1100 | 5 | Dry Detention | 0.2 |  |  | TMDL | TMDL |  |  | 300.1357 | 3336.5346 | 284 | 20% | 20% | 0.32845 | 0.023975
90 | 1 | 0.11935 | 545 | 90 | 1 | LDR | 6.1079 | 0.308 | 1822.248 | 91.801 | 0.804 | 0.837 | 4.91 | 0.257 | 1464.821 | 76.812 | 0.11935 | 2.322 | 0.128 | 0.27713 | 0.015277 | 0.38 | 0.41636 | 1101 | 5 | Dry Detention | 0.2 |  |  | TMDL | TMDL |  |  | 411.0941 | 5198.7846 | 545 | 20% | 20% | 0.055425 | 0.0030553
40 | 2 | 0.027513 | 272 | 40 | 2 | MDR | 11.6613 | 0.577 | 15641.833 | 773.896 | 0.877 | 0.884 | 10.225 | 0.51 | 13715.384 | 683.794 | 0.027513 | 10.225 | 0.51 | 0.28132 | 0.014032 | 0.877 | 0.88357 | 1102 | 5 | Dry Detention | 0.2 |  |  | TMDL | TMDL |  |  | 276.3081 | 3775.4807 | 272 | 20% | 20% | 0.056265 | 0.0028064
40 | 12 | 0.05916 | 280 | 40 | 12 | WAT | 1.1121 | 0.044 | 79.326 | 3.165 | 0.88 | 0.889 | 0.979 | 0.039 | 69.829 | 2.815 | 0.05916 | 0.979 | 0.039 | 0.057918 | 0.0023072 | 0.88 | 0.88918 | 1102 | 5 | Dry Detention | 0.2 |  |  | TMDL | TMDL |  |  | 276.3081 | 3775.4807 | 280 | 20% | 20% | 0.011584 | 0.00046145
41 | 3 | 0.21969 | 284 | 41 | 3 | HDR | 25.4619 | 1.917 | 15674.111 | 1180.15 | 0.961 | 0.923 | 24.461 | 1.77 | 15057.713 | 1089.811 | 0.21969 | 21.44 | 1.565 | 4.7101 | 0.34381 | 0.842 | 0.81633 | 1103 | 5 | Dry Detention | 0.2 |  |  | TMDL | TMDL |  |  | 532.045 | 9569.4928 | 284 | 20% | 20% | 0.94201 | 0.068762
90 | 1 | 0.64126 | 545 | 90 | 1 | LDR | 6.1079 | 0.308 | 1822.248 | 91.801 | 0.804 | 0.837 | 4.91 | 0.257 | 1464.821 | 76.812 | 0.64126 | 2.322 | 0.128 | 1.489 | 0.082082 | 0.38 | 0.41636 | 1104 | 5 | Dry Detention | 0.2 |  |  | TMDL | TMDL |  |  | 698.2374 | 27933.2809 | 545 | 20% | 20% | 0.2978 | 0.016416
91 | 1 | 1.9021 | 556 | 91 | 1 | LDR | 9.1664 | 0.445 | 613.493 | 29.798 | 0.219 | 0.116 | 2.012 | 0.052 | 134.634 | 3.456 | 1.9021 | 0.772 | 0.022 | 1.4684 | 0.041846 | 0.084 | 0.049189 | 1105 | 5 | Dry Detention | 0.2 |  |  | TMDL | TMDL |  |  | 2399.049 | 168255.0894 | 556 | 20% | 20% | 0.29368 | 0.0083691
91 | 12 | 1.3675 | 564 | 91 | 12 | WAT | 1.2241 | 0.039 | 126.586 | 4.077 | 0.221 | 0.118 | 0.271 | 0.005 | 28.038 | 0.483 | 1.3675 | 0.105 | 0.002 | 0.14359 | 0.0027351 | 0.086 | 0.050345 | 1105 | 5 | Dry Detention | 0.2 |  |  | TMDL | TMDL |  |  | 2399.049 | 168255.0894 | 564 | 20% | 20% | 0.028718 | 0.00054702
91 | 13 | 0.59301 | 565 | 91 | 13 | WET | 2.4407 | 0.101 | 90.532 | 3.763 | 0.231 | 0.129 | 0.564 | 0.013 | 20.917 | 0.484 | 0.59301 | 0.222 | 0.006 | 0.13165 | 0.0035581 | 0.091 | 0.055914 | 1105 | 5 | Dry Detention | 0.2 |  |  | TMDL | TMDL |  |  | 2399.049 | 168255.0894 | 565 | 20% | 20% | 0.02633 | 0.00071161
41 | 2 | 0.33803 | 283 | 41 | 2 | MDR | 11.9201 | 0.582 | 23513.664 | 1147.493 | 0.961 | 0.923 | 11.452 | 0.537 | 22589.972 | 1059.182 | 0.33803 | 10.039 | 0.474 | 3.3935 | 0.16023 | 0.842 | 0.81527 | 1106 | 5 | Dry Detention | 0.2 |  |  | TMDL | TMDL |  |  | 540.8403 | 14791.4388 | 283 | 20% | 20% | 0.6787 | 0.032045
41 | 11 | 0.001535 | 291 | 41 | 11 | FOR | 3.3637 | 0.139 | 1738.258 | 71.607 | 0.961 | 0.923 | 3.231 | 0.128 | 1669.641 | 66.092 | 0.001535 | 2.844 | 0.114 | 0.0043656 | 0.00017499 | 0.846 | 0.81972 | 1106 | 5 | Dry Detention | 0.2 |  |  | TMDL | TMDL |  |  | 540.8403 | 14791.4388 | 291 | 20% | 20% | 0.00087311 | 3.4998e-05
40 | 2 | 0.21948 | 272 | 40 | 2 | MDR | 11.6613 | 0.577 | 15641.833 | 773.896 | 0.877 | 0.884 | 10.225 | 0.51 | 13715.384 | 683.794 | 0.21948 | 10.225 | 0.51 | 2.2442 | 0.11194 | 0.877 | 0.88357 | 1107 | 5 | Dry Detention | 0.2 |  |  | TMDL | TMDL |  |  | 435.7694 | 9560.6703 | 272 | 20% | 20% | 0.44884 | 0.022387
40 | 2 | 2.605 | 272 | 40 | 2 | MDR | 11.6613 | 0.577 | 15641.833 | 773.896 | 0.877 | 0.884 | 10.225 | 0.51 | 13715.384 | 683.794 | 2.605 | 10.225 | 0.51 | 26.6363 | 1.3286 | 0.877 | 0.88357 | 1108 | 5 | Dry Detention | 0.2 |  |  | TMDL | TMDL |  |  | 1799.2217 | 121453.1916 | 272 | 20% | 20% | 5.3273 | 0.26571
40 | 13 | 0.18318 | 281 | 40 | 13 | WET | 1.1184 | 0.045 | 608.832 | 24.31 | 0.88 | 0.889 | 0.985 | 0.04 | 535.989 | 21.621 | 0.18318 | 0.985 | 0.04 | 0.18043 | 0.0073271 | 0.88 | 0.88938 | 1108 | 5 | Dry Detention | 0.2 |  |  | TMDL | TMDL |  |  | 1799.2217 | 121453.1916 | 281 | 20% | 20% | 0.036086 | 0.0014654
10 | 2 | 40.4556 | 11 | 10 | 2 | MDR | 8.9213 | 0.434 | 10274.538 | 499.47 | 0.218 | 0.108 | 1.945 | 0.047 | 2239.911 | 53.782 | 40.4556 | 0.929 | 0.024 | 37.5833 | 0.97093 | 0.104 | 0.054197 | 1109 | 5 | Dry Detention | 0.2 |  |  | TMDL | TMDL |  |  | 18344.0815 | 3326376.9496 | 11 | 20% | 20% | 7.5167 | 0.19419
10 | 4 | 16.7858 | 13 | 10 | 4 | IND | 13.1528 | 1.186 | 6233.588 | 562.16 | 0.215 | 0.107 | 2.826 | 0.127 | 1339.375 | 60.359 | 16.7858 | 1.344 | 0.064 | 22.5601 | 1.0743 | 0.102 | 0.054107 | 1109 | 5 | Dry Detention | 0.2 |  |  | TMDL | TMDL |  |  | 18344.0815 | 3326376.9496 | 13 | 20% | 20% | 4.512 | 0.21486
10 | 6 | 4.4833 | 14 | 10 | 6 | OPE | 4.3929 | 0.187 | 159.987 | 6.814 | 0.221 | 0.111 | 0.972 | 0.021 | 35.403 | 0.756 | 4.4833 | 0.466 | 0.01 | 2.0892 | 0.044833 | 0.106 | 0.056015 | 1109 | 5 | Dry Detention | 0.2 |  |  | TMDL | TMDL |  |  | 18344.0815 | 3326376.9496 | 14 | 20% | 20% | 0.41785 | 0.0089667
10 | 11 | 5.5586 | 17 | 10 | 11 | FOR | 1.9398 | 0.077 | 122.463 | 4.863 | 0.239 | 0.122 | 0.463 | 0.009 | 29.233 | 0.593 | 5.5586 | 0.225 | 0.005 | 1.2507 | 0.027793 | 0.116 | 0.06237 | 1109 | 5 | Dry Detention | 0.2 |  |  | TMDL | TMDL |  |  | 18344.0815 | 3326376.9496 | 17 | 20% | 20% | 0.25014 | 0.0055586
10 | 13 | 8.6599 | 19 | 10 | 13 | WET | 10.9043 | 0.715 | 2850.635 | 186.795 | 0.218 | 0.109 | 2.376 | 0.078 | 621.194 | 20.323 | 8.6599 | 1.134 | 0.039 | 9.8204 | 0.33774 | 0.104 | 0.054868 | 1109 | 5 | Dry Detention | 0.2 |  |  | TMDL | TMDL |  |  | 18344.0815 | 3326376.9496 | 19 | 20% | 20% | 1.9641 | 0.067547
38 | 2 | 0.054589 | 248 | 38 | 2 | MDR | 8.5662 | 0.781 | 5390.011 | 491.366 | 0.752 | 0.731 | 6.439 | 0.571 | 4051.586 | 359.418 | 0.054589 | 6.439 | 0.571 | 0.3515 | 0.03117 | 0.752 | 0.73147 | 1110 | 5 | Dry Detention | 0.2 |  |  | TMDL | TMDL |  |  | 731.0043 | 33029.8714 | 248 | 20% | 20% | 0.070299 | 0.006234
38 | 4 | 0.70368 | 250 | 38 | 4 | IND | 13.0332 | 1.643 | 2693.398 | 339.537 | 0.746 | 0.728 | 9.718 | 1.196 | 2008.316 | 247.156 | 0.70368 | 9.718 | 1.196 | 6.8383 | 0.8416 | 0.746 | 0.72792 | 1110 | 5 | Dry Detention | 0.2 |  |  | TMDL | TMDL |  |  | 731.0043 | 33029.8714 | 250 | 20% | 20% | 1.3677 | 0.16832
41 | 2 | 0.32018 | 283 | 41 | 2 | MDR | 11.9201 | 0.582 | 23513.664 | 1147.493 | 0.961 | 0.923 | 11.452 | 0.537 | 22589.972 | 1059.182 | 0.32018 | 10.039 | 0.474 | 3.2143 | 0.15176 | 0.842 | 0.81527 | 1111 | 5 | Dry Detention | 0.2 |  |  | TMDL | TMDL |  |  | 477.7436 | 13946.858 | 283 | 20% | 20% | 0.64285 | 0.030353
40 | 3 | 0.0013834 | 273 | 40 | 3 | HDR | 24.9268 | 1.943 | 9876.14 | 769.988 | 0.877 | 0.884 | 21.854 | 1.718 | 8658.806 | 680.793 | 0.0013834 | 21.854 | 1.718 | 0.030232 | 0.0023766 | 0.877 | 0.88416 | 1112 | 5 | Dry Detention | 0.2 |  |  | TMDL | TMDL |  |  | 38.2202 | 60.2595 | 273 | 20% | 20% | 0.0060464 | 0.00047533
41 | 3 | 0.32693 | 284 | 41 | 3 | HDR | 25.4619 | 1.917 | 15674.111 | 1180.15 | 0.961 | 0.923 | 24.461 | 1.77 | 15057.713 | 1089.811 | 0.32693 | 21.44 | 1.565 | 7.0094 | 0.51165 | 0.842 | 0.81633 | 1113 | 5 | Dry Detention | 0.2 |  |  | TMDL | TMDL |  |  | 2746.9233 | 317348.0836 | 284 | 20% | 20% | 1.4019 | 0.10233
41 | 4 | 6.9584 | 285 | 41 | 4 | IND | 15.0465 | 1.299 | 22984.638 | 1984.314 | 0.961 | 0.924 | 14.457 | 1.2 | 22084.136 | 1832.828 | 6.9584 | 12.656 | 1.059 | 88.0656 | 7.369 | 0.841 | 0.81549 | 1113 | 5 | Dry Detention | 0.2 |  |  | TMDL | TMDL |  |  | 2746.9233 | 317348.0836 | 285 | 20% | 20% | 17.6131 | 1.4738
91 | 2 | 0.15439 | 557 | 91 | 2 | MDR | 17.0725 | 0.876 | 2453.124 | 125.823 | 0.218 | 0.115 | 3.73 | 0.101 | 535.951 | 14.489 | 0.15439 | 1.431 | 0.043 | 0.22094 | 0.0066389 | 0.084 | 0.048784 | 1114 | 5 | Dry Detention | 0.2 |  |  | TMDL | TMDL |  |  | 541.6096 | 6725.7098 | 557 | 20% | 20% | 0.044187 | 0.0013278
91 | 12 | 6.8113e-06 | 564 | 91 | 12 | WAT | 1.2241 | 0.039 | 126.586 | 4.077 | 0.221 | 0.118 | 0.271 | 0.005 | 28.038 | 0.483 | 6.8113e-06 | 0.105 | 0.002 | 7.1519e-07 | 1.3623e-08 | 0.086 | 0.050345 | 1114 | 5 | Dry Detention | 0.2 |  |  | TMDL | TMDL |  |  | 541.6096 | 6725.7098 | 564 | 20% | 20% | 1.4304e-07 | 2.7245e-09
90 | 1 | 0.023674 | 545 | 90 | 1 | LDR | 6.1079 | 0.308 | 1822.248 | 91.801 | 0.804 | 0.837 | 4.91 | 0.257 | 1464.821 | 76.812 | 0.023674 | 2.322 | 0.128 | 0.05497 | 0.0030302 | 0.38 | 0.41636 | 1115 | 5 | Dry Detention | 0.2 |  |  | TMDL | TMDL |  |  | 2454.0533 | 250866.8178 | 545 | 20% | 20% | 0.010994 | 0.00060605
90 | 4 | 0.14044 | 548 | 90 | 4 | IND | 14.9374 | 1.425 | 2368.245 | 225.99 | 0.803 | 0.836 | 11.993 | 1.191 | 1901.418 | 188.888 | 0.14044 | 5.645 | 0.592 | 0.7928 | 0.083142 | 0.378 | 0.41522 | 1115 | 5 | Dry Detention | 0.2 |  |  | TMDL | TMDL |  |  | 2454.0533 | 250866.8178 | 548 | 20% | 20% | 0.15856 | 0.016628
90 | 11 | 0.69933 | 553 | 90 | 11 | FOR | 2.8901 | 0.129 | 722.975 | 32.197 | 0.805 | 0.838 | 2.326 | 0.108 | 581.805 | 26.979 | 0.69933 | 1.119 | 0.054 | 0.78255 | 0.037764 | 0.387 | 0.42305 | 1115 | 5 | Dry Detention | 0.2 |  |  | TMDL | TMDL |  |  | 2454.0533 | 250866.8178 | 553 | 20% | 20% | 0.15651 | 0.0075528
90 | 13 | 0.0033931 | 555 | 90 | 13 | WET | 1.6912 | 0.073 | 1170.334 | 50.223 | 0.811 | 0.843 | 1.372 | 0.061 | 949.219 | 42.348 | 0.0033931 | 0.66 | 0.031 | 0.0022394 | 0.00010519 | 0.39 | 0.4275 | 1115 | 5 | Dry Detention | 0.2 |  |  | TMDL | TMDL |  |  | 2454.0533 | 250866.8178 | 555 | 20% | 20% | 0.00044789 | 2.1037e-05
91 | 4 | 1.7095 | 559 | 91 | 4 | IND | 22.5245 | 2.076 | 345.211 | 31.824 | 0.212 | 0.115 | 4.775 | 0.239 | 73.186 | 3.661 | 1.7095 | 1.824 | 0.101 | 3.1181 | 0.17266 | 0.081 | 0.048802 | 1115 | 5 | Dry Detention | 0.2 |  |  | TMDL | TMDL |  |  | 2454.0533 | 250866.8178 | 559 | 20% | 20% | 0.62363 | 0.034532
91 | 11 | 1.984 | 563 | 91 | 11 | FOR | 4.337 | 0.188 | 39.061 | 1.692 | 0.228 | 0.129 | 0.99 | 0.024 | 8.916 | 0.218 | 1.984 | 0.387 | 0.01 | 0.76781 | 0.01984 | 0.089 | 0.055294 | 1115 | 5 | Dry Detention | 0.2 |  |  | TMDL | TMDL |  |  | 2454.0533 | 250866.8178 | 563 | 20% | 20% | 0.15356 | 0.003968
91 | 12 | 0.64545 | 564 | 91 | 12 | WAT | 1.2241 | 0.039 | 126.586 | 4.077 | 0.221 | 0.118 | 0.271 | 0.005 | 28.038 | 0.483 | 0.64545 | 0.105 | 0.002 | 0.067772 | 0.0012909 | 0.086 | 0.050345 | 1115 | 5 | Dry Detention | 0.2 |  |  | TMDL | TMDL |  |  | 2454.0533 | 250866.8178 | 564 | 20% | 20% | 0.013554 | 0.00025818
91 | 13 | 0.55333 | 565 | 91 | 13 | WET | 2.4407 | 0.101 | 90.532 | 3.763 | 0.231 | 0.129 | 0.564 | 0.013 | 20.917 | 0.484 | 0.55333 | 0.222 | 0.006 | 0.12284 | 0.00332 | 0.091 | 0.055914 | 1115 | 5 | Dry Detention | 0.2 |  |  | TMDL | TMDL |  |  | 2454.0533 | 250866.8178 | 565 | 20% | 20% | 0.024568 | 0.000664
38 | 2 | 0.19948 | 248 | 38 | 2 | MDR | 8.5662 | 0.781 | 5390.011 | 491.366 | 0.752 | 0.731 | 6.439 | 0.571 | 4051.586 | 359.418 | 0.19948 | 6.439 | 0.571 | 1.2845 | 0.1139 | 0.752 | 0.73147 | 1116 | 5 | Dry Detention | 0.2 |  |  | TMDL | TMDL |  |  | 373.7973 | 8689.4094 | 248 | 20% | 20% | 0.25689 | 0.022781
41 | 2 | 0.13577 | 283 | 41 | 2 | MDR | 11.9201 | 0.582 | 23513.664 | 1147.493 | 0.961 | 0.923 | 11.452 | 0.537 | 22589.972 | 1059.182 | 0.13577 | 10.039 | 0.474 | 1.363 | 0.064357 | 0.842 | 0.81527 | 1117 | 5 | Dry Detention | 0.2 |  |  | TMDL | TMDL |  |  | 610.8314 | 5914.3095 | 283 | 20% | 20% | 0.27261 | 0.012871
41 | 2 | 5.8041 | 283 | 41 | 2 | MDR | 11.9201 | 0.582 | 23513.664 | 1147.493 | 0.961 | 0.923 | 11.452 | 0.537 | 22589.972 | 1059.182 | 5.8041 | 10.039 | 0.474 | 58.2672 | 2.7511 | 0.842 | 0.81527 | 1118 | 5 | Dry Detention | 0.2 |  |  | TMDL | TMDL |  |  | 6697.7604 | 443847.7191 | 283 | 20% | 20% | 11.6534 | 0.55023
41 | 4 | 0.05495 | 285 | 41 | 4 | IND | 15.0465 | 1.299 | 22984.638 | 1984.314 | 0.961 | 0.924 | 14.457 | 1.2 | 22084.136 | 1832.828 | 0.05495 | 12.656 | 1.059 | 0.69545 | 0.058192 | 0.841 | 0.81549 | 1118 | 5 | Dry Detention | 0.2 |  |  | TMDL | TMDL |  |  | 6697.7604 | 443847.7191 | 285 | 20% | 20% | 0.13909 | 0.011638
41 | 13 | 4.3303 | 293 | 41 | 13 | WET | 1.0484 | 0.041 | 1567.871 | 61.608 | 0.962 | 0.921 | 1.008 | 0.038 | 1507.852 | 56.766 | 4.3303 | 0.888 | 0.034 | 3.8453 | 0.14723 | 0.847 | 0.81976 | 1118 | 5 | Dry Detention | 0.2 |  |  | TMDL | TMDL |  |  | 6697.7604 | 443847.7191 | 293 | 20% | 20% | 0.76907 | 0.029446
38 | 2 | 5.4195 | 248 | 38 | 2 | MDR | 8.5662 | 0.781 | 5390.011 | 491.366 | 0.752 | 0.731 | 6.439 | 0.571 | 4051.586 | 359.418 | 5.4195 | 6.439 | 0.571 | 34.8961 | 3.0945 | 0.752 | 0.73147 | 1119 | 5 | Dry Detention | 0.2 |  |  | TMDL | TMDL |  |  | 4162.665 | 874815.6153 | 248 | 20% | 20% | 6.9792 | 0.61891
38 | 4 | 14.6016 | 250 | 38 | 4 | IND | 13.0332 | 1.643 | 2693.398 | 339.537 | 0.746 | 0.728 | 9.718 | 1.196 | 2008.316 | 247.156 | 14.6016 | 9.718 | 1.196 | 141.8987 | 17.4636 | 0.746 | 0.72792 | 1119 | 5 | Dry Detention | 0.2 |  |  | TMDL | TMDL |  |  | 4162.665 | 874815.6153 | 250 | 20% | 20% | 28.3797 | 3.4927
38 | 9 | 0.061956 | 254 | 38 | 9 | AGT | 5.3381 | 0.48 | 328.365 | 29.544 | 0.766 | 0.75 | 4.09 | 0.36 | 251.603 | 22.171 | 0.061956 | 4.09 | 0.36 | 0.2534 | 0.022304 | 0.766 | 0.75046 | 1119 | 5 | Dry Detention | 0.2 |  |  | TMDL | TMDL |  |  | 4162.665 | 874815.6153 | 254 | 20% | 20% | 0.05068 | 0.0044608
41 | 1 | 0.022051 | 282 | 41 | 1 | LDR | 6.4645 | 0.301 | 7159.582 | 333.43 | 0.961 | 0.923 | 6.211 | 0.278 | 6878.392 | 307.743 | 0.022051 | 5.446 | 0.246 | 0.12009 | 0.0054245 | 0.842 | 0.81555 | 1120 | 5 | Dry Detention | 0.2 |  |  | TMDL | TMDL |  |  | 12294.6468 | 1754967.6125 | 282 | 20% | 20% | 0.024018 | 0.0010849
41 | 4 | 26.6131 | 285 | 41 | 4 | IND | 15.0465 | 1.299 | 22984.638 | 1984.314 | 0.961 | 0.924 | 14.457 | 1.2 | 22084.136 | 1832.828 | 26.6131 | 12.656 | 1.059 | 336.8158 | 28.1833 | 0.841 | 0.81549 | 1120 | 5 | Dry Detention | 0.2 |  |  | TMDL | TMDL |  |  | 12294.6468 | 1754967.6125 | 285 | 20% | 20% | 67.3632 | 5.6367
41 | 10 | 2.8904 | 290 | 41 | 10 | RAN | 5.062 | 0.211 | 1204.825 | 50.143 | 0.96 | 0.922 | 4.86 | 0.194 | 1156.789 | 46.234 | 2.8904 | 4.268 | 0.172 | 12.3362 | 0.49715 | 0.843 | 0.81592 | 1120 | 5 | Dry Detention | 0.2 |  |  | TMDL | TMDL |  |  | 12294.6468 | 1754967.6125 | 290 | 20% | 20% | 2.4672 | 0.09943
41 | 11 | 2.5393 | 291 | 41 | 11 | FOR | 3.3637 | 0.139 | 1738.258 | 71.607 | 0.961 | 0.923 | 3.231 | 0.128 | 1669.641 | 66.092 | 2.5393 | 2.844 | 0.114 | 7.2218 | 0.28948 | 0.846 | 0.81972 | 1120 | 5 | Dry Detention | 0.2 |  |  | TMDL | TMDL |  |  | 12294.6468 | 1754967.6125 | 291 | 20% | 20% | 1.4444 | 0.057896
41 | 13 | 8.2238 | 293 | 41 | 13 | WET | 1.0484 | 0.041 | 1567.871 | 61.608 | 0.962 | 0.921 | 1.008 | 0.038 | 1507.852 | 56.766 | 8.2238 | 0.888 | 0.034 | 7.3027 | 0.27961 | 0.847 | 0.81976 | 1120 | 5 | Dry Detention | 0.2 |  |  | TMDL | TMDL |  |  | 12294.6468 | 1754967.6125 | 293 | 20% | 20% | 1.4605 | 0.055922
38 | 3 | 8.5241 | 249 | 38 | 3 | HDR | 18.6003 | 2.134 | 470.588 | 54.001 | 0.751 | 0.735 | 13.977 | 1.568 | 353.613 | 39.681 | 8.5241 | 13.977 | 1.568 | 119.1415 | 13.3658 | 0.751 | 0.73482 | 1121 | 5 | Dry Detention | 0.2 |  |  | TMDL | TMDL |  |  | 8954.9669 | 1090955.027 | 249 | 20% | 20% | 23.8283 | 2.6732
38 | 4 | 4.6415 | 250 | 38 | 4 | IND | 13.0332 | 1.643 | 2693.398 | 339.537 | 0.746 | 0.728 | 9.718 | 1.196 | 2008.316 | 247.156 | 4.6415 | 9.718 | 1.196 | 45.1064 | 5.5513 | 0.746 | 0.72792 | 1121 | 5 | Dry Detention | 0.2 |  |  | TMDL | TMDL |  |  | 8954.9669 | 1090955.027 | 250 | 20% | 20% | 9.0213 | 1.1103
38 | 6 | 7.9547 | 251 | 38 | 6 | OPE | 4.1351 | 0.351 | 66.1 | 5.607 | 0.757 | 0.739 | 3.13 | 0.259 | 50.026 | 4.141 | 7.9547 | 3.13 | 0.259 | 24.8981 | 2.0603 | 0.757 | 0.73853 | 1121 | 5 | Dry Detention | 0.2 |  |  | TMDL | TMDL |  |  | 8954.9669 | 1090955.027 | 251 | 20% | 20% | 4.9796 | 0.41205
38 | 12 | 1.3062 | 257 | 38 | 12 | WAT | 0.4049 | 0.025 | 12.452 | 0.773 | 0.766 | 0.744 | 0.31 | 0.019 | 9.543 | 0.575 | 1.3062 | 0.31 | 0.019 | 0.40491 | 0.024817 | 0.766 | 0.74449 | 1121 | 5 | Dry Detention | 0.2 |  |  | TMDL | TMDL |  |  | 8954.9669 | 1090955.027 | 257 | 20% | 20% | 0.080981 | 0.0049634
38 | 13 | 2.6185 | 258 | 38 | 13 | WET | 6.7199 | 0.666 | 2399.981 | 237.942 | 0.759 | 0.75 | 5.104 | 0.5 | 1822.705 | 178.541 | 2.6185 | 5.104 | 0.5 | 13.365 | 1.3093 | 0.759 | 0.75035 | 1121 | 5 | Dry Detention | 0.2 |  |  | TMDL | TMDL |  |  | 8954.9669 | 1090955.027 | 258 | 20% | 20% | 2.673 | 0.26185
40 | 3 | 0.010529 | 273 | 40 | 3 | HDR | 24.9268 | 1.943 | 9876.14 | 769.988 | 0.877 | 0.884 | 21.854 | 1.718 | 8658.806 | 680.793 | 0.010529 | 21.854 | 1.718 | 0.23011 | 0.018089 | 0.877 | 0.88416 | 1122 | 5 | Dry Detention | 0.2 |  |  | TMDL | TMDL |  |  | 791.6284 | 6881.8057 | 273 | 20% | 20% | 0.046022 | 0.0036179
40 | 13 | 0.14746 | 281 | 40 | 13 | WET | 1.1184 | 0.045 | 608.832 | 24.31 | 0.88 | 0.889 | 0.985 | 0.04 | 535.989 | 21.621 | 0.14746 | 0.985 | 0.04 | 0.14524 | 0.0058982 | 0.88 | 0.88938 | 1122 | 5 | Dry Detention | 0.2 |  |  | TMDL | TMDL |  |  | 791.6284 | 6881.8057 | 281 | 20% | 20% | 0.029049 | 0.0011796
40 | 4 | 0.015389 | 274 | 40 | 4 | IND | 14.4118 | 1.299 | 3327.006 | 299.956 | 0.876 | 0.883 | 12.618 | 1.147 | 2912.902 | 264.815 | 0.015389 | 12.618 | 1.147 | 0.19418 | 0.017652 | 0.876 | 0.88285 | 1123 | 5 | Dry Detention | 0.2 |  |  | TMDL | TMDL |  |  | 404.6344 | 670.3551 | 274 | 20% | 20% | 0.038836 | 0.0035303
40 | 2 | 24.4684 | 272 | 40 | 2 | MDR | 11.6613 | 0.577 | 15641.833 | 773.896 | 0.877 | 0.884 | 10.225 | 0.51 | 13715.384 | 683.794 | 24.4684 | 10.225 | 0.51 | 250.1896 | 12.4789 | 0.877 | 0.88357 | 1124 | 5 | Dry Detention | 0.2 |  |  | TMDL | TMDL |  |  | 6735.3386 | 1402795.4248 | 272 | 20% | 20% | 50.0379 | 2.4958
40 | 8 | 3.9662 | 277 | 40 | 8 | AGR | 16.9565 | 0.888 | 2599.449 | 136.17 | 0.878 | 0.886 | 14.894 | 0.787 | 2283.201 | 120.597 | 3.9662 | 14.894 | 0.787 | 59.0728 | 3.1214 | 0.878 | 0.88564 | 1124 | 5 | Dry Detention | 0.2 |  |  | TMDL | TMDL |  |  | 6735.3386 | 1402795.4248 | 277 | 20% | 20% | 11.8146 | 0.62428
40 | 12 | 1.4642 | 280 | 40 | 12 | WAT | 1.1121 | 0.044 | 79.326 | 3.165 | 0.88 | 0.889 | 0.979 | 0.039 | 69.829 | 2.815 | 1.4642 | 0.979 | 0.039 | 1.4335 | 0.057105 | 0.88 | 0.88918 | 1124 | 5 | Dry Detention | 0.2 |  |  | TMDL | TMDL |  |  | 6735.3386 | 1402795.4248 | 280 | 20% | 20% | 0.28669 | 0.011421
40 | 13 | 2.305 | 281 | 40 | 13 | WET | 1.1184 | 0.045 | 608.832 | 24.31 | 0.88 | 0.889 | 0.985 | 0.04 | 535.989 | 21.621 | 2.305 | 0.985 | 0.04 | 2.2704 | 0.092201 | 0.88 | 0.88938 | 1124 | 5 | Dry Detention | 0.2 |  |  | TMDL | TMDL |  |  | 6735.3386 | 1402795.4248 | 281 | 20% | 20% | 0.45409 | 0.01844
40 | 2 | 0.37415 | 272 | 40 | 2 | MDR | 11.6613 | 0.577 | 15641.833 | 773.896 | 0.877 | 0.884 | 10.225 | 0.51 | 13715.384 | 683.794 | 0.37415 | 10.225 | 0.51 | 3.8256 | 0.19081 | 0.877 | 0.88357 | 1125 | 5 | Dry Detention | 0.2 |  |  | TMDL | TMDL |  |  | 5505.1671 | 1151718.055 | 272 | 20% | 20% | 0.76513 | 0.038163
40 | 4 | 0.039959 | 274 | 40 | 4 | IND | 14.4118 | 1.299 | 3327.006 | 299.956 | 0.876 | 0.883 | 12.618 | 1.147 | 2912.902 | 264.815 | 0.039959 | 12.618 | 1.147 | 0.5042 | 0.045833 | 0.876 | 0.88285 | 1125 | 5 | Dry Detention | 0.2 |  |  | TMDL | TMDL |  |  | 5505.1671 | 1151718.055 | 274 | 20% | 20% | 0.10084 | 0.0091666
91 | 1 | 2.7194 | 556 | 91 | 1 | LDR | 9.1664 | 0.445 | 613.493 | 29.798 | 0.219 | 0.116 | 2.012 | 0.052 | 134.634 | 3.456 | 2.7194 | 0.772 | 0.022 | 2.0994 | 0.059827 | 0.084 | 0.049189 | 1125 | 5 | Dry Detention | 0.2 |  |  | TMDL | TMDL |  |  | 5505.1671 | 1151718.055 | 556 | 20% | 20% | 0.41987 | 0.011965
91 | 2 | 17.0909 | 557 | 91 | 2 | MDR | 17.0725 | 0.876 | 2453.124 | 125.823 | 0.218 | 0.115 | 3.73 | 0.101 | 535.951 | 14.489 | 17.0909 | 1.431 | 0.043 | 24.457 | 0.73491 | 0.084 | 0.048784 | 1125 | 5 | Dry Detention | 0.2 |  |  | TMDL | TMDL |  |  | 5505.1671 | 1151718.055 | 557 | 20% | 20% | 4.8914 | 0.14698
91 | 10 | 3.7506 | 562 | 91 | 10 | RAN | 7.2019 | 0.314 | 76.488 | 3.331 | 0.225 | 0.119 | 1.623 | 0.037 | 17.235 | 0.396 | 3.7506 | 0.626 | 0.016 | 2.3478 | 0.060009 | 0.087 | 0.050542 | 1125 | 5 | Dry Detention | 0.2 |  |  | TMDL | TMDL |  |  | 5505.1671 | 1151718.055 | 562 | 20% | 20% | 0.46957 | 0.012002
91 | 12 | 1.7928 | 564 | 91 | 12 | WAT | 1.2241 | 0.039 | 126.586 | 4.077 | 0.221 | 0.118 | 0.271 | 0.005 | 28.038 | 0.483 | 1.7928 | 0.105 | 0.002 | 0.18825 | 0.0035857 | 0.086 | 0.050345 | 1125 | 5 | Dry Detention | 0.2 |  |  | TMDL | TMDL |  |  | 5505.1671 | 1151718.055 | 564 | 20% | 20% | 0.03765 | 0.00071714
91 | 13 | 0.67214 | 565 | 91 | 13 | WET | 2.4407 | 0.101 | 90.532 | 3.763 | 0.231 | 0.129 | 0.564 | 0.013 | 20.917 | 0.484 | 0.67214 | 0.222 | 0.006 | 0.14922 | 0.0040328 | 0.091 | 0.055914 | 1125 | 5 | Dry Detention | 0.2 |  |  | TMDL | TMDL |  |  | 5505.1671 | 1151718.055 | 565 | 20% | 20% | 0.029843 | 0.00080657
41 | 4 | 0.97134 | 285 | 41 | 4 | IND | 15.0465 | 1.299 | 22984.638 | 1984.314 | 0.961 | 0.924 | 14.457 | 1.2 | 22084.136 | 1832.828 | 0.97134 | 12.656 | 1.059 | 12.2933 | 1.0287 | 0.841 | 0.81549 | 1126 | 5 | Dry Detention | 0.2 |  |  | TMDL | TMDL |  |  | 901.0942 | 45987.0259 | 285 | 20% | 20% | 2.4587 | 0.20573
41 | 13 | 0.084376 | 293 | 41 | 13 | WET | 1.0484 | 0.041 | 1567.871 | 61.608 | 0.962 | 0.921 | 1.008 | 0.038 | 1507.852 | 56.766 | 0.084376 | 0.888 | 0.034 | 0.074926 | 0.0028688 | 0.847 | 0.81976 | 1126 | 5 | Dry Detention | 0.2 |  |  | TMDL | TMDL |  |  | 901.0942 | 45987.0259 | 293 | 20% | 20% | 0.014985 | 0.00057376
90 | 1 | 0.10519 | 545 | 90 | 1 | LDR | 6.1079 | 0.308 | 1822.248 | 91.801 | 0.804 | 0.837 | 4.91 | 0.257 | 1464.821 | 76.812 | 0.10519 | 2.322 | 0.128 | 0.24426 | 0.013465 | 0.38 | 0.41636 | 1127 | 5 | Dry Detention | 0.2 |  |  | TMDL | TMDL |  |  | 1243.6117 | 87597.2918 | 545 | 20% | 20% | 0.048851 | 0.0026929
91 | 1 | 1.3583 | 556 | 91 | 1 | LDR | 9.1664 | 0.445 | 613.493 | 29.798 | 0.219 | 0.116 | 2.012 | 0.052 | 134.634 | 3.456 | 1.3583 | 0.772 | 0.022 | 1.0486 | 0.029883 | 0.084 | 0.049189 | 1127 | 5 | Dry Detention | 0.2 |  |  | TMDL | TMDL |  |  | 1243.6117 | 87597.2918 | 556 | 20% | 20% | 0.20973 | 0.0059766
91 | 12 | 0.54744 | 564 | 91 | 12 | WAT | 1.2241 | 0.039 | 126.586 | 4.077 | 0.221 | 0.118 | 0.271 | 0.005 | 28.038 | 0.483 | 0.54744 | 0.105 | 0.002 | 0.057482 | 0.0010949 | 0.086 | 0.050345 | 1127 | 5 | Dry Detention | 0.2 |  |  | TMDL | TMDL |  |  | 1243.6117 | 87597.2918 | 564 | 20% | 20% | 0.011496 | 0.00021898
41 | 4 | 0.13399 | 285 | 41 | 4 | IND | 15.0465 | 1.299 | 22984.638 | 1984.314 | 0.961 | 0.924 | 14.457 | 1.2 | 22084.136 | 1832.828 | 0.13399 | 12.656 | 1.059 | 1.6958 | 0.1419 | 0.841 | 0.81549 | 1128 | 5 | Dry Detention | 0.2 |  |  | TMDL | TMDL |  |  | 695.8342 | 5836.6522 | 285 | 20% | 20% | 0.33916 | 0.028379
41 | 2 | 0.50737 | 283 | 41 | 2 | MDR | 11.9201 | 0.582 | 23513.664 | 1147.493 | 0.961 | 0.923 | 11.452 | 0.537 | 22589.972 | 1059.182 | 0.50737 | 10.039 | 0.474 | 5.0935 | 0.24049 | 0.842 | 0.81527 | 1129 | 5 | Dry Detention | 0.2 |  |  | TMDL | TMDL |  |  | 1333.2427 | 30164.5827 | 283 | 20% | 20% | 1.0187 | 0.048099
41 | 11 | 0.18512 | 291 | 41 | 11 | FOR | 3.3637 | 0.139 | 1738.258 | 71.607 | 0.961 | 0.923 | 3.231 | 0.128 | 1669.641 | 66.092 | 0.18512 | 2.844 | 0.114 | 0.52647 | 0.021103 | 0.846 | 0.81972 | 1129 | 5 | Dry Detention | 0.2 |  |  | TMDL | TMDL |  |  | 1333.2427 | 30164.5827 | 291 | 20% | 20% | 0.10529 | 0.0042206
38 | 1 | 0.0086589 | 247 | 38 | 1 | LDR | 4.4646 | 0.394 | 219.902 | 19.412 | 0.753 | 0.733 | 3.362 | 0.289 | 165.572 | 14.232 | 0.0086589 | 3.362 | 0.289 | 0.029111 | 0.0025024 | 0.753 | 0.73313 | 1130 | 5 | Dry Detention | 0.2 |  |  | TMDL | TMDL |  |  | 225.6455 | 377.1811 | 247 | 20% | 20% | 0.0058223 | 0.00050049
40 | 2 | 0.037999 | 272 | 40 | 2 | MDR | 11.6613 | 0.577 | 15641.833 | 773.896 | 0.877 | 0.884 | 10.225 | 0.51 | 13715.384 | 683.794 | 0.037999 | 10.225 | 0.51 | 0.38854 | 0.01938 | 0.877 | 0.88357 | 1131 | 5 | Dry Detention | 0.2 |  |  | TMDL | TMDL |  |  | 1742.3827 | 124289.9266 | 272 | 20% | 20% | 0.077708 | 0.0038759
40 | 4 | 0.04441 | 274 | 40 | 4 | IND | 14.4118 | 1.299 | 3327.006 | 299.956 | 0.876 | 0.883 | 12.618 | 1.147 | 2912.902 | 264.815 | 0.04441 | 12.618 | 1.147 | 0.56036 | 0.050938 | 0.876 | 0.88285 | 1131 | 5 | Dry Detention | 0.2 |  |  | TMDL | TMDL |  |  | 1742.3827 | 124289.9266 | 274 | 20% | 20% | 0.11207 | 0.010188
90 | 2 | 0.1852 | 546 | 90 | 2 | MDR | 11.3664 | 0.605 | 14884.136 | 791.874 | 0.804 | 0.836 | 9.135 | 0.506 | 11961.814 | 662.37 | 0.1852 | 4.317 | 0.251 | 0.79949 | 0.046484 | 0.38 | 0.41575 | 1131 | 5 | Dry Detention | 0.2 |  |  | TMDL | TMDL |  |  | 1742.3827 | 124289.9266 | 546 | 20% | 20% | 0.1599 | 0.0092969
91 | 2 | 2.5857 | 557 | 91 | 2 | MDR | 17.0725 | 0.876 | 2453.124 | 125.823 | 0.218 | 0.115 | 3.73 | 0.101 | 535.951 | 14.489 | 2.5857 | 1.431 | 0.043 | 3.7002 | 0.11119 | 0.084 | 0.048784 | 1131 | 5 | Dry Detention | 0.2 |  |  | TMDL | TMDL |  |  | 1742.3827 | 124289.9266 | 557 | 20% | 20% | 0.74003 | 0.022237
38 | 2 | 0.38208 | 248 | 38 | 2 | MDR | 8.5662 | 0.781 | 5390.011 | 491.366 | 0.752 | 0.731 | 6.439 | 0.571 | 4051.586 | 359.418 | 0.38208 | 6.439 | 0.571 | 2.4602 | 0.21817 | 0.752 | 0.73147 | 1132 | 5 | Dry Detention | 0.2 |  |  | TMDL | TMDL |  |  | 535.887 | 16643.2406 | 248 | 20% | 20% | 0.49204 | 0.043633
40 | 3 | 0.011209 | 273 | 40 | 3 | HDR | 24.9268 | 1.943 | 9876.14 | 769.988 | 0.877 | 0.884 | 21.854 | 1.718 | 8658.806 | 680.793 | 0.011209 | 21.854 | 1.718 | 0.24496 | 0.019257 | 0.877 | 0.88416 | 1133 | 5 | Dry Detention | 0.2 |  |  | TMDL | TMDL |  |  | 111.4679 | 488.2534 | 273 | 20% | 20% | 0.048991 | 0.0038513
40 | 2 | 0.37702 | 272 | 40 | 2 | MDR | 11.6613 | 0.577 | 15641.833 | 773.896 | 0.877 | 0.884 | 10.225 | 0.51 | 13715.384 | 683.794 | 0.37702 | 10.225 | 0.51 | 3.855 | 0.19228 | 0.877 | 0.88357 | 1134 | 5 | Dry Detention | 0.2 |  |  | TMDL | TMDL |  |  | 537.8494 | 16422.796 | 272 | 20% | 20% | 0.771 | 0.038456
41 | 3 | 0.18886 | 284 | 41 | 3 | HDR | 25.4619 | 1.917 | 15674.111 | 1180.15 | 0.961 | 0.923 | 24.461 | 1.77 | 15057.713 | 1089.811 | 0.18886 | 21.44 | 1.565 | 4.0493 | 0.29557 | 0.842 | 0.81633 | 1135 | 5 | Dry Detention | 0.2 |  |  | TMDL | TMDL |  |  | 1102.0917 | 8226.9024 | 284 | 20% | 20% | 0.80985 | 0.059115
38 | 1 | 1.1327 | 247 | 38 | 1 | LDR | 4.4646 | 0.394 | 219.902 | 19.412 | 0.753 | 0.733 | 3.362 | 0.289 | 165.572 | 14.232 | 1.1327 | 3.362 | 0.289 | 3.8082 | 0.32735 | 0.753 | 0.73313 | 1136 | 5 | Dry Detention | 0.2 |  |  | TMDL | TMDL |  |  | 1025.8453 | 54743.9486 | 247 | 20% | 20% | 0.76163 | 0.06547
41 | 1 | 0.12405 | 282 | 41 | 1 | LDR | 6.4645 | 0.301 | 7159.582 | 333.43 | 0.961 | 0.923 | 6.211 | 0.278 | 6878.392 | 307.743 | 0.12405 | 5.446 | 0.246 | 0.67556 | 0.030515 | 0.842 | 0.81555 | 1136 | 5 | Dry Detention | 0.2 |  |  | TMDL | TMDL |  |  | 1025.8453 | 54743.9486 | 282 | 20% | 20% | 0.13511 | 0.0061031
38 | 2 | 0.95074 | 248 | 38 | 2 | MDR | 8.5662 | 0.781 | 5390.011 | 491.366 | 0.752 | 0.731 | 6.439 | 0.571 | 4051.586 | 359.418 | 0.95074 | 6.439 | 0.571 | 6.1218 | 0.54287 | 0.752 | 0.73147 | 1137 | 5 | Dry Detention | 0.2 |  |  | TMDL | TMDL |  |  | 893.1826 | 41414.2089 | 248 | 20% | 20% | 1.2244 | 0.10857
41 | 4 | 0.038534 | 285 | 41 | 4 | IND | 15.0465 | 1.299 | 22984.638 | 1984.314 | 0.961 | 0.924 | 14.457 | 1.2 | 22084.136 | 1832.828 | 0.038534 | 12.656 | 1.059 | 0.48769 | 0.040807 | 0.841 | 0.81549 | 1138 | 5 | Dry Detention | 0.2 |  |  | TMDL | TMDL |  |  | 211.3576 | 1678.5324 | 285 | 20% | 20% | 0.097537 | 0.0081615
38 | 2 | 1.7123 | 248 | 38 | 2 | MDR | 8.5662 | 0.781 | 5390.011 | 491.366 | 0.752 | 0.731 | 6.439 | 0.571 | 4051.586 | 359.418 | 1.7123 | 6.439 | 0.571 | 11.0252 | 0.9777 | 0.752 | 0.73147 | 1139 | 5 | Dry Detention | 0.2 |  |  | TMDL | TMDL |  |  | 1263.5867 | 74585.5471 | 248 | 20% | 20% | 2.205 | 0.19554
41 | 2 | 1.5236 | 283 | 41 | 2 | MDR | 11.9201 | 0.582 | 23513.664 | 1147.493 | 0.961 | 0.923 | 11.452 | 0.537 | 22589.972 | 1059.182 | 1.5236 | 10.039 | 0.474 | 15.2952 | 0.72218 | 0.842 | 0.81527 | 1140 | 5 | Dry Detention | 0.2 |  |  | TMDL | TMDL |  |  | 2721.222 | 87615.5601 | 283 | 20% | 20% | 3.059 | 0.14444
41 | 13 | 0.4878 | 293 | 41 | 13 | WET | 1.0484 | 0.041 | 1567.871 | 61.608 | 0.962 | 0.921 | 1.008 | 0.038 | 1507.852 | 56.766 | 0.4878 | 0.888 | 0.034 | 0.43317 | 0.016585 | 0.847 | 0.81976 | 1140 | 5 | Dry Detention | 0.2 |  |  | TMDL | TMDL |  |  | 2721.222 | 87615.5601 | 293 | 20% | 20% | 0.086634 | 0.003317
41 | 2 | 0.63779 | 283 | 41 | 2 | MDR | 11.9201 | 0.582 | 23513.664 | 1147.493 | 0.961 | 0.923 | 11.452 | 0.537 | 22589.972 | 1059.182 | 0.63779 | 10.039 | 0.474 | 6.4028 | 0.30231 | 0.842 | 0.81527 | 1142 | 5 | Dry Detention | 0.2 |  |  | TMDL | TMDL |  |  | 1408.5533 | 84356.6986 | 283 | 20% | 20% | 1.2806 | 0.060463
41 | 11 | 0.63896 | 291 | 41 | 11 | FOR | 3.3637 | 0.139 | 1738.258 | 71.607 | 0.961 | 0.923 | 3.231 | 0.128 | 1669.641 | 66.092 | 0.63896 | 2.844 | 0.114 | 1.8172 | 0.072841 | 0.846 | 0.81972 | 1142 | 5 | Dry Detention | 0.2 |  |  | TMDL | TMDL |  |  | 1408.5533 | 84356.6986 | 291 | 20% | 20% | 0.36344 | 0.014568
41 | 13 | 0.65982 | 293 | 41 | 13 | WET | 1.0484 | 0.041 | 1567.871 | 61.608 | 0.962 | 0.921 | 1.008 | 0.038 | 1507.852 | 56.766 | 0.65982 | 0.888 | 0.034 | 0.58592 | 0.022434 | 0.847 | 0.81976 | 1142 | 5 | Dry Detention | 0.2 |  |  | TMDL | TMDL |  |  | 1408.5533 | 84356.6986 | 293 | 20% | 20% | 0.11718 | 0.0044868
40 | 3 | 0.76106 | 273 | 40 | 3 | HDR | 24.9268 | 1.943 | 9876.14 | 769.988 | 0.877 | 0.884 | 21.854 | 1.718 | 8658.806 | 680.793 | 0.76106 | 21.854 | 1.718 | 16.6323 | 1.3075 | 0.877 | 0.88416 | 1143 | 5 | Dry Detention | 0.2 |  |  | TMDL | TMDL |  |  | 1838.5097 | 64984.0398 | 273 | 20% | 20% | 3.3265 | 0.2615
40 | 6 | 0.0023899 | 275 | 40 | 6 | OPE | 6.7468 | 0.307 | 427.856 | 19.476 | 0.877 | 0.884 | 5.92 | 0.272 | 375.418 | 17.226 | 0.0023899 | 5.92 | 0.272 | 0.014148 | 0.00065005 | 0.877 | 0.88448 | 1143 | 5 | Dry Detention | 0.2 |  |  | TMDL | TMDL |  |  | 1838.5097 | 64984.0398 | 275 | 20% | 20% | 0.0028296 | 0.00013001
40 | 8 | 0.68063 | 277 | 40 | 8 | AGR | 16.9565 | 0.888 | 2599.449 | 136.17 | 0.878 | 0.886 | 14.894 | 0.787 | 2283.201 | 120.597 | 0.68063 | 14.894 | 0.787 | 10.1373 | 0.53565 | 0.878 | 0.88564 | 1143 | 5 | Dry Detention | 0.2 |  |  | TMDL | TMDL |  |  | 1838.5097 | 64984.0398 | 277 | 20% | 20% | 2.0275 | 0.10713
40 | 13 | 0.047754 | 281 | 40 | 13 | WET | 1.1184 | 0.045 | 608.832 | 24.31 | 0.88 | 0.889 | 0.985 | 0.04 | 535.989 | 21.621 | 0.047754 | 0.985 | 0.04 | 0.047038 | 0.0019102 | 0.88 | 0.88938 | 1143 | 5 | Dry Detention | 0.2 |  |  | TMDL | TMDL |  |  | 1838.5097 | 64984.0398 | 281 | 20% | 20% | 0.0094076 | 0.00038204
40 | 3 | 0.56926 | 273 | 40 | 3 | HDR | 24.9268 | 1.943 | 9876.14 | 769.988 | 0.877 | 0.884 | 21.854 | 1.718 | 8658.806 | 680.793 | 0.56926 | 21.854 | 1.718 | 12.4406 | 0.97799 | 0.877 | 0.88416 | 1144 | 5 | Dry Detention | 0.2 |  |  | TMDL | TMDL |  |  | 638.6965 | 24796.8504 | 273 | 20% | 20% | 2.4881 | 0.1956
40 | 3 | 0.054894 | 273 | 40 | 3 | HDR | 24.9268 | 1.943 | 9876.14 | 769.988 | 0.877 | 0.884 | 21.854 | 1.718 | 8658.806 | 680.793 | 0.054894 | 21.854 | 1.718 | 1.1997 | 0.094308 | 0.877 | 0.88416 | 1145 | 5 | Dry Detention | 0.2 |  |  | TMDL | TMDL |  |  | 200.1517 | 2391.1814 | 273 | 20% | 20% | 0.23993 | 0.018862
40 | 3 | 0.035152 | 273 | 40 | 3 | HDR | 24.9268 | 1.943 | 9876.14 | 769.988 | 0.877 | 0.884 | 21.854 | 1.718 | 8658.806 | 680.793 | 0.035152 | 21.854 | 1.718 | 0.76821 | 0.060391 | 0.877 | 0.88416 | 1146 | 5 | Dry Detention | 0.2 |  |  | TMDL | TMDL |  |  | 437.7623 | 6926.4275 | 273 | 20% | 20% | 0.15364 | 0.012078
41 | 3 | 0.12386 | 284 | 41 | 3 | HDR | 25.4619 | 1.917 | 15674.111 | 1180.15 | 0.961 | 0.923 | 24.461 | 1.77 | 15057.713 | 1089.811 | 0.12386 | 21.44 | 1.565 | 2.6555 | 0.19384 | 0.842 | 0.81633 | 1146 | 5 | Dry Detention | 0.2 |  |  | TMDL | TMDL |  |  | 437.7623 | 6926.4275 | 284 | 20% | 20% | 0.5311 | 0.038767
40 | 3 | 0.090089 | 273 | 40 | 3 | HDR | 24.9268 | 1.943 | 9876.14 | 769.988 | 0.877 | 0.884 | 21.854 | 1.718 | 8658.806 | 680.793 | 0.090089 | 21.854 | 1.718 | 1.9688 | 0.15477 | 0.877 | 0.88416 | 1147 | 5 | Dry Detention | 0.2 |  |  | TMDL | TMDL |  |  | 260.2303 | 3924.2806 | 273 | 20% | 20% | 0.39376 | 0.030955
41 | 4 | 1.4443 | 285 | 41 | 4 | IND | 15.0465 | 1.299 | 22984.638 | 1984.314 | 0.961 | 0.924 | 14.457 | 1.2 | 22084.136 | 1832.828 | 1.4443 | 12.656 | 1.059 | 18.2793 | 1.5295 | 0.841 | 0.81549 | 1148 | 5 | Dry Detention | 0.2 |  |  | TMDL | TMDL |  |  | 1056.5913 | 62914.3207 | 285 | 20% | 20% | 3.6559 | 0.30591
38 | 2 | 0.022892 | 248 | 38 | 2 | MDR | 8.5662 | 0.781 | 5390.011 | 491.366 | 0.752 | 0.731 | 6.439 | 0.571 | 4051.586 | 359.418 | 0.022892 | 6.439 | 0.571 | 0.1474 | 0.013072 | 0.752 | 0.73147 | 1149 | 5 | Dry Detention | 0.2 |  |  | TMDL | TMDL |  |  | 253.3139 | 3996.995 | 248 | 20% | 20% | 0.029481 | 0.0026143
41 | 2 | 0.51886 | 283 | 41 | 2 | MDR | 11.9201 | 0.582 | 23513.664 | 1147.493 | 0.961 | 0.923 | 11.452 | 0.537 | 22589.972 | 1059.182 | 0.51886 | 10.039 | 0.474 | 5.2088 | 0.24594 | 0.842 | 0.81527 | 1150 | 5 | Dry Detention | 0.2 |  |  | TMDL | TMDL |  |  | 1429.8032 | 26757.7125 | 283 | 20% | 20% | 1.0418 | 0.049188
41 | 10 | 0.095415 | 290 | 41 | 10 | RAN | 5.062 | 0.211 | 1204.825 | 50.143 | 0.96 | 0.922 | 4.86 | 0.194 | 1156.789 | 46.234 | 0.095415 | 4.268 | 0.172 | 0.40723 | 0.016411 | 0.843 | 0.81592 | 1150 | 5 | Dry Detention | 0.2 |  |  | TMDL | TMDL |  |  | 1429.8032 | 26757.7125 | 290 | 20% | 20% | 0.081446 | 0.0032823
38 | 2 | 0.24507 | 248 | 38 | 2 | MDR | 8.5662 | 0.781 | 5390.011 | 491.366 | 0.752 | 0.731 | 6.439 | 0.571 | 4051.586 | 359.418 | 0.24507 | 6.439 | 0.571 | 1.578 | 0.13993 | 0.752 | 0.73147 | 1151 | 5 | Dry Detention | 0.2 |  |  | TMDL | TMDL |  |  | 622.9678 | 21317.8699 | 248 | 20% | 20% | 0.3156 | 0.027987
38 | 11 | 0.035225 | 256 | 38 | 11 | FOR | 1.6256 | 0.124 | 281.493 | 21.55 | 0.772 | 0.759 | 1.255 | 0.094 | 217.292 | 16.357 | 0.035225 | 1.255 | 0.094 | 0.044208 | 0.0033112 | 0.772 | 0.759 | 1151 | 5 | Dry Detention | 0.2 |  |  | TMDL | TMDL |  |  | 622.9678 | 21317.8699 | 256 | 20% | 20% | 0.0088415 | 0.00066223
38 | 13 | 0.2091 | 258 | 38 | 13 | WET | 6.7199 | 0.666 | 2399.981 | 237.942 | 0.759 | 0.75 | 5.104 | 0.5 | 1822.705 | 178.541 | 0.2091 | 5.104 | 0.5 | 1.0673 | 0.10455 | 0.759 | 0.75035 | 1151 | 5 | Dry Detention | 0.2 |  |  | TMDL | TMDL |  |  | 622.9678 | 21317.8699 | 258 | 20% | 20% | 0.21345 | 0.02091
41 | 2 | 0.19221 | 283 | 41 | 2 | MDR | 11.9201 | 0.582 | 23513.664 | 1147.493 | 0.961 | 0.923 | 11.452 | 0.537 | 22589.972 | 1059.182 | 0.19221 | 10.039 | 0.474 | 1.9296 | 0.091106 | 0.842 | 0.81527 | 1152 | 5 | Dry Detention | 0.2 |  |  | TMDL | TMDL |  |  | 1040.017 | 8372.4667 | 283 | 20% | 20% | 0.38591 | 0.018221
41 | 2 | 1.4949 | 283 | 41 | 2 | MDR | 11.9201 | 0.582 | 23513.664 | 1147.493 | 0.961 | 0.923 | 11.452 | 0.537 | 22589.972 | 1059.182 | 1.4949 | 10.039 | 0.474 | 15.0072 | 0.70858 | 0.842 | 0.81527 | 1153 | 5 | Dry Detention | 0.2 |  |  | TMDL | TMDL |  |  | 2208.3412 | 65899.1427 | 283 | 20% | 20% | 3.0014 | 0.14172
41 | 13 | 0.017963 | 293 | 41 | 13 | WET | 1.0484 | 0.041 | 1567.871 | 61.608 | 0.962 | 0.921 | 1.008 | 0.038 | 1507.852 | 56.766 | 0.017963 | 0.888 | 0.034 | 0.015951 | 0.00061074 | 0.847 | 0.81976 | 1153 | 5 | Dry Detention | 0.2 |  |  | TMDL | TMDL |  |  | 2208.3412 | 65899.1427 | 293 | 20% | 20% | 0.0031902 | 0.00012215
38 | 2 | 0.49365 | 248 | 38 | 2 | MDR | 8.5662 | 0.781 | 5390.011 | 491.366 | 0.752 | 0.731 | 6.439 | 0.571 | 4051.586 | 359.418 | 0.49365 | 6.439 | 0.571 | 3.1786 | 0.28187 | 0.752 | 0.73147 | 1154 | 5 | Dry Detention | 0.2 |  |  | TMDL | TMDL |  |  | 617.0489 | 21503.2121 | 248 | 20% | 20% | 0.63572 | 0.056375
40 | 3 | 0.10023 | 273 | 40 | 3 | HDR | 24.9268 | 1.943 | 9876.14 | 769.988 | 0.877 | 0.884 | 21.854 | 1.718 | 8658.806 | 680.793 | 0.10023 | 21.854 | 1.718 | 2.1904 | 0.1722 | 0.877 | 0.88416 | 1155 | 5 | Dry Detention | 0.2 |  |  | TMDL | TMDL |  |  | 6332.0288 | 348037.3684 | 273 | 20% | 20% | 0.43809 | 0.034439
40 | 8 | 0.96484 | 277 | 40 | 8 | AGR | 16.9565 | 0.888 | 2599.449 | 136.17 | 0.878 | 0.886 | 14.894 | 0.787 | 2283.201 | 120.597 | 0.96484 | 14.894 | 0.787 | 14.3704 | 0.75933 | 0.878 | 0.88564 | 1155 | 5 | Dry Detention | 0.2 |  |  | TMDL | TMDL |  |  | 6332.0288 | 348037.3684 | 277 | 20% | 20% | 2.8741 | 0.15187
40 | 13 | 0.87711 | 281 | 40 | 13 | WET | 1.1184 | 0.045 | 608.832 | 24.31 | 0.88 | 0.889 | 0.985 | 0.04 | 535.989 | 21.621 | 0.87711 | 0.985 | 0.04 | 0.86396 | 0.035085 | 0.88 | 0.88938 | 1155 | 5 | Dry Detention | 0.2 |  |  | TMDL | TMDL |  |  | 6332.0288 | 348037.3684 | 281 | 20% | 20% | 0.17279 | 0.0070169
41 | 3 | 0.35482 | 284 | 41 | 3 | HDR | 25.4619 | 1.917 | 15674.111 | 1180.15 | 0.961 | 0.923 | 24.461 | 1.77 | 15057.713 | 1089.811 | 0.35482 | 21.44 | 1.565 | 7.6074 | 0.5553 | 0.842 | 0.81633 | 1155 | 5 | Dry Detention | 0.2 |  |  | TMDL | TMDL |  |  | 6332.0288 | 348037.3684 | 284 | 20% | 20% | 1.5215 | 0.11106
41 | 8 | 5.6929 | 288 | 41 | 8 | AGR | 16.0936 | 0.836 | 8344.03 | 433.364 | 0.96 | 0.923 | 15.456 | 0.771 | 8013.183 | 399.822 | 5.6929 | 13.575 | 0.683 | 77.2806 | 3.8882 | 0.844 | 0.81685 | 1155 | 5 | Dry Detention | 0.2 |  |  | TMDL | TMDL |  |  | 6332.0288 | 348037.3684 | 288 | 20% | 20% | 15.4561 | 0.77764
38 | 2 | 0.62598 | 248 | 38 | 2 | MDR | 8.5662 | 0.781 | 5390.011 | 491.366 | 0.752 | 0.731 | 6.439 | 0.571 | 4051.586 | 359.418 | 0.62598 | 6.439 | 0.571 | 4.0307 | 0.35744 | 0.752 | 0.73147 | 1156 | 5 | Dry Detention | 0.2 |  |  | TMDL | TMDL |  |  | 2858.9916 | 54997.6363 | 248 | 20% | 20% | 0.80614 | 0.071487
38 | 4 | 0.40521 | 250 | 38 | 4 | IND | 13.0332 | 1.643 | 2693.398 | 339.537 | 0.746 | 0.728 | 9.718 | 1.196 | 2008.316 | 247.156 | 0.40521 | 9.718 | 1.196 | 3.9378 | 0.48463 | 0.746 | 0.72792 | 1156 | 5 | Dry Detention | 0.2 |  |  | TMDL | TMDL |  |  | 2858.9916 | 54997.6363 | 250 | 20% | 20% | 0.78756 | 0.096925
38 | 10 | 0.23139 | 255 | 38 | 10 | RAN | 2.8596 | 0.226 | 157.374 | 12.414 | 0.763 | 0.746 | 2.182 | 0.168 | 120.107 | 9.267 | 0.23139 | 2.182 | 0.168 | 0.50489 | 0.038873 | 0.763 | 0.74645 | 1156 | 5 | Dry Detention | 0.2 |  |  | TMDL | TMDL |  |  | 2858.9916 | 54997.6363 | 255 | 20% | 20% | 0.10098 | 0.0077746
90 | 1 | 1.1397 | 545 | 90 | 1 | LDR | 6.1079 | 0.308 | 1822.248 | 91.801 | 0.804 | 0.837 | 4.91 | 0.257 | 1464.821 | 76.812 | 1.1397 | 2.322 | 0.128 | 2.6464 | 0.14588 | 0.38 | 0.41636 | 1157 | 5 | Dry Detention | 0.2 |  |  | TMDL | TMDL |  |  | 2245.4303 | 176227.7678 | 545 | 20% | 20% | 0.52928 | 0.029176
90 | 7 | 1.33 | 550 | 90 | 7 | PAS | 11.871 | 0.662 | 380.957 | 21.246 | 0.804 | 0.836 | 9.541 | 0.554 | 306.181 | 17.771 | 1.33 | 4.524 | 0.277 | 6.0171 | 0.36842 | 0.381 | 0.41768 | 1157 | 5 | Dry Detention | 0.2 |  |  | TMDL | TMDL |  |  | 2245.4303 | 176227.7678 | 550 | 20% | 20% | 1.2034 | 0.073684
91 | 1 | 0.8285 | 556 | 91 | 1 | LDR | 9.1664 | 0.445 | 613.493 | 29.798 | 0.219 | 0.116 | 2.012 | 0.052 | 134.634 | 3.456 | 0.8285 | 0.772 | 0.022 | 0.6396 | 0.018227 | 0.084 | 0.049189 | 1157 | 5 | Dry Detention | 0.2 |  |  | TMDL | TMDL |  |  | 2245.4303 | 176227.7678 | 556 | 20% | 20% | 0.12792 | 0.0036454
91 | 12 | 0.74741 | 564 | 91 | 12 | WAT | 1.2241 | 0.039 | 126.586 | 4.077 | 0.221 | 0.118 | 0.271 | 0.005 | 28.038 | 0.483 | 0.74741 | 0.105 | 0.002 | 0.078478 | 0.0014948 | 0.086 | 0.050345 | 1157 | 5 | Dry Detention | 0.2 |  |  | TMDL | TMDL |  |  | 2245.4303 | 176227.7678 | 564 | 20% | 20% | 0.015696 | 0.00029896
41 | 2 | 0.25503 | 283 | 41 | 2 | MDR | 11.9201 | 0.582 | 23513.664 | 1147.493 | 0.961 | 0.923 | 11.452 | 0.537 | 22589.972 | 1059.182 | 0.25503 | 10.039 | 0.474 | 2.5603 | 0.12088 | 0.842 | 0.81527 | 1158 | 5 | Dry Detention | 0.2 |  |  | TMDL | TMDL |  |  | 476.5679 | 11109.1182 | 283 | 20% | 20% | 0.51205 | 0.024177
38 | 2 | 0.1523 | 248 | 38 | 2 | MDR | 8.5662 | 0.781 | 5390.011 | 491.366 | 0.752 | 0.731 | 6.439 | 0.571 | 4051.586 | 359.418 | 0.1523 | 6.439 | 0.571 | 0.98069 | 0.086966 | 0.752 | 0.73147 | 1159 | 5 | Dry Detention | 0.2 |  |  | TMDL | TMDL |  |  | 331.2668 | 6634.3463 | 248 | 20% | 20% | 0.19614 | 0.017393
40 | 3 | 0.1769 | 273 | 40 | 3 | HDR | 24.9268 | 1.943 | 9876.14 | 769.988 | 0.877 | 0.884 | 21.854 | 1.718 | 8658.806 | 680.793 | 0.1769 | 21.854 | 1.718 | 3.866 | 0.30392 | 0.877 | 0.88416 | 1160 | 5 | Dry Detention | 0.2 |  |  | TMDL | TMDL |  |  | 377.1633 | 7705.877 | 273 | 20% | 20% | 0.77321 | 0.060784
38 | 2 | 0.048673 | 248 | 38 | 2 | MDR | 8.5662 | 0.781 | 5390.011 | 491.366 | 0.752 | 0.731 | 6.439 | 0.571 | 4051.586 | 359.418 | 0.048673 | 6.439 | 0.571 | 0.3134 | 0.027792 | 0.752 | 0.73147 | 1161 | 5 | Dry Detention | 0.2 |  |  | TMDL | TMDL |  |  | 504.446 | 11300.5131 | 248 | 20% | 20% | 0.062681 | 0.0055584
41 | 2 | 0.35967 | 283 | 41 | 2 | MDR | 11.9201 | 0.582 | 23513.664 | 1147.493 | 0.961 | 0.923 | 11.452 | 0.537 | 22589.972 | 1059.182 | 0.35967 | 10.039 | 0.474 | 3.6108 | 0.17048 | 0.842 | 0.81527 | 1162 | 5 | Dry Detention | 0.2 |  |  | TMDL | TMDL |  |  | 869.8399 | 20984.6686 | 283 | 20% | 20% | 0.72215 | 0.034097
41 | 13 | 0.12208 | 293 | 41 | 13 | WET | 1.0484 | 0.041 | 1567.871 | 61.608 | 0.962 | 0.921 | 1.008 | 0.038 | 1507.852 | 56.766 | 0.12208 | 0.888 | 0.034 | 0.1084 | 0.0041506 | 0.847 | 0.81976 | 1162 | 5 | Dry Detention | 0.2 |  |  | TMDL | TMDL |  |  | 869.8399 | 20984.6686 | 293 | 20% | 20% | 0.021681 | 0.00083012
38 | 2 | 0.25471 | 248 | 38 | 2 | MDR | 8.5662 | 0.781 | 5390.011 | 491.366 | 0.752 | 0.731 | 6.439 | 0.571 | 4051.586 | 359.418 | 0.25471 | 6.439 | 0.571 | 1.6401 | 0.14544 | 0.752 | 0.73147 | 1163 | 5 | Dry Detention | 0.2 |  |  | TMDL | TMDL |  |  | 463.9075 | 11095.0497 | 248 | 20% | 20% | 0.32801 | 0.029088
40 | 2 | 0.00038354 | 272 | 40 | 2 | MDR | 11.6613 | 0.577 | 15641.833 | 773.896 | 0.877 | 0.884 | 10.225 | 0.51 | 13715.384 | 683.794 | 0.00038354 | 10.225 | 0.51 | 0.0039217 | 0.00019561 | 0.877 | 0.88357 | 1164 | 5 | Dry Detention | 0.2 |  |  | TMDL | TMDL |  |  | 52.5622 | 45.924 | 272 | 20% | 20% | 0.00078435 | 3.9121e-05
40 | 13 | 0.00067073 | 281 | 40 | 13 | WET | 1.1184 | 0.045 | 608.832 | 24.31 | 0.88 | 0.889 | 0.985 | 0.04 | 535.989 | 21.621 | 0.00067073 | 0.985 | 0.04 | 0.00066067 | 2.6829e-05 | 0.88 | 0.88938 | 1164 | 5 | Dry Detention | 0.2 |  |  | TMDL | TMDL |  |  | 52.5622 | 45.924 | 281 | 20% | 20% | 0.00013213 | 5.3658e-06
41 | 3 | 0.26084 | 284 | 41 | 3 | HDR | 25.4619 | 1.917 | 15674.111 | 1180.15 | 0.961 | 0.923 | 24.461 | 1.77 | 15057.713 | 1089.811 | 0.26084 | 21.44 | 1.565 | 5.5925 | 0.40822 | 0.842 | 0.81633 | 1165 | 5 | Dry Detention | 0.2 |  |  | TMDL | TMDL |  |  | 712.6003 | 20388.5777 | 284 | 20% | 20% | 1.1185 | 0.081644
41 | 11 | 0.12554 | 291 | 41 | 11 | FOR | 3.3637 | 0.139 | 1738.258 | 71.607 | 0.961 | 0.923 | 3.231 | 0.128 | 1669.641 | 66.092 | 0.12554 | 2.844 | 0.114 | 0.35703 | 0.014312 | 0.846 | 0.81972 | 1165 | 5 | Dry Detention | 0.2 |  |  | TMDL | TMDL |  |  | 712.6003 | 20388.5777 | 291 | 20% | 20% | 0.071407 | 0.0028623
41 | 13 | 0.081675 | 293 | 41 | 13 | WET | 1.0484 | 0.041 | 1567.871 | 61.608 | 0.962 | 0.921 | 1.008 | 0.038 | 1507.852 | 56.766 | 0.081675 | 0.888 | 0.034 | 0.072528 | 0.002777 | 0.847 | 0.81976 | 1165 | 5 | Dry Detention | 0.2 |  |  | TMDL | TMDL |  |  | 712.6003 | 20388.5777 | 293 | 20% | 20% | 0.014506 | 0.00055539
40 | 2 | 1.3784 | 272 | 40 | 2 | MDR | 11.6613 | 0.577 | 15641.833 | 773.896 | 0.877 | 0.884 | 10.225 | 0.51 | 13715.384 | 683.794 | 1.3784 | 10.225 | 0.51 | 14.0941 | 0.70298 | 0.877 | 0.88357 | 1166 | 5 | Dry Detention | 0.2 |  |  | TMDL | TMDL |  |  | 1212.9048 | 81207.7332 | 272 | 20% | 20% | 2.8188 | 0.1406
40 | 3 | 0.35672 | 273 | 40 | 3 | HDR | 24.9268 | 1.943 | 9876.14 | 769.988 | 0.877 | 0.884 | 21.854 | 1.718 | 8658.806 | 680.793 | 0.35672 | 21.854 | 1.718 | 7.7957 | 0.61284 | 0.877 | 0.88416 | 1166 | 5 | Dry Detention | 0.2 |  |  | TMDL | TMDL |  |  | 1212.9048 | 81207.7332 | 273 | 20% | 20% | 1.5591 | 0.12257
40 | 8 | 0.12917 | 277 | 40 | 8 | AGR | 16.9565 | 0.888 | 2599.449 | 136.17 | 0.878 | 0.886 | 14.894 | 0.787 | 2283.201 | 120.597 | 0.12917 | 14.894 | 0.787 | 1.9238 | 0.10165 | 0.878 | 0.88564 | 1166 | 5 | Dry Detention | 0.2 |  |  | TMDL | TMDL |  |  | 1212.9048 | 81207.7332 | 277 | 20% | 20% | 0.38476 | 0.020331
38 | 2 | 0.0016508 | 248 | 38 | 2 | MDR | 8.5662 | 0.781 | 5390.011 | 491.366 | 0.752 | 0.731 | 6.439 | 0.571 | 4051.586 | 359.418 | 0.0016508 | 6.439 | 0.571 | 0.01063 | 0.00094263 | 0.752 | 0.73147 | 1167 | 5 | Dry Detention | 0.2 |  |  | TMDL | TMDL |  |  | 237.3399 | 2697.2489 | 248 | 20% | 20% | 0.0021259 | 0.00018853
40 | 2 | 0.062967 | 272 | 40 | 2 | MDR | 11.6613 | 0.577 | 15641.833 | 773.896 | 0.877 | 0.884 | 10.225 | 0.51 | 13715.384 | 683.794 | 0.062967 | 10.225 | 0.51 | 0.64383 | 0.032113 | 0.877 | 0.88357 | 1168 | 5 | Dry Detention | 0.2 |  |  | TMDL | TMDL |  |  | 273.191 | 2742.8192 | 272 | 20% | 20% | 0.12877 | 0.0064226
38 | 2 | 0.20404 | 248 | 38 | 2 | MDR | 8.5662 | 0.781 | 5390.011 | 491.366 | 0.752 | 0.731 | 6.439 | 0.571 | 4051.586 | 359.418 | 0.20404 | 6.439 | 0.571 | 1.3138 | 0.1165 | 0.752 | 0.73147 | 1169 | 5 | Dry Detention | 0.2 |  |  | TMDL | TMDL |  |  | 376.424 | 8887.7997 | 248 | 20% | 20% | 0.26276 | 0.023301
38 | 2 | 0.30187 | 248 | 38 | 2 | MDR | 8.5662 | 0.781 | 5390.011 | 491.366 | 0.752 | 0.731 | 6.439 | 0.571 | 4051.586 | 359.418 | 0.30187 | 6.439 | 0.571 | 1.9437 | 0.17237 | 0.752 | 0.73147 | 1170 | 5 | Dry Detention | 0.2 |  |  | TMDL | TMDL |  |  | 465.4314 | 13149.3611 | 248 | 20% | 20% | 0.38875 | 0.034473
40 | 3 | 2.3124 | 273 | 40 | 3 | HDR | 24.9268 | 1.943 | 9876.14 | 769.988 | 0.877 | 0.884 | 21.854 | 1.718 | 8658.806 | 680.793 | 2.3124 | 21.854 | 1.718 | 50.5361 | 3.9728 | 0.877 | 0.88416 | 1171 | 5 | Dry Detention | 0.2 |  |  | TMDL | TMDL |  |  | 4704.2035 | 283037.0751 | 273 | 20% | 20% | 10.1072 | 0.79456
40 | 6 | 2.679 | 275 | 40 | 6 | OPE | 6.7468 | 0.307 | 427.856 | 19.476 | 0.877 | 0.884 | 5.92 | 0.272 | 375.418 | 17.226 | 2.679 | 5.92 | 0.272 | 15.8599 | 0.7287 | 0.877 | 0.88448 | 1171 | 5 | Dry Detention | 0.2 |  |  | TMDL | TMDL |  |  | 4704.2035 | 283037.0751 | 275 | 20% | 20% | 3.172 | 0.14574
40 | 8 | 0.013197 | 277 | 40 | 8 | AGR | 16.9565 | 0.888 | 2599.449 | 136.17 | 0.878 | 0.886 | 14.894 | 0.787 | 2283.201 | 120.597 | 0.013197 | 14.894 | 0.787 | 0.19656 | 0.010386 | 0.878 | 0.88564 | 1171 | 5 | Dry Detention | 0.2 |  |  | TMDL | TMDL |  |  | 4704.2035 | 283037.0751 | 277 | 20% | 20% | 0.039312 | 0.0020772
40 | 11 | 1.493 | 279 | 40 | 11 | FOR | 3.6901 | 0.154 | 450.076 | 18.808 | 0.88 | 0.888 | 3.247 | 0.137 | 396.042 | 16.694 | 1.493 | 3.247 | 0.137 | 4.8477 | 0.20454 | 0.88 | 0.8876 | 1171 | 5 | Dry Detention | 0.2 |  |  | TMDL | TMDL |  |  | 4704.2035 | 283037.0751 | 279 | 20% | 20% | 0.96954 | 0.040908
90 | 2 | 0.1331 | 546 | 90 | 2 | MDR | 11.3664 | 0.605 | 14884.136 | 791.874 | 0.804 | 0.836 | 9.135 | 0.506 | 11961.814 | 662.37 | 0.1331 | 4.317 | 0.251 | 0.57457 | 0.033407 | 0.38 | 0.41575 | 1172 | 5 | Dry Detention | 0.2 |  |  | TMDL | TMDL |  |  | 648.3361 | 5797.601 | 546 | 20% | 20% | 0.11491 | 0.0066814
41 | 8 | 0.41275 | 288 | 41 | 8 | AGR | 16.0936 | 0.836 | 8344.03 | 433.364 | 0.96 | 0.923 | 15.456 | 0.771 | 8013.183 | 399.822 | 0.41275 | 13.575 | 0.683 | 5.6031 | 0.28191 | 0.844 | 0.81685 | 1173 | 5 | Dry Detention | 0.2 |  |  | TMDL | TMDL |  |  | 601.2597 | 17979.9568 | 288 | 20% | 20% | 1.1206 | 0.056382
41 | 13 | 1.4018e-05 | 293 | 41 | 13 | WET | 1.0484 | 0.041 | 1567.871 | 61.608 | 0.962 | 0.921 | 1.008 | 0.038 | 1507.852 | 56.766 | 1.4018e-05 | 0.888 | 0.034 | 1.2448e-05 | 4.7661e-07 | 0.847 | 0.81976 | 1173 | 5 | Dry Detention | 0.2 |  |  | TMDL | TMDL |  |  | 601.2597 | 17979.9568 | 293 | 20% | 20% | 2.4896e-06 | 9.5322e-08
38 | 2 | 2.1861 | 248 | 38 | 2 | MDR | 8.5662 | 0.781 | 5390.011 | 491.366 | 0.752 | 0.731 | 6.439 | 0.571 | 4051.586 | 359.418 | 2.1861 | 6.439 | 0.571 | 14.0761 | 1.2482 | 0.752 | 0.73147 | 1174 | 5 | Dry Detention | 0.2 |  |  | TMDL | TMDL |  |  | 2767.3566 | 96710.2425 | 248 | 20% | 20% | 2.8152 | 0.24965
38 | 11 | 0.020971 | 256 | 38 | 11 | FOR | 1.6256 | 0.124 | 281.493 | 21.55 | 0.772 | 0.759 | 1.255 | 0.094 | 217.292 | 16.357 | 0.020971 | 1.255 | 0.094 | 0.026319 | 0.0019713 | 0.772 | 0.759 | 1174 | 5 | Dry Detention | 0.2 |  |  | TMDL | TMDL |  |  | 2767.3566 | 96710.2425 | 256 | 20% | 20% | 0.0052638 | 0.00039426
38 | 13 | 0.013129 | 258 | 38 | 13 | WET | 6.7199 | 0.666 | 2399.981 | 237.942 | 0.759 | 0.75 | 5.104 | 0.5 | 1822.705 | 178.541 | 0.013129 | 5.104 | 0.5 | 0.06701 | 0.0065645 | 0.759 | 0.75035 | 1174 | 5 | Dry Detention | 0.2 |  |  | TMDL | TMDL |  |  | 2767.3566 | 96710.2425 | 258 | 20% | 20% | 0.013402 | 0.0013129
40 | 2 | 1.4631 | 272 | 40 | 2 | MDR | 11.6613 | 0.577 | 15641.833 | 773.896 | 0.877 | 0.884 | 10.225 | 0.51 | 13715.384 | 683.794 | 1.4631 | 10.225 | 0.51 | 14.9601 | 0.74618 | 0.877 | 0.88357 | 1175 | 5 | Dry Detention | 0.2 |  |  | TMDL | TMDL |  |  | 1369.8763 | 85705.7255 | 272 | 20% | 20% | 2.992 | 0.14924
40 | 8 | 0.50445 | 277 | 40 | 8 | AGR | 16.9565 | 0.888 | 2599.449 | 136.17 | 0.878 | 0.886 | 14.894 | 0.787 | 2283.201 | 120.597 | 0.50445 | 14.894 | 0.787 | 7.5133 | 0.397 | 0.878 | 0.88564 | 1175 | 5 | Dry Detention | 0.2 |  |  | TMDL | TMDL |  |  | 1369.8763 | 85705.7255 | 277 | 20% | 20% | 1.5027 | 0.079401
38 | 2 | 0.53296 | 248 | 38 | 2 | MDR | 8.5662 | 0.781 | 5390.011 | 491.366 | 0.752 | 0.731 | 6.439 | 0.571 | 4051.586 | 359.418 | 0.53296 | 6.439 | 0.571 | 3.4317 | 0.30432 | 0.752 | 0.73147 | 1176 | 5 | Dry Detention | 0.2 |  |  | TMDL | TMDL |  |  | 731.5214 | 23215.706 | 248 | 20% | 20% | 0.68635 | 0.060864
38 | 1 | 0.0040587 | 247 | 38 | 1 | LDR | 4.4646 | 0.394 | 219.902 | 19.412 | 0.753 | 0.733 | 3.362 | 0.289 | 165.572 | 14.232 | 0.0040587 | 3.362 | 0.289 | 0.013645 | 0.001173 | 0.753 | 0.73313 | 1177 | 5 | Dry Detention | 0.2 |  |  | TMDL | TMDL |  |  | 5734.7616 | 1381373.1354 | 247 | 20% | 20% | 0.002729 | 0.00023459
38 | 2 | 3.8263 | 248 | 38 | 2 | MDR | 8.5662 | 0.781 | 5390.011 | 491.366 | 0.752 | 0.731 | 6.439 | 0.571 | 4051.586 | 359.418 | 3.8263 | 6.439 | 0.571 | 24.6377 | 2.1848 | 0.752 | 0.73147 | 1177 | 5 | Dry Detention | 0.2 |  |  | TMDL | TMDL |  |  | 5734.7616 | 1381373.1354 | 248 | 20% | 20% | 4.9275 | 0.43697
38 | 4 | 26.5056 | 250 | 38 | 4 | IND | 13.0332 | 1.643 | 2693.398 | 339.537 | 0.746 | 0.728 | 9.718 | 1.196 | 2008.316 | 247.156 | 26.5056 | 9.718 | 1.196 | 257.5816 | 31.7007 | 0.746 | 0.72792 | 1177 | 5 | Dry Detention | 0.2 |  |  | TMDL | TMDL |  |  | 5734.7616 | 1381373.1354 | 250 | 20% | 20% | 51.5163 | 6.3401
38 | 11 | 0.33847 | 256 | 38 | 11 | FOR | 1.6256 | 0.124 | 281.493 | 21.55 | 0.772 | 0.759 | 1.255 | 0.094 | 217.292 | 16.357 | 0.33847 | 1.255 | 0.094 | 0.42478 | 0.031816 | 0.772 | 0.759 | 1177 | 5 | Dry Detention | 0.2 |  |  | TMDL | TMDL |  |  | 5734.7616 | 1381373.1354 | 256 | 20% | 20% | 0.084956 | 0.0063632
38 | 13 | 1.0376 | 258 | 38 | 13 | WET | 6.7199 | 0.666 | 2399.981 | 237.942 | 0.759 | 0.75 | 5.104 | 0.5 | 1822.705 | 178.541 | 1.0376 | 5.104 | 0.5 | 5.296 | 0.51881 | 0.759 | 0.75035 | 1177 | 5 | Dry Detention | 0.2 |  |  | TMDL | TMDL |  |  | 5734.7616 | 1381373.1354 | 258 | 20% | 20% | 1.0592 | 0.10376
38 | 1 | 0.10826 | 247 | 38 | 1 | LDR | 4.4646 | 0.394 | 219.902 | 19.412 | 0.753 | 0.733 | 3.362 | 0.289 | 165.572 | 14.232 | 0.10826 | 3.362 | 0.289 | 0.36397 | 0.031287 | 0.753 | 0.73313 | 1178 | 5 | Dry Detention | 0.2 |  |  | TMDL | TMDL |  |  | 459.1263 | 12105.6642 | 247 | 20% | 20% | 0.072793 | 0.0062574
38 | 2 | 0.13614 | 248 | 38 | 2 | MDR | 8.5662 | 0.781 | 5390.011 | 491.366 | 0.752 | 0.731 | 6.439 | 0.571 | 4051.586 | 359.418 | 0.13614 | 6.439 | 0.571 | 0.87663 | 0.077738 | 0.752 | 0.73147 | 1178 | 5 | Dry Detention | 0.2 |  |  | TMDL | TMDL |  |  | 459.1263 | 12105.6642 | 248 | 20% | 20% | 0.17533 | 0.015548
38 | 13 | 0.033504 | 258 | 38 | 13 | WET | 6.7199 | 0.666 | 2399.981 | 237.942 | 0.759 | 0.75 | 5.104 | 0.5 | 1822.705 | 178.541 | 0.033504 | 5.104 | 0.5 | 0.17101 | 0.016752 | 0.759 | 0.75035 | 1178 | 5 | Dry Detention | 0.2 |  |  | TMDL | TMDL |  |  | 459.1263 | 12105.6642 | 258 | 20% | 20% | 0.034201 | 0.0033504
38 | 2 | 4.764 | 248 | 38 | 2 | MDR | 8.5662 | 0.781 | 5390.011 | 491.366 | 0.752 | 0.731 | 6.439 | 0.571 | 4051.586 | 359.418 | 4.764 | 6.439 | 0.571 | 30.6752 | 2.7202 | 0.752 | 0.73147 | 1179 | 5 | Dry Detention | 0.2 |  |  | TMDL | TMDL |  |  | 2963.4056 | 214730.5984 | 248 | 20% | 20% | 6.135 | 0.54405
38 | 13 | 0.16559 | 258 | 38 | 13 | WET | 6.7199 | 0.666 | 2399.981 | 237.942 | 0.759 | 0.75 | 5.104 | 0.5 | 1822.705 | 178.541 | 0.16559 | 5.104 | 0.5 | 0.84516 | 0.082793 | 0.759 | 0.75035 | 1179 | 5 | Dry Detention | 0.2 |  |  | TMDL | TMDL |  |  | 2963.4056 | 214730.5984 | 258 | 20% | 20% | 0.16903 | 0.016559
40 | 3 | 0.035616 | 273 | 40 | 3 | HDR | 24.9268 | 1.943 | 9876.14 | 769.988 | 0.877 | 0.884 | 21.854 | 1.718 | 8658.806 | 680.793 | 0.035616 | 21.854 | 1.718 | 0.77836 | 0.061189 | 0.877 | 0.88416 | 1180 | 5 | Dry Detention | 0.2 |  |  | TMDL | TMDL |  |  | 317.7389 | 2958.5527 | 273 | 20% | 20% | 0.15567 | 0.012238
40 | 6 | 0.032303 | 275 | 40 | 6 | OPE | 6.7468 | 0.307 | 427.856 | 19.476 | 0.877 | 0.884 | 5.92 | 0.272 | 375.418 | 17.226 | 0.032303 | 5.92 | 0.272 | 0.19123 | 0.0087864 | 0.877 | 0.88448 | 1180 | 5 | Dry Detention | 0.2 |  |  | TMDL | TMDL |  |  | 317.7389 | 2958.5527 | 275 | 20% | 20% | 0.038247 | 0.0017573
90 | 2 | 0.0083896 | 546 | 90 | 2 | MDR | 11.3664 | 0.605 | 14884.136 | 791.874 | 0.804 | 0.836 | 9.135 | 0.506 | 11961.814 | 662.37 | 0.0083896 | 4.317 | 0.251 | 0.036218 | 0.0021058 | 0.38 | 0.41575 | 1181 | 5 | Dry Detention | 0.2 |  |  | TMDL | TMDL |  |  | 328.8075 | 365.4495 | 546 | 20% | 20% | 0.0072436 | 0.00042116
41 | 3 | 0.17311 | 284 | 41 | 3 | HDR | 25.4619 | 1.917 | 15674.111 | 1180.15 | 0.961 | 0.923 | 24.461 | 1.77 | 15057.713 | 1089.811 | 0.17311 | 21.44 | 1.565 | 3.7116 | 0.27092 | 0.842 | 0.81633 | 1182 | 5 | Dry Detention | 0.2 |  |  | TMDL | TMDL |  |  | 1227.7091 | 50287.124 | 284 | 20% | 20% | 0.74232 | 0.054185
41 | 11 | 0.5246 | 291 | 41 | 11 | FOR | 3.3637 | 0.139 | 1738.258 | 71.607 | 0.961 | 0.923 | 3.231 | 0.128 | 1669.641 | 66.092 | 0.5246 | 2.844 | 0.114 | 1.492 | 0.059805 | 0.846 | 0.81972 | 1182 | 5 | Dry Detention | 0.2 |  |  | TMDL | TMDL |  |  | 1227.7091 | 50287.124 | 291 | 20% | 20% | 0.29839 | 0.011961
41 | 13 | 0.45672 | 293 | 41 | 13 | WET | 1.0484 | 0.041 | 1567.871 | 61.608 | 0.962 | 0.921 | 1.008 | 0.038 | 1507.852 | 56.766 | 0.45672 | 0.888 | 0.034 | 0.40557 | 0.015528 | 0.847 | 0.81976 | 1182 | 5 | Dry Detention | 0.2 |  |  | TMDL | TMDL |  |  | 1227.7091 | 50287.124 | 293 | 20% | 20% | 0.081114 | 0.0031057
38 | 2 | 0.37129 | 248 | 38 | 2 | MDR | 8.5662 | 0.781 | 5390.011 | 491.366 | 0.752 | 0.731 | 6.439 | 0.571 | 4051.586 | 359.418 | 0.37129 | 6.439 | 0.571 | 2.3908 | 0.21201 | 0.752 | 0.73147 | 1183 | 5 | Dry Detention | 0.2 |  |  | TMDL | TMDL |  |  | 500.7874 | 16173.485 | 248 | 20% | 20% | 0.47815 | 0.042402
91 | 2 | 0.18993 | 557 | 91 | 2 | MDR | 17.0725 | 0.876 | 2453.124 | 125.823 | 0.218 | 0.115 | 3.73 | 0.101 | 535.951 | 14.489 | 0.18993 | 1.431 | 0.043 | 0.2718 | 0.0081672 | 0.084 | 0.048784 | 1184 | 5 | Dry Detention | 0.2 |  |  | TMDL | TMDL |  |  | 377.0206 | 8273.4801 | 557 | 20% | 20% | 0.054359 | 0.0016334
40 | 8 | 0.094745 | 277 | 40 | 8 | AGR | 16.9565 | 0.888 | 2599.449 | 136.17 | 0.878 | 0.886 | 14.894 | 0.787 | 2283.201 | 120.597 | 0.094745 | 14.894 | 0.787 | 1.4111 | 0.074564 | 0.878 | 0.88564 | 1185 | 5 | Dry Detention | 0.2 |  |  | TMDL | TMDL |  |  | 6474.4137 | 149763.6668 | 277 | 20% | 20% | 0.28223 | 0.014913
40 | 13 | 0.31984 | 281 | 40 | 13 | WET | 1.1184 | 0.045 | 608.832 | 24.31 | 0.88 | 0.889 | 0.985 | 0.04 | 535.989 | 21.621 | 0.31984 | 0.985 | 0.04 | 0.31505 | 0.012794 | 0.88 | 0.88938 | 1185 | 5 | Dry Detention | 0.2 |  |  | TMDL | TMDL |  |  | 6474.4137 | 149763.6668 | 281 | 20% | 20% | 0.063009 | 0.0025587
41 | 2 | 1.0644 | 283 | 41 | 2 | MDR | 11.9201 | 0.582 | 23513.664 | 1147.493 | 0.961 | 0.923 | 11.452 | 0.537 | 22589.972 | 1059.182 | 1.0644 | 10.039 | 0.474 | 10.6855 | 0.50453 | 0.842 | 0.81527 | 1185 | 5 | Dry Detention | 0.2 |  |  | TMDL | TMDL |  |  | 6474.4137 | 149763.6668 | 283 | 20% | 20% | 2.1371 | 0.10091
41 | 3 | 0.72932 | 284 | 41 | 3 | HDR | 25.4619 | 1.917 | 15674.111 | 1180.15 | 0.961 | 0.923 | 24.461 | 1.77 | 15057.713 | 1089.811 | 0.72932 | 21.44 | 1.565 | 15.6366 | 1.1414 | 0.842 | 0.81633 | 1185 | 5 | Dry Detention | 0.2 |  |  | TMDL | TMDL |  |  | 6474.4137 | 149763.6668 | 284 | 20% | 20% | 3.1273 | 0.22828
41 | 8 | 1.1527 | 288 | 41 | 8 | AGR | 16.0936 | 0.836 | 8344.03 | 433.364 | 0.96 | 0.923 | 15.456 | 0.771 | 8013.183 | 399.822 | 1.1527 | 13.575 | 0.683 | 15.6483 | 0.78731 | 0.844 | 0.81685 | 1185 | 5 | Dry Detention | 0.2 |  |  | TMDL | TMDL |  |  | 6474.4137 | 149763.6668 | 288 | 20% | 20% | 3.1297 | 0.15746
41 | 13 | 0.077087 | 293 | 41 | 13 | WET | 1.0484 | 0.041 | 1567.871 | 61.608 | 0.962 | 0.921 | 1.008 | 0.038 | 1507.852 | 56.766 | 0.077087 | 0.888 | 0.034 | 0.068453 | 0.0026209 | 0.847 | 0.81976 | 1185 | 5 | Dry Detention | 0.2 |  |  | TMDL | TMDL |  |  | 6474.4137 | 149763.6668 | 293 | 20% | 20% | 0.013691 | 0.00052419
13 | 2 | 0.0086585 | 39 | 13 | 2 | MDR | 18.0436 | 0.628 | 3512.436 | 122.222 | 0.525 | 0.326 | 9.477 | 0.204 | 1844.865 | 39.803 | 0.0086585 | 4.532 | 0.103 | 0.03924 | 0.00089182 | 0.251 | 0.16422 | 1186 | 5 | Dry Detention | 0.2 |  |  | TMDL | TMDL |  |  | 238.0656 | 1127.6501 | 39 | 20% | 20% | 0.0078481 | 0.00017836
13 | 4 | 0.010549 | 41 | 13 | 4 | IND | 26.0926 | 1.754 | 7076.808 | 475.796 | 0.518 | 0.323 | 13.52 | 0.566 | 3666.784 | 153.491 | 0.010549 | 6.43 | 0.285 | 0.067827 | 0.0030063 | 0.246 | 0.16272 | 1186 | 5 | Dry Detention | 0.2 |  |  | TMDL | TMDL |  |  | 238.0656 | 1127.6501 | 41 | 20% | 20% | 0.013565 | 0.00060127
13 | 11 | 0.0066803 | 44 | 13 | 11 | FOR | 4.3969 | 0.124 | 76.567 | 2.155 | 0.55 | 0.353 | 2.42 | 0.044 | 42.139 | 0.761 | 0.0066803 | 1.179 | 0.022 | 0.0078761 | 0.00014697 | 0.268 | 0.18132 | 1186 | 5 | Dry Detention | 0.2 |  |  | TMDL | TMDL |  |  | 238.0656 | 1127.6501 | 44 | 20% | 20% | 0.0015752 | 2.9393e-05
90 | 2 | 0.016883 | 546 | 90 | 2 | MDR | 11.3664 | 0.605 | 14884.136 | 791.874 | 0.804 | 0.836 | 9.135 | 0.506 | 11961.814 | 662.37 | 0.016883 | 4.317 | 0.251 | 0.072883 | 0.0042376 | 0.38 | 0.41575 | 1187 | 5 | Dry Detention | 0.2 |  |  | TMDL | TMDL |  |  | 140.7002 | 735.4068 | 546 | 20% | 20% | 0.014577 | 0.00084751
38 | 2 | 0.16558 | 248 | 38 | 2 | MDR | 8.5662 | 0.781 | 5390.011 | 491.366 | 0.752 | 0.731 | 6.439 | 0.571 | 4051.586 | 359.418 | 0.16558 | 6.439 | 0.571 | 1.0661 | 0.094544 | 0.752 | 0.73147 | 1188 | 5 | Dry Detention | 0.2 |  |  | TMDL | TMDL |  |  | 363.5781 | 7212.4483 | 248 | 20% | 20% | 0.21323 | 0.018909
38 | 2 | 0.151 | 248 | 38 | 2 | MDR | 8.5662 | 0.781 | 5390.011 | 491.366 | 0.752 | 0.731 | 6.439 | 0.571 | 4051.586 | 359.418 | 0.151 | 6.439 | 0.571 | 0.97228 | 0.08622 | 0.752 | 0.73147 | 1189 | 5 | Dry Detention | 0.2 |  |  | TMDL | TMDL |  |  | 438.7264 | 6577.478 | 248 | 20% | 20% | 0.19446 | 0.017244
91 | 2 | 0.17169 | 557 | 91 | 2 | MDR | 17.0725 | 0.876 | 2453.124 | 125.823 | 0.218 | 0.115 | 3.73 | 0.101 | 535.951 | 14.489 | 0.17169 | 1.431 | 0.043 | 0.24568 | 0.0073825 | 0.084 | 0.048784 | 1190 | 5 | Dry Detention | 0.2 |  |  | TMDL | TMDL |  |  | 356.9108 | 7478.5788 | 557 | 20% | 20% | 0.049136 | 0.0014765
91 | 2 | 0.231 | 557 | 91 | 2 | MDR | 17.0725 | 0.876 | 2453.124 | 125.823 | 0.218 | 0.115 | 3.73 | 0.101 | 535.951 | 14.489 | 0.231 | 1.431 | 0.043 | 0.33057 | 0.0099331 | 0.084 | 0.048784 | 1191 | 5 | Dry Detention | 0.2 |  |  | TMDL | TMDL |  |  | 412.0805 | 10062.4659 | 557 | 20% | 20% | 0.066113 | 0.0019866
38 | 2 | 2.1654 | 248 | 38 | 2 | MDR | 8.5662 | 0.781 | 5390.011 | 491.366 | 0.752 | 0.731 | 6.439 | 0.571 | 4051.586 | 359.418 | 2.1654 | 6.439 | 0.571 | 13.9428 | 1.2364 | 0.752 | 0.73147 | 1192 | 5 | Dry Detention | 0.2 |  |  | TMDL | TMDL |  |  | 2858.7232 | 216306.4603 | 248 | 20% | 20% | 2.7886 | 0.24728
38 | 4 | 2.3746 | 250 | 38 | 4 | IND | 13.0332 | 1.643 | 2693.398 | 339.537 | 0.746 | 0.728 | 9.718 | 1.196 | 2008.316 | 247.156 | 2.3746 | 9.718 | 1.196 | 23.0764 | 2.84 | 0.746 | 0.72792 | 1192 | 5 | Dry Detention | 0.2 |  |  | TMDL | TMDL |  |  | 2858.7232 | 216306.4603 | 250 | 20% | 20% | 4.6153 | 0.56801
38 | 13 | 0.42576 | 258 | 38 | 13 | WET | 6.7199 | 0.666 | 2399.981 | 237.942 | 0.759 | 0.75 | 5.104 | 0.5 | 1822.705 | 178.541 | 0.42576 | 5.104 | 0.5 | 2.1731 | 0.21288 | 0.759 | 0.75035 | 1192 | 5 | Dry Detention | 0.2 |  |  | TMDL | TMDL |  |  | 2858.7232 | 216306.4603 | 258 | 20% | 20% | 0.43462 | 0.042576
38 | 2 | 0.20189 | 248 | 38 | 2 | MDR | 8.5662 | 0.781 | 5390.011 | 491.366 | 0.752 | 0.731 | 6.439 | 0.571 | 4051.586 | 359.418 | 0.20189 | 6.439 | 0.571 | 1.3 | 0.11528 | 0.752 | 0.73147 | 1193 | 5 | Dry Detention | 0.2 |  |  | TMDL | TMDL |  |  | 411.8182 | 8794.2286 | 248 | 20% | 20% | 0.25999 | 0.023056
37 | 2 | 0.019643 | 239 | 37 | 2 | MDR | 9.6056 | 0.896 | 2073.2 | 193.451 | 0.81 | 0.778 | 7.782 | 0.697 | 1679.53 | 150.524 | 0.019643 | 7.782 | 0.697 | 0.15286 | 0.013691 | 0.81 | 0.7781 | 1194 | 5 | Dry Detention | 0.2 |  |  | TMDL | TMDL |  |  | 399.524 | 5881.2987 | 239 | 20% | 20% | 0.030572 | 0.0027382
38 | 1 | 0.33418 | 247 | 38 | 1 | LDR | 4.4646 | 0.394 | 219.902 | 19.412 | 0.753 | 0.733 | 3.362 | 0.289 | 165.572 | 14.232 | 0.33418 | 3.362 | 0.289 | 1.1235 | 0.096579 | 0.753 | 0.73313 | 1195 | 5 | Dry Detention | 0.2 |  |  | TMDL | TMDL |  |  | 874.6788 | 14556.9808 | 247 | 20% | 20% | 0.22471 | 0.019316
41 | 3 | 0.26434 | 284 | 41 | 3 | HDR | 25.4619 | 1.917 | 15674.111 | 1180.15 | 0.961 | 0.923 | 24.461 | 1.77 | 15057.713 | 1089.811 | 0.26434 | 21.44 | 1.565 | 5.6675 | 0.41369 | 0.842 | 0.81633 | 1196 | 5 | Dry Detention | 0.2 |  |  | TMDL | TMDL |  |  | 876.9062 | 11514.6077 | 284 | 20% | 20% | 1.1335 | 0.082738
38 | 2 | 0.26185 | 248 | 38 | 2 | MDR | 8.5662 | 0.781 | 5390.011 | 491.366 | 0.752 | 0.731 | 6.439 | 0.571 | 4051.586 | 359.418 | 0.26185 | 6.439 | 0.571 | 1.6861 | 0.14952 | 0.752 | 0.73147 | 1198 | 5 | Dry Detention | 0.2 |  |  | TMDL | TMDL |  |  | 430.9819 | 11406.2459 | 248 | 20% | 20% | 0.33721 | 0.029904
38 | 2 | 5.3633 | 248 | 38 | 2 | MDR | 8.5662 | 0.781 | 5390.011 | 491.366 | 0.752 | 0.731 | 6.439 | 0.571 | 4051.586 | 359.418 | 5.3633 | 6.439 | 0.571 | 34.5345 | 3.0625 | 0.752 | 0.73147 | 1199 | 5 | Dry Detention | 0.2 |  |  | TMDL | TMDL |  |  | 2530.505 | 233625.5672 | 248 | 20% | 20% | 6.9069 | 0.61249
38 | 1 | 0.0030379 | 247 | 38 | 1 | LDR | 4.4646 | 0.394 | 219.902 | 19.412 | 0.753 | 0.733 | 3.362 | 0.289 | 165.572 | 14.232 | 0.0030379 | 3.362 | 0.289 | 0.010213 | 0.00087794 | 0.753 | 0.73313 | 1200 | 5 | Dry Detention | 0.2 |  |  | TMDL | TMDL |  |  | 920.6912 | 35546.325 | 247 | 20% | 20% | 0.0020427 | 0.00017559
38 | 2 | 0.80283 | 248 | 38 | 2 | MDR | 8.5662 | 0.781 | 5390.011 | 491.366 | 0.752 | 0.731 | 6.439 | 0.571 | 4051.586 | 359.418 | 0.80283 | 6.439 | 0.571 | 5.1694 | 0.45842 | 0.752 | 0.73147 | 1200 | 5 | Dry Detention | 0.2 |  |  | TMDL | TMDL |  |  | 920.6912 | 35546.325 | 248 | 20% | 20% | 1.0339 | 0.091683
38 | 9 | 0.010166 | 254 | 38 | 9 | AGT | 5.3381 | 0.48 | 328.365 | 29.544 | 0.766 | 0.75 | 4.09 | 0.36 | 251.603 | 22.171 | 0.010166 | 4.09 | 0.36 | 0.041581 | 0.0036599 | 0.766 | 0.75046 | 1200 | 5 | Dry Detention | 0.2 |  |  | TMDL | TMDL |  |  | 920.6912 | 35546.325 | 254 | 20% | 20% | 0.0083161 | 0.00073198
37 | 2 | 0.02085 | 239 | 37 | 2 | MDR | 9.6056 | 0.896 | 2073.2 | 193.451 | 0.81 | 0.778 | 7.782 | 0.697 | 1679.53 | 150.524 | 0.02085 | 7.782 | 0.697 | 0.16226 | 0.014533 | 0.81 | 0.7781 | 1201 | 5 | Dry Detention | 0.2 |  |  | TMDL | TMDL |  |  | 748.4224 | 25950.2775 | 239 | 20% | 20% | 0.032451 | 0.0029065
37 | 9 | 0.001538 | 242 | 37 | 9 | AGT | 6.3022 | 0.581 | 574.088 | 52.959 | 0.832 | 0.808 | 5.243 | 0.47 | 477.577 | 42.779 | 0.001538 | 5.243 | 0.47 | 0.0080635 | 0.00072284 | 0.832 | 0.80776 | 1201 | 5 | Dry Detention | 0.2 |  |  | TMDL | TMDL |  |  | 748.4224 | 25950.2775 | 242 | 20% | 20% | 0.0016127 | 0.00014457
38 | 2 | 0.57335 | 248 | 38 | 2 | MDR | 8.5662 | 0.781 | 5390.011 | 491.366 | 0.752 | 0.731 | 6.439 | 0.571 | 4051.586 | 359.418 | 0.57335 | 6.439 | 0.571 | 3.6918 | 0.32738 | 0.752 | 0.73147 | 1201 | 5 | Dry Detention | 0.2 |  |  | TMDL | TMDL |  |  | 748.4224 | 25950.2775 | 248 | 20% | 20% | 0.73836 | 0.065477
90 | 2 | 0.44745 | 546 | 90 | 2 | MDR | 11.3664 | 0.605 | 14884.136 | 791.874 | 0.804 | 0.836 | 9.135 | 0.506 | 11961.814 | 662.37 | 0.44745 | 4.317 | 0.251 | 1.9316 | 0.11231 | 0.38 | 0.41575 | 1202 | 5 | Dry Detention | 0.2 |  |  | TMDL | TMDL |  |  | 1809.6532 | 176673.023 | 546 | 20% | 20% | 0.38633 | 0.022462
91 | 2 | 3.6084 | 557 | 91 | 2 | MDR | 17.0725 | 0.876 | 2453.124 | 125.823 | 0.218 | 0.115 | 3.73 | 0.101 | 535.951 | 14.489 | 3.6084 | 1.431 | 0.043 | 5.1636 | 0.15516 | 0.084 | 0.048784 | 1202 | 5 | Dry Detention | 0.2 |  |  | TMDL | TMDL |  |  | 1809.6532 | 176673.023 | 557 | 20% | 20% | 1.0327 | 0.031032
38 | 2 | 0.62999 | 248 | 38 | 2 | MDR | 8.5662 | 0.781 | 5390.011 | 491.366 | 0.752 | 0.731 | 6.439 | 0.571 | 4051.586 | 359.418 | 0.62999 | 6.439 | 0.571 | 4.0565 | 0.35972 | 0.752 | 0.73147 | 1203 | 5 | Dry Detention | 0.2 |  |  | TMDL | TMDL |  |  | 694.6944 | 27442.0553 | 248 | 20% | 20% | 0.8113 | 0.071944
38 | 2 | 1.1352 | 248 | 38 | 2 | MDR | 8.5662 | 0.781 | 5390.011 | 491.366 | 0.752 | 0.731 | 6.439 | 0.571 | 4051.586 | 359.418 | 1.1352 | 6.439 | 0.571 | 7.3095 | 0.6482 | 0.752 | 0.73147 | 1204 | 5 | Dry Detention | 0.2 |  |  | TMDL | TMDL |  |  | 1284.8087 | 52501.7328 | 248 | 20% | 20% | 1.4619 | 0.12964
38 | 13 | 0.070073 | 258 | 38 | 13 | WET | 6.7199 | 0.666 | 2399.981 | 237.942 | 0.759 | 0.75 | 5.104 | 0.5 | 1822.705 | 178.541 | 0.070073 | 5.104 | 0.5 | 0.35765 | 0.035037 | 0.759 | 0.75035 | 1204 | 5 | Dry Detention | 0.2 |  |  | TMDL | TMDL |  |  | 1284.8087 | 52501.7328 | 258 | 20% | 20% | 0.071531 | 0.0070073
38 | 2 | 1.1047 | 248 | 38 | 2 | MDR | 8.5662 | 0.781 | 5390.011 | 491.366 | 0.752 | 0.731 | 6.439 | 0.571 | 4051.586 | 359.418 | 1.1047 | 6.439 | 0.571 | 7.1133 | 0.63079 | 0.752 | 0.73147 | 1205 | 5 | Dry Detention | 0.2 |  |  | TMDL | TMDL |  |  | 989.7561 | 51210.9118 | 248 | 20% | 20% | 1.4227 | 0.12616
38 | 13 | 0.070928 | 258 | 38 | 13 | WET | 6.7199 | 0.666 | 2399.981 | 237.942 | 0.759 | 0.75 | 5.104 | 0.5 | 1822.705 | 178.541 | 0.070928 | 5.104 | 0.5 | 0.36201 | 0.035464 | 0.759 | 0.75035 | 1205 | 5 | Dry Detention | 0.2 |  |  | TMDL | TMDL |  |  | 989.7561 | 51210.9118 | 258 | 20% | 20% | 0.072403 | 0.0070928
38 | 13 | 0.024467 | 258 | 38 | 13 | WET | 6.7199 | 0.666 | 2399.981 | 237.942 | 0.759 | 0.75 | 5.104 | 0.5 | 1822.705 | 178.541 | 0.024467 | 5.104 | 0.5 | 0.12488 | 0.012233 | 0.759 | 0.75035 | 1206 | 5 | Dry Detention | 0.2 |  |  | TMDL | TMDL |  |  | 286.2513 | 1065.7757 | 258 | 20% | 20% | 0.024976 | 0.0024467
38 | 2 | 0.028613 | 248 | 38 | 2 | MDR | 8.5662 | 0.781 | 5390.011 | 491.366 | 0.752 | 0.731 | 6.439 | 0.571 | 4051.586 | 359.418 | 0.028613 | 6.439 | 0.571 | 0.18424 | 0.016338 | 0.752 | 0.73147 | 1207 | 5 | Dry Detention | 0.2 |  |  | TMDL | TMDL |  |  | 166.2142 | 1246.324 | 248 | 20% | 20% | 0.036847 | 0.0032676
38 | 2 | 0.4998 | 248 | 38 | 2 | MDR | 8.5662 | 0.781 | 5390.011 | 491.366 | 0.752 | 0.731 | 6.439 | 0.571 | 4051.586 | 359.418 | 0.4998 | 6.439 | 0.571 | 3.2182 | 0.28539 | 0.752 | 0.73147 | 1208 | 5 | Dry Detention | 0.2 |  |  | TMDL | TMDL |  |  | 929.8205 | 22536.4943 | 248 | 20% | 20% | 0.64364 | 0.057077
38 | 13 | 0.017568 | 258 | 38 | 13 | WET | 6.7199 | 0.666 | 2399.981 | 237.942 | 0.759 | 0.75 | 5.104 | 0.5 | 1822.705 | 178.541 | 0.017568 | 5.104 | 0.5 | 0.089665 | 0.0087838 | 0.759 | 0.75035 | 1208 | 5 | Dry Detention | 0.2 |  |  | TMDL | TMDL |  |  | 929.8205 | 22536.4943 | 258 | 20% | 20% | 0.017933 | 0.0017568
37 | 2 | 3.0539 | 239 | 37 | 2 | MDR | 9.6056 | 0.896 | 2073.2 | 193.451 | 0.81 | 0.778 | 7.782 | 0.697 | 1679.53 | 150.524 | 3.0539 | 7.782 | 0.697 | 23.7657 | 2.1286 | 0.81 | 0.7781 | 1209 | 5 | Dry Detention | 0.2 |  |  | TMDL | TMDL |  |  | 1764.049 | 133288.3449 | 239 | 20% | 20% | 4.7531 | 0.42572
40 | 3 | 0.00045695 | 273 | 40 | 3 | HDR | 24.9268 | 1.943 | 9876.14 | 769.988 | 0.877 | 0.884 | 21.854 | 1.718 | 8658.806 | 680.793 | 0.00045695 | 21.854 | 1.718 | 0.0099861 | 0.00078504 | 0.877 | 0.88416 | 1210 | 5 | Dry Detention | 0.2 |  |  | TMDL | TMDL |  |  | 1164.7219 | 10710.9418 | 273 | 20% | 20% | 0.0019972 | 0.00015701
40 | 4 | 0.24543 | 274 | 40 | 4 | IND | 14.4118 | 1.299 | 3327.006 | 299.956 | 0.876 | 0.883 | 12.618 | 1.147 | 2912.902 | 264.815 | 0.24543 | 12.618 | 1.147 | 3.0969 | 0.28151 | 0.876 | 0.88285 | 1210 | 5 | Dry Detention | 0.2 |  |  | TMDL | TMDL |  |  | 1164.7219 | 10710.9418 | 274 | 20% | 20% | 0.61938 | 0.056302
40 | 2 | 5.3955 | 272 | 40 | 2 | MDR | 11.6613 | 0.577 | 15641.833 | 773.896 | 0.877 | 0.884 | 10.225 | 0.51 | 13715.384 | 683.794 | 5.3955 | 10.225 | 0.51 | 55.1689 | 2.7517 | 0.877 | 0.88357 | 1211 | 5 | Dry Detention | 0.2 |  |  | TMDL | TMDL |  |  | 2734.7829 | 268862.4731 | 272 | 20% | 20% | 11.0338 | 0.55034
40 | 8 | 0.77676 | 277 | 40 | 8 | AGR | 16.9565 | 0.888 | 2599.449 | 136.17 | 0.878 | 0.886 | 14.894 | 0.787 | 2283.201 | 120.597 | 0.77676 | 14.894 | 0.787 | 11.5691 | 0.61131 | 0.878 | 0.88564 | 1211 | 5 | Dry Detention | 0.2 |  |  | TMDL | TMDL |  |  | 2734.7829 | 268862.4731 | 277 | 20% | 20% | 2.3138 | 0.12226
40 | 3 | 0.027079 | 273 | 40 | 3 | HDR | 24.9268 | 1.943 | 9876.14 | 769.988 | 0.877 | 0.884 | 21.854 | 1.718 | 8658.806 | 680.793 | 0.027079 | 21.854 | 1.718 | 0.59179 | 0.046522 | 0.877 | 0.88416 | 1212 | 5 | Dry Detention | 0.2 |  |  | TMDL | TMDL |  |  | 228.0193 | 1179.5466 | 273 | 20% | 20% | 0.11836 | 0.0093044
90 | 2 | 0.023017 | 546 | 90 | 2 | MDR | 11.3664 | 0.605 | 14884.136 | 791.874 | 0.804 | 0.836 | 9.135 | 0.506 | 11961.814 | 662.37 | 0.023017 | 4.317 | 0.251 | 0.099364 | 0.0057772 | 0.38 | 0.41575 | 1213 | 5 | Dry Detention | 0.2 |  |  | TMDL | TMDL |  |  | 914.3748 | 4519.8658 | 546 | 20% | 20% | 0.019873 | 0.0011554
90 | 6 | 0.080745 | 549 | 90 | 6 | OPE | 6.2286 | 0.301 | 946.924 | 45.732 | 0.804 | 0.837 | 5.007 | 0.252 | 761.157 | 38.267 | 0.080745 | 2.372 | 0.125 | 0.19153 | 0.010093 | 0.381 | 0.41716 | 1213 | 5 | Dry Detention | 0.2 |  |  | TMDL | TMDL |  |  | 914.3748 | 4519.8658 | 549 | 20% | 20% | 0.038306 | 0.0020186
41 | 11 | 0.13385 | 291 | 41 | 11 | FOR | 3.3637 | 0.139 | 1738.258 | 71.607 | 0.961 | 0.923 | 3.231 | 0.128 | 1669.641 | 66.092 | 0.13385 | 2.844 | 0.114 | 0.38068 | 0.015259 | 0.846 | 0.81972 | 1214 | 5 | Dry Detention | 0.2 |  |  | TMDL | TMDL |  |  | 538.6371 | 5940.0505 | 291 | 20% | 20% | 0.076136 | 0.0030519
41 | 13 | 0.0025073 | 293 | 41 | 13 | WET | 1.0484 | 0.041 | 1567.871 | 61.608 | 0.962 | 0.921 | 1.008 | 0.038 | 1507.852 | 56.766 | 0.0025073 | 0.888 | 0.034 | 0.0022265 | 8.525e-05 | 0.847 | 0.81976 | 1214 | 5 | Dry Detention | 0.2 |  |  | TMDL | TMDL |  |  | 538.6371 | 5940.0505 | 293 | 20% | 20% | 0.0004453 | 1.705e-05
40 | 2 | 2.6648 | 272 | 40 | 2 | MDR | 11.6613 | 0.577 | 15641.833 | 773.896 | 0.877 | 0.884 | 10.225 | 0.51 | 13715.384 | 683.794 | 2.6648 | 10.225 | 0.51 | 27.2472 | 1.359 | 0.877 | 0.88357 | 1215 | 5 | Dry Detention | 0.2 |  |  | TMDL | TMDL |  |  | 1639.6366 | 116076.5962 | 272 | 20% | 20% | 5.4494 | 0.27181
40 | 3 | 0.015726 | 273 | 40 | 3 | HDR | 24.9268 | 1.943 | 9876.14 | 769.988 | 0.877 | 0.884 | 21.854 | 1.718 | 8658.806 | 680.793 | 0.015726 | 21.854 | 1.718 | 0.34367 | 0.027017 | 0.877 | 0.88416 | 1216 | 5 | Dry Detention | 0.2 |  |  | TMDL | TMDL |  |  | 126.6224 | 685.0101 | 273 | 20% | 20% | 0.068734 | 0.0054034
38 | 13 | 0.14176 | 258 | 38 | 13 | WET | 6.7199 | 0.666 | 2399.981 | 237.942 | 0.759 | 0.75 | 5.104 | 0.5 | 1822.705 | 178.541 | 0.14176 | 5.104 | 0.5 | 0.72356 | 0.070882 | 0.759 | 0.75035 | 1217 | 5 | Dry Detention | 0.2 |  |  | TMDL | TMDL |  |  | 340.5462 | 6175.2137 | 258 | 20% | 20% | 0.14471 | 0.014176
38 | 2 | 1.0668 | 248 | 38 | 2 | MDR | 8.5662 | 0.781 | 5390.011 | 491.366 | 0.752 | 0.731 | 6.439 | 0.571 | 4051.586 | 359.418 | 1.0668 | 6.439 | 0.571 | 6.8692 | 0.60915 | 0.752 | 0.73147 | 1218 | 5 | Dry Detention | 0.2 |  |  | TMDL | TMDL |  |  | 1028.0892 | 46470.3582 | 248 | 20% | 20% | 1.3738 | 0.12183
37 | 2 | 1.0063 | 239 | 37 | 2 | MDR | 9.6056 | 0.896 | 2073.2 | 193.451 | 0.81 | 0.778 | 7.782 | 0.697 | 1679.53 | 150.524 | 1.0063 | 7.782 | 0.697 | 7.831 | 0.70139 | 0.81 | 0.7781 | 1219 | 5 | Dry Detention | 0.2 |  |  | TMDL | TMDL |  |  | 985.9743 | 43834.1678 | 239 | 20% | 20% | 1.5662 | 0.14028
41 | 2 | 2.2803 | 283 | 41 | 2 | MDR | 11.9201 | 0.582 | 23513.664 | 1147.493 | 0.961 | 0.923 | 11.452 | 0.537 | 22589.972 | 1059.182 | 2.2803 | 10.039 | 0.474 | 22.8921 | 1.0809 | 0.842 | 0.81527 | 1220 | 5 | Dry Detention | 0.2 |  |  | TMDL | TMDL |  |  | 2301.508 | 99329.8674 | 283 | 20% | 20% | 4.5784 | 0.21617
38 | 2 | 0.94863 | 248 | 38 | 2 | MDR | 8.5662 | 0.781 | 5390.011 | 491.366 | 0.752 | 0.731 | 6.439 | 0.571 | 4051.586 | 359.418 | 0.94863 | 6.439 | 0.571 | 6.1082 | 0.54167 | 0.752 | 0.73147 | 1221 | 5 | Dry Detention | 0.2 |  |  | TMDL | TMDL |  |  | 998.5306 | 41539.2549 | 248 | 20% | 20% | 1.2216 | 0.10833
38 | 13 | 0.0049811 | 258 | 38 | 13 | WET | 6.7199 | 0.666 | 2399.981 | 237.942 | 0.759 | 0.75 | 5.104 | 0.5 | 1822.705 | 178.541 | 0.0049811 | 5.104 | 0.5 | 0.025423 | 0.0024905 | 0.759 | 0.75035 | 1221 | 5 | Dry Detention | 0.2 |  |  | TMDL | TMDL |  |  | 998.5306 | 41539.2549 | 258 | 20% | 20% | 0.0050847 | 0.00049811
40 | 8 | 5.3815 | 277 | 40 | 8 | AGR | 16.9565 | 0.888 | 2599.449 | 136.17 | 0.878 | 0.886 | 14.894 | 0.787 | 2283.201 | 120.597 | 5.3815 | 14.894 | 0.787 | 80.1521 | 4.2352 | 0.878 | 0.88564 | 1222 | 5 | Dry Detention | 0.2 |  |  | TMDL | TMDL |  |  | 2138.2932 | 234417.335 | 277 | 20% | 20% | 16.0304 | 0.84705
90 | 2 | 0.0080903 | 546 | 90 | 2 | MDR | 11.3664 | 0.605 | 14884.136 | 791.874 | 0.804 | 0.836 | 9.135 | 0.506 | 11961.814 | 662.37 | 0.0080903 | 4.317 | 0.251 | 0.034926 | 0.0020307 | 0.38 | 0.41575 | 1223 | 5 | Dry Detention | 0.2 |  |  | TMDL | TMDL |  |  | 3051.2724 | 306550.8676 | 546 | 20% | 20% | 0.0069851 | 0.00040613
90 | 10 | 6.1862 | 552 | 90 | 10 | RAN | 4.8008 | 0.216 | 176.964 | 7.972 | 0.804 | 0.837 | 3.86 | 0.181 | 142.278 | 6.671 | 6.1862 | 1.835 | 0.09 | 11.3517 | 0.55676 | 0.382 | 0.41812 | 1223 | 5 | Dry Detention | 0.2 |  |  | TMDL | TMDL |  |  | 3051.2724 | 306550.8676 | 552 | 20% | 20% | 2.2703 | 0.11135
90 | 12 | 0.35581 | 554 | 90 | 12 | WAT | 0.83586 | 0.028 | 130.779 | 4.341 | 0.808 | 0.839 | 0.676 | 0.023 | 105.721 | 3.643 | 0.35581 | 0.322 | 0.012 | 0.11457 | 0.0042698 | 0.385 | 0.41867 | 1223 | 5 | Dry Detention | 0.2 |  |  | TMDL | TMDL |  |  | 3051.2724 | 306550.8676 | 554 | 20% | 20% | 0.022914 | 0.00085395
90 | 13 | 0.48736 | 555 | 90 | 13 | WET | 1.6912 | 0.073 | 1170.334 | 50.223 | 0.811 | 0.843 | 1.372 | 0.061 | 949.219 | 42.348 | 0.48736 | 0.66 | 0.031 | 0.32166 | 0.015108 | 0.39 | 0.4275 | 1223 | 5 | Dry Detention | 0.2 |  |  | TMDL | TMDL |  |  | 3051.2724 | 306550.8676 | 555 | 20% | 20% | 0.064332 | 0.0030216
38 | 1 | 2.414 | 247 | 38 | 1 | LDR | 4.4646 | 0.394 | 219.902 | 19.412 | 0.753 | 0.733 | 3.362 | 0.289 | 165.572 | 14.232 | 2.414 | 3.362 | 0.289 | 8.1159 | 0.69765 | 0.753 | 0.73313 | 1224 | 5 | Dry Detention | 0.2 |  |  | TMDL | TMDL |  |  | 14933.8547 | 1783969.9245 | 247 | 20% | 20% | 1.6232 | 0.13953
38 | 2 | 7.0409 | 248 | 38 | 2 | MDR | 8.5662 | 0.781 | 5390.011 | 491.366 | 0.752 | 0.731 | 6.439 | 0.571 | 4051.586 | 359.418 | 7.0409 | 6.439 | 0.571 | 45.3362 | 4.0203 | 0.752 | 0.73147 | 1224 | 5 | Dry Detention | 0.2 |  |  | TMDL | TMDL |  |  | 14933.8547 | 1783969.9245 | 248 | 20% | 20% | 9.0672 | 0.80407
38 | 4 | 0.6961 | 250 | 38 | 4 | IND | 13.0332 | 1.643 | 2693.398 | 339.537 | 0.746 | 0.728 | 9.718 | 1.196 | 2008.316 | 247.156 | 0.6961 | 9.718 | 1.196 | 6.7647 | 0.83254 | 0.746 | 0.72792 | 1224 | 5 | Dry Detention | 0.2 |  |  | TMDL | TMDL |  |  | 14933.8547 | 1783969.9245 | 250 | 20% | 20% | 1.3529 | 0.16651
41 | 1 | 17.3851 | 282 | 41 | 1 | LDR | 6.4645 | 0.301 | 7159.582 | 333.43 | 0.961 | 0.923 | 6.211 | 0.278 | 6878.392 | 307.743 | 17.3851 | 5.446 | 0.246 | 94.6791 | 4.2767 | 0.842 | 0.81555 | 1224 | 5 | Dry Detention | 0.2 |  |  | TMDL | TMDL |  |  | 14933.8547 | 1783969.9245 | 282 | 20% | 20% | 18.9358 | 0.85535
41 | 2 | 1.4104 | 283 | 41 | 2 | MDR | 11.9201 | 0.582 | 23513.664 | 1147.493 | 0.961 | 0.923 | 11.452 | 0.537 | 22589.972 | 1059.182 | 1.4104 | 10.039 | 0.474 | 14.1587 | 0.66852 | 0.842 | 0.81527 | 1224 | 5 | Dry Detention | 0.2 |  |  | TMDL | TMDL |  |  | 14933.8547 | 1783969.9245 | 283 | 20% | 20% | 2.8317 | 0.1337
41 | 4 | 11.3442 | 285 | 41 | 4 | IND | 15.0465 | 1.299 | 22984.638 | 1984.314 | 0.961 | 0.924 | 14.457 | 1.2 | 22084.136 | 1832.828 | 11.3442 | 12.656 | 1.059 | 143.5719 | 12.0135 | 0.841 | 0.81549 | 1224 | 5 | Dry Detention | 0.2 |  |  | TMDL | TMDL |  |  | 14933.8547 | 1783969.9245 | 285 | 20% | 20% | 28.7144 | 2.4027
41 | 11 | 0.66386 | 291 | 41 | 11 | FOR | 3.3637 | 0.139 | 1738.258 | 71.607 | 0.961 | 0.923 | 3.231 | 0.128 | 1669.641 | 66.092 | 0.66386 | 2.844 | 0.114 | 1.888 | 0.07568 | 0.846 | 0.81972 | 1224 | 5 | Dry Detention | 0.2 |  |  | TMDL | TMDL |  |  | 14933.8547 | 1783969.9245 | 291 | 20% | 20% | 0.3776 | 0.015136
40 | 3 | 0.0030885 | 273 | 40 | 3 | HDR | 24.9268 | 1.943 | 9876.14 | 769.988 | 0.877 | 0.884 | 21.854 | 1.718 | 8658.806 | 680.793 | 0.0030885 | 21.854 | 1.718 | 0.067496 | 0.005306 | 0.877 | 0.88416 | 1225 | 5 | Dry Detention | 0.2 |  |  | TMDL | TMDL |  |  | 1196.2889 | 25646.9218 | 273 | 20% | 20% | 0.013499 | 0.0010612
40 | 4 | 0.23257 | 274 | 40 | 4 | IND | 14.4118 | 1.299 | 3327.006 | 299.956 | 0.876 | 0.883 | 12.618 | 1.147 | 2912.902 | 264.815 | 0.23257 | 12.618 | 1.147 | 2.9345 | 0.26676 | 0.876 | 0.88285 | 1225 | 5 | Dry Detention | 0.2 |  |  | TMDL | TMDL |  |  | 1196.2889 | 25646.9218 | 274 | 20% | 20% | 0.58691 | 0.053351
41 | 4 | 0.23597 | 285 | 41 | 4 | IND | 15.0465 | 1.299 | 22984.638 | 1984.314 | 0.961 | 0.924 | 14.457 | 1.2 | 22084.136 | 1832.828 | 0.23597 | 12.656 | 1.059 | 2.9864 | 0.24989 | 0.841 | 0.81549 | 1225 | 5 | Dry Detention | 0.2 |  |  | TMDL | TMDL |  |  | 1196.2889 | 25646.9218 | 285 | 20% | 20% | 0.59728 | 0.049978
41 | 11 | 0.11715 | 291 | 41 | 11 | FOR | 3.3637 | 0.139 | 1738.258 | 71.607 | 0.961 | 0.923 | 3.231 | 0.128 | 1669.641 | 66.092 | 0.11715 | 2.844 | 0.114 | 0.33318 | 0.013355 | 0.846 | 0.81972 | 1225 | 5 | Dry Detention | 0.2 |  |  | TMDL | TMDL |  |  | 1196.2889 | 25646.9218 | 291 | 20% | 20% | 0.066636 | 0.002671
37 | 2 | 0.29902 | 239 | 37 | 2 | MDR | 9.6056 | 0.896 | 2073.2 | 193.451 | 0.81 | 0.778 | 7.782 | 0.697 | 1679.53 | 150.524 | 0.29902 | 7.782 | 0.697 | 2.327 | 0.20842 | 0.81 | 0.7781 | 1226 | 5 | Dry Detention | 0.2 |  |  | TMDL | TMDL |  |  | 488.2063 | 13025.3079 | 239 | 20% | 20% | 0.4654 | 0.041684
38 | 2 | 4.2385 | 248 | 38 | 2 | MDR | 8.5662 | 0.781 | 5390.011 | 491.366 | 0.752 | 0.731 | 6.439 | 0.571 | 4051.586 | 359.418 | 4.2385 | 6.439 | 0.571 | 27.292 | 2.4202 | 0.752 | 0.73147 | 1227 | 5 | Dry Detention | 0.2 |  |  | TMDL | TMDL |  |  | 2318.7673 | 185787.0691 | 248 | 20% | 20% | 5.4584 | 0.48404
38 | 13 | 0.026554 | 258 | 38 | 13 | WET | 6.7199 | 0.666 | 2399.981 | 237.942 | 0.759 | 0.75 | 5.104 | 0.5 | 1822.705 | 178.541 | 0.026554 | 5.104 | 0.5 | 0.13553 | 0.013277 | 0.759 | 0.75035 | 1227 | 5 | Dry Detention | 0.2 |  |  | TMDL | TMDL |  |  | 2318.7673 | 185787.0691 | 258 | 20% | 20% | 0.027106 | 0.0026554
13 | 4 | 0.00076404 | 41 | 13 | 4 | IND | 26.0926 | 1.754 | 7076.808 | 475.796 | 0.518 | 0.323 | 13.52 | 0.566 | 3666.784 | 153.491 | 0.00076404 | 6.43 | 0.285 | 0.0049128 | 0.00021775 | 0.246 | 0.16272 | 1228 | 5 | Dry Detention | 0.2 |  |  | TMDL | TMDL |  |  | 40.9808 | 33.2814 | 41 | 20% | 20% | 0.00098255 | 4.355e-05
40 | 2 | 2.0481 | 272 | 40 | 2 | MDR | 11.6613 | 0.577 | 15641.833 | 773.896 | 0.877 | 0.884 | 10.225 | 0.51 | 13715.384 | 683.794 | 2.0481 | 10.225 | 0.51 | 20.9414 | 1.0445 | 0.877 | 0.88357 | 1229 | 5 | Dry Detention | 0.2 |  |  | TMDL | TMDL |  |  | 1881.7418 | 145335.8799 | 272 | 20% | 20% | 4.1883 | 0.2089
40 | 4 | 0.39044 | 274 | 40 | 4 | IND | 14.4118 | 1.299 | 3327.006 | 299.956 | 0.876 | 0.883 | 12.618 | 1.147 | 2912.902 | 264.815 | 0.39044 | 12.618 | 1.147 | 4.9265 | 0.44783 | 0.876 | 0.88285 | 1229 | 5 | Dry Detention | 0.2 |  |  | TMDL | TMDL |  |  | 1881.7418 | 145335.8799 | 274 | 20% | 20% | 0.9853 | 0.089566
40 | 8 | 0.89797 | 277 | 40 | 8 | AGR | 16.9565 | 0.888 | 2599.449 | 136.17 | 0.878 | 0.886 | 14.894 | 0.787 | 2283.201 | 120.597 | 0.89797 | 14.894 | 0.787 | 13.3744 | 0.7067 | 0.878 | 0.88564 | 1229 | 5 | Dry Detention | 0.2 |  |  | TMDL | TMDL |  |  | 1881.7418 | 145335.8799 | 277 | 20% | 20% | 2.6749 | 0.14134
38 | 2 | 0.33461 | 248 | 38 | 2 | MDR | 8.5662 | 0.781 | 5390.011 | 491.366 | 0.752 | 0.731 | 6.439 | 0.571 | 4051.586 | 359.418 | 0.33461 | 6.439 | 0.571 | 2.1546 | 0.19106 | 0.752 | 0.73147 | 1230 | 5 | Dry Detention | 0.2 |  |  | TMDL | TMDL |  |  | 496.4687 | 14575.7149 | 248 | 20% | 20% | 0.43092 | 0.038213
38 | 2 | 0.38237 | 248 | 38 | 2 | MDR | 8.5662 | 0.781 | 5390.011 | 491.366 | 0.752 | 0.731 | 6.439 | 0.571 | 4051.586 | 359.418 | 0.38237 | 6.439 | 0.571 | 2.4621 | 0.21833 | 0.752 | 0.73147 | 1231 | 5 | Dry Detention | 0.2 |  |  | TMDL | TMDL |  |  | 529.0502 | 16655.8131 | 248 | 20% | 20% | 0.49241 | 0.043666
90 | 2 | 0.91452 | 546 | 90 | 2 | MDR | 11.3664 | 0.605 | 14884.136 | 791.874 | 0.804 | 0.836 | 9.135 | 0.506 | 11961.814 | 662.37 | 0.91452 | 4.317 | 0.251 | 3.948 | 0.22954 | 0.38 | 0.41575 | 1232 | 5 | Dry Detention | 0.2 |  |  | TMDL | TMDL |  |  | 9496.6986 | 737185.6099 | 546 | 20% | 20% | 0.78959 | 0.045909
91 | 2 | 14.7219 | 557 | 91 | 2 | MDR | 17.0725 | 0.876 | 2453.124 | 125.823 | 0.218 | 0.115 | 3.73 | 0.101 | 535.951 | 14.489 | 14.7219 | 1.431 | 0.043 | 21.067 | 0.63304 | 0.084 | 0.048784 | 1232 | 5 | Dry Detention | 0.2 |  |  | TMDL | TMDL |  |  | 9496.6986 | 737185.6099 | 557 | 20% | 20% | 4.2134 | 0.12661
91 | 13 | 1.2871 | 565 | 91 | 13 | WET | 2.4407 | 0.101 | 90.532 | 3.763 | 0.231 | 0.129 | 0.564 | 0.013 | 20.917 | 0.484 | 1.2871 | 0.222 | 0.006 | 0.28574 | 0.0077228 | 0.091 | 0.055914 | 1232 | 5 | Dry Detention | 0.2 |  |  | TMDL | TMDL |  |  | 9496.6986 | 737185.6099 | 565 | 20% | 20% | 0.057149 | 0.0015446
41 | 2 | 0.065203 | 283 | 41 | 2 | MDR | 11.9201 | 0.582 | 23513.664 | 1147.493 | 0.961 | 0.923 | 11.452 | 0.537 | 22589.972 | 1059.182 | 0.065203 | 10.039 | 0.474 | 0.65457 | 0.030906 | 0.842 | 0.81527 | 1233 | 5 | Dry Detention | 0.2 |  |  | TMDL | TMDL |  |  | 531.7375 | 2839.9881 | 283 | 20% | 20% | 0.13091 | 0.0061813
38 | 2 | 4.4365 | 248 | 38 | 2 | MDR | 8.5662 | 0.781 | 5390.011 | 491.366 | 0.752 | 0.731 | 6.439 | 0.571 | 4051.586 | 359.418 | 4.4365 | 6.439 | 0.571 | 28.5667 | 2.5332 | 0.752 | 0.73147 | 1234 | 5 | Dry Detention | 0.2 |  |  | TMDL | TMDL |  |  | 1981.7226 | 193253.792 | 248 | 20% | 20% | 5.7133 | 0.50665
90 | 2 | 10.0609 | 546 | 90 | 2 | MDR | 11.3664 | 0.605 | 14884.136 | 791.874 | 0.804 | 0.836 | 9.135 | 0.506 | 11961.814 | 662.37 | 10.0609 | 4.317 | 0.251 | 43.4329 | 2.5253 | 0.38 | 0.41575 | 1235 | 5 | Dry Detention | 0.2 |  |  | TMDL | TMDL |  |  | 5206.5074 | 485807.6345 | 546 | 20% | 20% | 8.6866 | 0.50506
90 | 4 | 1.007 | 548 | 90 | 4 | IND | 14.9374 | 1.425 | 2368.245 | 225.99 | 0.803 | 0.836 | 11.993 | 1.191 | 1901.418 | 188.888 | 1.007 | 5.645 | 0.592 | 5.6845 | 0.59614 | 0.378 | 0.41522 | 1235 | 5 | Dry Detention | 0.2 |  |  | TMDL | TMDL |  |  | 5206.5074 | 485807.6345 | 548 | 20% | 20% | 1.1369 | 0.11923
90 | 13 | 0.084762 | 555 | 90 | 13 | WET | 1.6912 | 0.073 | 1170.334 | 50.223 | 0.811 | 0.843 | 1.372 | 0.061 | 949.219 | 42.348 | 0.084762 | 0.66 | 0.031 | 0.055943 | 0.0026276 | 0.39 | 0.4275 | 1235 | 5 | Dry Detention | 0.2 |  |  | TMDL | TMDL |  |  | 5206.5074 | 485807.6345 | 555 | 20% | 20% | 0.011189 | 0.00052553
90 | 2 | 2.5033 | 546 | 90 | 2 | MDR | 11.3664 | 0.605 | 14884.136 | 791.874 | 0.804 | 0.836 | 9.135 | 0.506 | 11961.814 | 662.37 | 2.5033 | 4.317 | 0.251 | 10.8068 | 0.62833 | 0.38 | 0.41575 | 1236 | 5 | Dry Detention | 0.2 |  |  | TMDL | TMDL |  |  | 1778.5561 | 133374.8078 | 546 | 20% | 20% | 2.1614 | 0.12567
90 | 6 | 0.55856 | 549 | 90 | 6 | OPE | 6.2286 | 0.301 | 946.924 | 45.732 | 0.804 | 0.837 | 5.007 | 0.252 | 761.157 | 38.267 | 0.55856 | 2.372 | 0.125 | 1.3249 | 0.069821 | 0.381 | 0.41716 | 1236 | 5 | Dry Detention | 0.2 |  |  | TMDL | TMDL |  |  | 1778.5561 | 133374.8078 | 549 | 20% | 20% | 0.26498 | 0.013964
90 | 2 | 5.3719 | 546 | 90 | 2 | MDR | 11.3664 | 0.605 | 14884.136 | 791.874 | 0.804 | 0.836 | 9.135 | 0.506 | 11961.814 | 662.37 | 5.3719 | 4.317 | 0.251 | 23.1905 | 1.3483 | 0.38 | 0.41575 | 1237 | 5 | Dry Detention | 0.2 |  |  | TMDL | TMDL |  |  | 3554.1246 | 242161.9459 | 546 | 20% | 20% | 4.6381 | 0.26967
90 | 6 | 0.1874 | 549 | 90 | 6 | OPE | 6.2286 | 0.301 | 946.924 | 45.732 | 0.804 | 0.837 | 5.007 | 0.252 | 761.157 | 38.267 | 0.1874 | 2.372 | 0.125 | 0.44452 | 0.023426 | 0.381 | 0.41716 | 1237 | 5 | Dry Detention | 0.2 |  |  | TMDL | TMDL |  |  | 3554.1246 | 242161.9459 | 549 | 20% | 20% | 0.088905 | 0.0046851
40 | 3 | 0.096582 | 273 | 40 | 3 | HDR | 24.9268 | 1.943 | 9876.14 | 769.988 | 0.877 | 0.884 | 21.854 | 1.718 | 8658.806 | 680.793 | 0.096582 | 21.854 | 1.718 | 2.1107 | 0.16593 | 0.877 | 0.88416 | 1238 | 5 | Dry Detention | 0.2 |  |  | TMDL | TMDL |  |  | 495.5866 | 5091.4847 | 273 | 20% | 20% | 0.42214 | 0.033186
40 | 6 | 0.020303 | 275 | 40 | 6 | OPE | 6.7468 | 0.307 | 427.856 | 19.476 | 0.877 | 0.884 | 5.92 | 0.272 | 375.418 | 17.226 | 0.020303 | 5.92 | 0.272 | 0.12019 | 0.0055224 | 0.877 | 0.88448 | 1238 | 5 | Dry Detention | 0.2 |  |  | TMDL | TMDL |  |  | 495.5866 | 5091.4847 | 275 | 20% | 20% | 0.024039 | 0.0011045
38 | 2 | 0.37447 | 248 | 38 | 2 | MDR | 8.5662 | 0.781 | 5390.011 | 491.366 | 0.752 | 0.731 | 6.439 | 0.571 | 4051.586 | 359.418 | 0.37447 | 6.439 | 0.571 | 2.4112 | 0.21382 | 0.752 | 0.73147 | 1239 | 5 | Dry Detention | 0.2 |  |  | TMDL | TMDL |  |  | 524.8346 | 16311.8701 | 248 | 20% | 20% | 0.48224 | 0.042765
41 | 2 | 0.15078 | 283 | 41 | 2 | MDR | 11.9201 | 0.582 | 23513.664 | 1147.493 | 0.961 | 0.923 | 11.452 | 0.537 | 22589.972 | 1059.182 | 0.15078 | 10.039 | 0.474 | 1.5136 | 0.071468 | 0.842 | 0.81527 | 1240 | 5 | Dry Detention | 0.2 |  |  | TMDL | TMDL |  |  | 493.0103 | 13213.8469 | 283 | 20% | 20% | 0.30273 | 0.014294
41 | 13 | 0.15257 | 293 | 41 | 13 | WET | 1.0484 | 0.041 | 1567.871 | 61.608 | 0.962 | 0.921 | 1.008 | 0.038 | 1507.852 | 56.766 | 0.15257 | 0.888 | 0.034 | 0.13549 | 0.0051875 | 0.847 | 0.81976 | 1240 | 5 | Dry Detention | 0.2 |  |  | TMDL | TMDL |  |  | 493.0103 | 13213.8469 | 293 | 20% | 20% | 0.027097 | 0.0010375
15 | 1 | 0.013183 | 47 | 15 | 1 | LDR | 3.9532 | 0.214 | 107.734 | 5.825 | 0.471 | 0.495 | 1.864 | 0.106 | 50.79 | 2.883 | 0.013183 | 1.864 | 0.106 | 0.024573 | 0.0013974 | 0.471 | 0.49494 | 1241 | 5 | Dry Detention | 0.2 |  |  | TMDL | TMDL |  |  | 272.612 | 1240.491 | 47 | 20% | 20% | 0.0049146 | 0.00027948
15 | 2 | 0.015295 | 48 | 15 | 2 | MDR | 7.3702 | 0.422 | 5942.609 | 340.176 | 0.471 | 0.494 | 3.471 | 0.209 | 2798.745 | 168.156 | 0.015295 | 3.471 | 0.209 | 0.053088 | 0.0031966 | 0.471 | 0.49432 | 1241 | 5 | Dry Detention | 0.2 |  |  | TMDL | TMDL |  |  | 272.612 | 1240.491 | 48 | 20% | 20% | 0.010618 | 0.00063932
41 | 2 | 2.3509 | 283 | 41 | 2 | MDR | 11.9201 | 0.582 | 23513.664 | 1147.493 | 0.961 | 0.923 | 11.452 | 0.537 | 22589.972 | 1059.182 | 2.3509 | 10.039 | 0.474 | 23.6011 | 1.1143 | 0.842 | 0.81527 | 1243 | 5 | Dry Detention | 0.2 |  |  | TMDL | TMDL |  |  | 5867.2497 | 474170.3861 | 283 | 20% | 20% | 4.7202 | 0.22287
41 | 11 | 7.3658 | 291 | 41 | 11 | FOR | 3.3637 | 0.139 | 1738.258 | 71.607 | 0.961 | 0.923 | 3.231 | 0.128 | 1669.641 | 66.092 | 7.3658 | 2.844 | 0.114 | 20.9483 | 0.8397 | 0.846 | 0.81972 | 1243 | 5 | Dry Detention | 0.2 |  |  | TMDL | TMDL |  |  | 5867.2497 | 474170.3861 | 291 | 20% | 20% | 4.1897 | 0.16794
41 | 13 | 1.1688 | 293 | 41 | 13 | WET | 1.0484 | 0.041 | 1567.871 | 61.608 | 0.962 | 0.921 | 1.008 | 0.038 | 1507.852 | 56.766 | 1.1688 | 0.888 | 0.034 | 1.0379 | 0.039739 | 0.847 | 0.81976 | 1243 | 5 | Dry Detention | 0.2 |  |  | TMDL | TMDL |  |  | 5867.2497 | 474170.3861 | 293 | 20% | 20% | 0.20758 | 0.0079478
38 | 2 | 3.3524 | 248 | 38 | 2 | MDR | 8.5662 | 0.781 | 5390.011 | 491.366 | 0.752 | 0.731 | 6.439 | 0.571 | 4051.586 | 359.418 | 3.3524 | 6.439 | 0.571 | 21.5861 | 1.9142 | 0.752 | 0.73147 | 1244 | 5 | Dry Detention | 0.2 |  |  | TMDL | TMDL |  |  | 1854.2736 | 146029.9755 | 248 | 20% | 20% | 4.3172 | 0.38284
90 | 2 | 2.6246 | 546 | 90 | 2 | MDR | 11.3664 | 0.605 | 14884.136 | 791.874 | 0.804 | 0.836 | 9.135 | 0.506 | 11961.814 | 662.37 | 2.6246 | 4.317 | 0.251 | 11.3304 | 0.65878 | 0.38 | 0.41575 | 1245 | 5 | Dry Detention | 0.2 |  |  | TMDL | TMDL |  |  | 1412.1276 | 114327.235 | 546 | 20% | 20% | 2.2661 | 0.13176
41 | 2 | 2.9486 | 283 | 41 | 2 | MDR | 11.9201 | 0.582 | 23513.664 | 1147.493 | 0.961 | 0.923 | 11.452 | 0.537 | 22589.972 | 1059.182 | 2.9486 | 10.039 | 0.474 | 29.6007 | 1.3976 | 0.842 | 0.81527 | 1246 | 5 | Dry Detention | 0.2 |  |  | TMDL | TMDL |  |  | 1851.2995 | 128439.2167 | 283 | 20% | 20% | 5.9201 | 0.27952
38 | 1 | 0.8664 | 247 | 38 | 1 | LDR | 4.4646 | 0.394 | 219.902 | 19.412 | 0.753 | 0.733 | 3.362 | 0.289 | 165.572 | 14.232 | 0.8664 | 3.362 | 0.289 | 2.9128 | 0.25039 | 0.753 | 0.73313 | 1247 | 5 | Dry Detention | 0.2 |  |  | TMDL | TMDL |  |  | 2587.2719 | 217289.4331 | 247 | 20% | 20% | 0.58257 | 0.050078
41 | 1 | 4.1219 | 282 | 41 | 1 | LDR | 6.4645 | 0.301 | 7159.582 | 333.43 | 0.961 | 0.923 | 6.211 | 0.278 | 6878.392 | 307.743 | 4.1219 | 5.446 | 0.246 | 22.4479 | 1.014 | 0.842 | 0.81555 | 1247 | 5 | Dry Detention | 0.2 |  |  | TMDL | TMDL |  |  | 2587.2719 | 217289.4331 | 282 | 20% | 20% | 4.4896 | 0.2028
90 | 2 | 0.40391 | 546 | 90 | 2 | MDR | 11.3664 | 0.605 | 14884.136 | 791.874 | 0.804 | 0.836 | 9.135 | 0.506 | 11961.814 | 662.37 | 0.40391 | 4.317 | 0.251 | 1.7437 | 0.10138 | 0.38 | 0.41575 | 1248 | 5 | Dry Detention | 0.2 |  |  | TMDL | TMDL |  |  | 1305.5845 | 62020.987 | 546 | 20% | 20% | 0.34874 | 0.020276
90 | 4 | 0.75839 | 548 | 90 | 4 | IND | 14.9374 | 1.425 | 2368.245 | 225.99 | 0.803 | 0.836 | 11.993 | 1.191 | 1901.418 | 188.888 | 0.75839 | 5.645 | 0.592 | 4.2811 | 0.44897 | 0.378 | 0.41522 | 1248 | 5 | Dry Detention | 0.2 |  |  | TMDL | TMDL |  |  | 1305.5845 | 62020.987 | 548 | 20% | 20% | 0.85622 | 0.089794
90 | 6 | 0.26151 | 549 | 90 | 6 | OPE | 6.2286 | 0.301 | 946.924 | 45.732 | 0.804 | 0.837 | 5.007 | 0.252 | 761.157 | 38.267 | 0.26151 | 2.372 | 0.125 | 0.62029 | 0.032688 | 0.381 | 0.41716 | 1248 | 5 | Dry Detention | 0.2 |  |  | TMDL | TMDL |  |  | 1305.5845 | 62020.987 | 549 | 20% | 20% | 0.12406 | 0.0065376
15 | 2 | 0.1044 | 48 | 15 | 2 | MDR | 7.3702 | 0.422 | 5942.609 | 340.176 | 0.471 | 0.494 | 3.471 | 0.209 | 2798.745 | 168.156 | 0.1044 | 3.471 | 0.209 | 0.36237 | 0.021819 | 0.471 | 0.49432 | 1249 | 5 | Dry Detention | 0.2 |  |  | TMDL | TMDL |  |  | 638.1811 | 4547.5971 | 48 | 20% | 20% | 0.072474 | 0.0043639
41 | 2 | 1.082 | 283 | 41 | 2 | MDR | 11.9201 | 0.582 | 23513.664 | 1147.493 | 0.961 | 0.923 | 11.452 | 0.537 | 22589.972 | 1059.182 | 1.082 | 10.039 | 0.474 | 10.8618 | 0.51285 | 0.842 | 0.81527 | 1250 | 5 | Dry Detention | 0.2 |  |  | TMDL | TMDL |  |  | 946.2389 | 47129.9677 | 283 | 20% | 20% | 2.1724 | 0.10257
15 | 2 | 0.0034904 | 48 | 15 | 2 | MDR | 7.3702 | 0.422 | 5942.609 | 340.176 | 0.471 | 0.494 | 3.471 | 0.209 | 2798.745 | 168.156 | 0.0034904 | 3.471 | 0.209 | 0.012115 | 0.00072949 | 0.471 | 0.49432 | 1251 | 5 | Dry Detention | 0.2 |  |  | TMDL | TMDL |  |  | 113.0349 | 152.041 | 48 | 20% | 20% | 0.002423 | 0.0001459
37 | 2 | 0.39222 | 239 | 37 | 2 | MDR | 9.6056 | 0.896 | 2073.2 | 193.451 | 0.81 | 0.778 | 7.782 | 0.697 | 1679.53 | 150.524 | 0.39222 | 7.782 | 0.697 | 3.0523 | 0.27338 | 0.81 | 0.7781 | 1252 | 5 | Dry Detention | 0.2 |  |  | TMDL | TMDL |  |  | 547.4345 | 17085.0563 | 239 | 20% | 20% | 0.61045 | 0.054676
40 | 3 | 3.002 | 273 | 40 | 3 | HDR | 24.9268 | 1.943 | 9876.14 | 769.988 | 0.877 | 0.884 | 21.854 | 1.718 | 8658.806 | 680.793 | 3.002 | 21.854 | 1.718 | 65.6066 | 5.1575 | 0.877 | 0.88416 | 1253 | 5 | Dry Detention | 0.2 |  |  | TMDL | TMDL |  |  | 2027.9797 | 130768.2873 | 273 | 20% | 20% | 13.1213 | 1.0315
41 | 2 | 1.5708 | 283 | 41 | 2 | MDR | 11.9201 | 0.582 | 23513.664 | 1147.493 | 0.961 | 0.923 | 11.452 | 0.537 | 22589.972 | 1059.182 | 1.5708 | 10.039 | 0.474 | 15.7692 | 0.74455 | 0.842 | 0.81527 | 1254 | 5 | Dry Detention | 0.2 |  |  | TMDL | TMDL |  |  | 1008.1303 | 68423.2996 | 283 | 20% | 20% | 3.1538 | 0.14891
38 | 2 | 1.7571 | 248 | 38 | 2 | MDR | 8.5662 | 0.781 | 5390.011 | 491.366 | 0.752 | 0.731 | 6.439 | 0.571 | 4051.586 | 359.418 | 1.7571 | 6.439 | 0.571 | 11.3139 | 1.0033 | 0.752 | 0.73147 | 1255 | 5 | Dry Detention | 0.2 |  |  | TMDL | TMDL |  |  | 1210.9086 | 76538.6206 | 248 | 20% | 20% | 2.2628 | 0.20066
90 | 2 | 3.8008 | 546 | 90 | 2 | MDR | 11.3664 | 0.605 | 14884.136 | 791.874 | 0.804 | 0.836 | 9.135 | 0.506 | 11961.814 | 662.37 | 3.8008 | 4.317 | 0.251 | 16.4081 | 0.954 | 0.38 | 0.41575 | 1256 | 5 | Dry Detention | 0.2 |  |  | TMDL | TMDL |  |  | 1837.3963 | 165562.3187 | 546 | 20% | 20% | 3.2816 | 0.1908
38 | 2 | 5.061 | 248 | 38 | 2 | MDR | 8.5662 | 0.781 | 5390.011 | 491.366 | 0.752 | 0.731 | 6.439 | 0.571 | 4051.586 | 359.418 | 5.061 | 6.439 | 0.571 | 32.5879 | 2.8898 | 0.752 | 0.73147 | 1257 | 5 | Dry Detention | 0.2 |  |  | TMDL | TMDL |  |  | 2180.8133 | 220457.2716 | 248 | 20% | 20% | 6.5176 | 0.57797
36 | 2 | 17.321 | 227 | 36 | 2 | MDR | 8.7765 | 0.837 | 280.229 | 26.71 | 0.663 | 0.615 | 5.822 | 0.515 | 185.888 | 16.433 | 17.321 | 5.822 | 0.515 | 100.8428 | 8.9203 | 0.663 | 0.61524 | 1258 | 5 | Dry Detention | 0.2 |  |  | TMDL | TMDL |  |  | 6599.6079 | 1088705.7748 | 227 | 20% | 20% | 20.1686 | 1.7841
36 | 11 | 0.060965 | 235 | 36 | 11 | FOR | 1.6973 | 0.136 | 456.356 | 36.497 | 0.685 | 0.642 | 1.162 | 0.087 | 312.528 | 23.445 | 0.060965 | 1.162 | 0.087 | 0.070841 | 0.005304 | 0.685 | 0.64239 | 1258 | 5 | Dry Detention | 0.2 |  |  | TMDL | TMDL |  |  | 6599.6079 | 1088705.7748 | 235 | 20% | 20% | 0.014168 | 0.0010608
36 | 13 | 6.063 | 237 | 36 | 13 | WET | 2.5089 | 0.197 | 2607.78 | 205.211 | 0.69 | 0.646 | 1.731 | 0.127 | 1798.721 | 132.5 | 6.063 | 1.731 | 0.127 | 10.4951 | 0.77001 | 0.69 | 0.64567 | 1258 | 5 | Dry Detention | 0.2 |  |  | TMDL | TMDL |  |  | 6599.6079 | 1088705.7748 | 237 | 20% | 20% | 2.099 | 0.154
37 | 2 | 1.0114 | 239 | 37 | 2 | MDR | 9.6056 | 0.896 | 2073.2 | 193.451 | 0.81 | 0.778 | 7.782 | 0.697 | 1679.53 | 150.524 | 1.0114 | 7.782 | 0.697 | 7.8707 | 0.70494 | 0.81 | 0.7781 | 1258 | 5 | Dry Detention | 0.2 |  |  | TMDL | TMDL |  |  | 6599.6079 | 1088705.7748 | 239 | 20% | 20% | 1.5741 | 0.14099
37 | 11 | 0.37379 | 244 | 37 | 11 | FOR | 1.9387 | 0.151 | 164.646 | 12.86 | 0.838 | 0.816 | 1.626 | 0.123 | 138.054 | 10.488 | 0.37379 | 1.626 | 0.123 | 0.60778 | 0.045976 | 0.838 | 0.81556 | 1258 | 5 | Dry Detention | 0.2 |  |  | TMDL | TMDL |  |  | 6599.6079 | 1088705.7748 | 244 | 20% | 20% | 0.12156 | 0.0091952
37 | 13 | 0.047228 | 246 | 37 | 13 | WET | 3.5077 | 0.316 | 851.017 | 76.687 | 0.829 | 0.812 | 2.906 | 0.257 | 705.132 | 62.266 | 0.047228 | 2.906 | 0.257 | 0.13724 | 0.012138 | 0.829 | 0.81195 | 1258 | 5 | Dry Detention | 0.2 |  |  | TMDL | TMDL |  |  | 6599.6079 | 1088705.7748 | 246 | 20% | 20% | 0.027449 | 0.0024275
15 | 2 | 0.041867 | 48 | 15 | 2 | MDR | 7.3702 | 0.422 | 5942.609 | 340.176 | 0.471 | 0.494 | 3.471 | 0.209 | 2798.745 | 168.156 | 0.041867 | 3.471 | 0.209 | 0.14532 | 0.0087501 | 0.471 | 0.49432 | 1259 | 5 | Dry Detention | 0.2 |  |  | TMDL | TMDL |  |  | 2174.6245 | 17889.2471 | 48 | 20% | 20% | 0.029064 | 0.00175
90 | 2 | 0.33617 | 546 | 90 | 2 | MDR | 11.3664 | 0.605 | 14884.136 | 791.874 | 0.804 | 0.836 | 9.135 | 0.506 | 11961.814 | 662.37 | 0.33617 | 4.317 | 0.251 | 1.4512 | 0.084378 | 0.38 | 0.41575 | 1259 | 5 | Dry Detention | 0.2 |  |  | TMDL | TMDL |  |  | 2174.6245 | 17889.2471 | 546 | 20% | 20% | 0.29025 | 0.016876
90 | 13 | 0.032648 | 555 | 90 | 13 | WET | 1.6912 | 0.073 | 1170.334 | 50.223 | 0.811 | 0.843 | 1.372 | 0.061 | 949.219 | 42.348 | 0.032648 | 0.66 | 0.031 | 0.021547 | 0.0010121 | 0.39 | 0.4275 | 1259 | 5 | Dry Detention | 0.2 |  |  | TMDL | TMDL |  |  | 2174.6245 | 17889.2471 | 555 | 20% | 20% | 0.0043095 | 0.00020242
41 | 2 | 0.040354 | 283 | 41 | 2 | MDR | 11.9201 | 0.582 | 23513.664 | 1147.493 | 0.961 | 0.923 | 11.452 | 0.537 | 22589.972 | 1059.182 | 0.040354 | 10.039 | 0.474 | 0.40511 | 0.019128 | 0.842 | 0.81527 | 1260 | 5 | Dry Detention | 0.2 |  |  | TMDL | TMDL |  |  | 484.917 | 1757.8029 | 283 | 20% | 20% | 0.081022 | 0.0038255
41 | 2 | 0.47988 | 283 | 41 | 2 | MDR | 11.9201 | 0.582 | 23513.664 | 1147.493 | 0.961 | 0.923 | 11.452 | 0.537 | 22589.972 | 1059.182 | 0.47988 | 10.039 | 0.474 | 4.8175 | 0.22746 | 0.842 | 0.81527 | 1261 | 5 | Dry Detention | 0.2 |  |  | TMDL | TMDL |  |  | 730.4906 | 20903.6137 | 283 | 20% | 20% | 0.96351 | 0.045493
39 | 1 | 0.35875 | 259 | 39 | 1 | LDR | 2.8996 | 0.259 | 1035.599 | 92.373 | 1.075 | 1.082 | 3.118 | 0.28 | 1113.717 | 99.953 | 0.35875 | 2.887 | 0.254 | 1.0357 | 0.091122 | 0.996 | 0.98369 | 1263 | 5 | Dry Detention | 0.2 |  |  | TMDL | TMDL |  |  | 1047.2144 | 62874.6402 | 259 | 20% | 20% | 0.20714 | 0.018224
41 | 1 | 1.0847 | 282 | 41 | 1 | LDR | 6.4645 | 0.301 | 7159.582 | 333.43 | 0.961 | 0.923 | 6.211 | 0.278 | 6878.392 | 307.743 | 1.0847 | 5.446 | 0.246 | 5.9071 | 0.26683 | 0.842 | 0.81555 | 1263 | 5 | Dry Detention | 0.2 |  |  | TMDL | TMDL |  |  | 1047.2144 | 62874.6402 | 282 | 20% | 20% | 1.1814 | 0.053365
41 | 2 | 0.34956 | 283 | 41 | 2 | MDR | 11.9201 | 0.582 | 23513.664 | 1147.493 | 0.961 | 0.923 | 11.452 | 0.537 | 22589.972 | 1059.182 | 0.34956 | 10.039 | 0.474 | 3.5093 | 0.16569 | 0.842 | 0.81527 | 1264 | 5 | Dry Detention | 0.2 |  |  | TMDL | TMDL |  |  | 1701.5495 | 96322.8021 | 283 | 20% | 20% | 0.70185 | 0.033139
41 | 11 | 0.1114 | 291 | 41 | 11 | FOR | 3.3637 | 0.139 | 1738.258 | 71.607 | 0.961 | 0.923 | 3.231 | 0.128 | 1669.641 | 66.092 | 0.1114 | 2.844 | 0.114 | 0.31683 | 0.0127 | 0.846 | 0.81972 | 1264 | 5 | Dry Detention | 0.2 |  |  | TMDL | TMDL |  |  | 1701.5495 | 96322.8021 | 291 | 20% | 20% | 0.063366 | 0.00254
41 | 13 | 1.7503 | 293 | 41 | 13 | WET | 1.0484 | 0.041 | 1567.871 | 61.608 | 0.962 | 0.921 | 1.008 | 0.038 | 1507.852 | 56.766 | 1.7503 | 0.888 | 0.034 | 1.5543 | 0.05951 | 0.847 | 0.81976 | 1264 | 5 | Dry Detention | 0.2 |  |  | TMDL | TMDL |  |  | 1701.5495 | 96322.8021 | 293 | 20% | 20% | 0.31085 | 0.011902
38 | 2 | 2.3031 | 248 | 38 | 2 | MDR | 8.5662 | 0.781 | 5390.011 | 491.366 | 0.752 | 0.731 | 6.439 | 0.571 | 4051.586 | 359.418 | 2.3031 | 6.439 | 0.571 | 14.8297 | 1.3151 | 0.752 | 0.73147 | 1265 | 5 | Dry Detention | 0.2 |  |  | TMDL | TMDL |  |  | 1791.6536 | 100322.976 | 248 | 20% | 20% | 2.9659 | 0.26301
38 | 1 | 5.8775 | 247 | 38 | 1 | LDR | 4.4646 | 0.394 | 219.902 | 19.412 | 0.753 | 0.733 | 3.362 | 0.289 | 165.572 | 14.232 | 5.8775 | 3.362 | 0.289 | 19.7602 | 1.6986 | 0.753 | 0.73313 | 1266 | 5 | Dry Detention | 0.2 |  |  | TMDL | TMDL |  |  | 6728.4961 | 571776.2405 | 247 | 20% | 20% | 3.952 | 0.33972
38 | 2 | 7.2487 | 248 | 38 | 2 | MDR | 8.5662 | 0.781 | 5390.011 | 491.366 | 0.752 | 0.731 | 6.439 | 0.571 | 4051.586 | 359.418 | 7.2487 | 6.439 | 0.571 | 46.6744 | 4.139 | 0.752 | 0.73147 | 1266 | 5 | Dry Detention | 0.2 |  |  | TMDL | TMDL |  |  | 6728.4961 | 571776.2405 | 248 | 20% | 20% | 9.3349 | 0.8278
38 | 1 | 0.30915 | 247 | 38 | 1 | LDR | 4.4646 | 0.394 | 219.902 | 19.412 | 0.753 | 0.733 | 3.362 | 0.289 | 165.572 | 14.232 | 0.30915 | 3.362 | 0.289 | 1.0394 | 0.089343 | 0.753 | 0.73313 | 1267 | 5 | Dry Detention | 0.2 |  |  | TMDL | TMDL |  |  | 1007.4879 | 52861.2001 | 247 | 20% | 20% | 0.20787 | 0.017869
39 | 1 | 0.87791 | 259 | 39 | 1 | LDR | 2.8996 | 0.259 | 1035.599 | 92.373 | 1.075 | 1.082 | 3.118 | 0.28 | 1113.717 | 99.953 | 0.87791 | 2.887 | 0.254 | 2.5345 | 0.22299 | 0.996 | 0.98369 | 1267 | 5 | Dry Detention | 0.2 |  |  | TMDL | TMDL |  |  | 1007.4879 | 52861.2001 | 259 | 20% | 20% | 0.5069 | 0.044598
41 | 1 | 0.026477 | 282 | 41 | 1 | LDR | 6.4645 | 0.301 | 7159.582 | 333.43 | 0.961 | 0.923 | 6.211 | 0.278 | 6878.392 | 307.743 | 0.026477 | 5.446 | 0.246 | 0.14419 | 0.0065133 | 0.842 | 0.81555 | 1267 | 5 | Dry Detention | 0.2 |  |  | TMDL | TMDL |  |  | 1007.4879 | 52861.2001 | 282 | 20% | 20% | 0.028839 | 0.0013027
39 | 1 | 0.024643 | 259 | 39 | 1 | LDR | 2.8996 | 0.259 | 1035.599 | 92.373 | 1.075 | 1.082 | 3.118 | 0.28 | 1113.717 | 99.953 | 0.024643 | 2.887 | 0.254 | 0.071145 | 0.0062594 | 0.996 | 0.98369 | 1268 | 5 | Dry Detention | 0.2 |  |  | TMDL | TMDL |  |  | 1013.7642 | 3251.5399 | 259 | 20% | 20% | 0.014229 | 0.0012519
41 | 1 | 0.049763 | 282 | 41 | 1 | LDR | 6.4645 | 0.301 | 7159.582 | 333.43 | 0.961 | 0.923 | 6.211 | 0.278 | 6878.392 | 307.743 | 0.049763 | 5.446 | 0.246 | 0.27101 | 0.012242 | 0.842 | 0.81555 | 1268 | 5 | Dry Detention | 0.2 |  |  | TMDL | TMDL |  |  | 1013.7642 | 3251.5399 | 282 | 20% | 20% | 0.054202 | 0.0024484
41 | 2 | 0.00023868 | 283 | 41 | 2 | MDR | 11.9201 | 0.582 | 23513.664 | 1147.493 | 0.961 | 0.923 | 11.452 | 0.537 | 22589.972 | 1059.182 | 0.00023868 | 10.039 | 0.474 | 0.0023961 | 0.00011314 | 0.842 | 0.81527 | 1268 | 5 | Dry Detention | 0.2 |  |  | TMDL | TMDL |  |  | 1013.7642 | 3251.5399 | 283 | 20% | 20% | 0.00047923 | 2.2627e-05
37 | 2 | 0.33315 | 239 | 37 | 2 | MDR | 9.6056 | 0.896 | 2073.2 | 193.451 | 0.81 | 0.778 | 7.782 | 0.697 | 1679.53 | 150.524 | 0.33315 | 7.782 | 0.697 | 2.5926 | 0.2322 | 0.81 | 0.7781 | 1269 | 5 | Dry Detention | 0.2 |  |  | TMDL | TMDL |  |  | 719.6174 | 14511.9136 | 239 | 20% | 20% | 0.51851 | 0.046441
40 | 3 | 1.0537 | 273 | 40 | 3 | HDR | 24.9268 | 1.943 | 9876.14 | 769.988 | 0.877 | 0.884 | 21.854 | 1.718 | 8658.806 | 680.793 | 1.0537 | 21.854 | 1.718 | 23.0274 | 1.8102 | 0.877 | 0.88416 | 1270 | 5 | Dry Detention | 0.2 |  |  | TMDL | TMDL |  |  | 907.3132 | 45898.6361 | 273 | 20% | 20% | 4.6055 | 0.36205
36 | 11 | 0.17108 | 235 | 36 | 11 | FOR | 1.6973 | 0.136 | 456.356 | 36.497 | 0.685 | 0.642 | 1.162 | 0.087 | 312.528 | 23.445 | 0.17108 | 1.162 | 0.087 | 0.1988 | 0.014884 | 0.685 | 0.64239 | 1271 | 5 | Dry Detention | 0.2 |  |  | TMDL | TMDL |  |  | 728.9082 | 15888.2687 | 235 | 20% | 20% | 0.03976 | 0.0029769
36 | 13 | 0.19366 | 237 | 36 | 13 | WET | 2.5089 | 0.197 | 2607.78 | 205.211 | 0.69 | 0.646 | 1.731 | 0.127 | 1798.721 | 132.5 | 0.19366 | 1.731 | 0.127 | 0.33522 | 0.024595 | 0.69 | 0.64567 | 1271 | 5 | Dry Detention | 0.2 |  |  | TMDL | TMDL |  |  | 728.9082 | 15888.2687 | 237 | 20% | 20% | 0.067044 | 0.0049189
90 | 2 | 0.28723 | 546 | 90 | 2 | MDR | 11.3664 | 0.605 | 14884.136 | 791.874 | 0.804 | 0.836 | 9.135 | 0.506 | 11961.814 | 662.37 | 0.28723 | 4.317 | 0.251 | 1.24 | 0.072094 | 0.38 | 0.41575 | 1272 | 5 | Dry Detention | 0.2 |  |  | TMDL | TMDL |  |  | 955.7807 | 12511.6152 | 546 | 20% | 20% | 0.24799 | 0.014419
37 | 2 | 0.40318 | 239 | 37 | 2 | MDR | 9.6056 | 0.896 | 2073.2 | 193.451 | 0.81 | 0.778 | 7.782 | 0.697 | 1679.53 | 150.524 | 0.40318 | 7.782 | 0.697 | 3.1375 | 0.28102 | 0.81 | 0.7781 | 1273 | 5 | Dry Detention | 0.2 |  |  | TMDL | TMDL |  |  | 536.9278 | 17562.4443 | 239 | 20% | 20% | 0.62751 | 0.056203
37 | 2 | 0.59356 | 239 | 37 | 2 | MDR | 9.6056 | 0.896 | 2073.2 | 193.451 | 0.81 | 0.778 | 7.782 | 0.697 | 1679.53 | 150.524 | 0.59356 | 7.782 | 0.697 | 4.6191 | 0.41371 | 0.81 | 0.7781 | 1274 | 5 | Dry Detention | 0.2 |  |  | TMDL | TMDL |  |  | 642.4733 | 25855.1857 | 239 | 20% | 20% | 0.92381 | 0.082742
41 | 2 | 2.1396 | 283 | 41 | 2 | MDR | 11.9201 | 0.582 | 23513.664 | 1147.493 | 0.961 | 0.923 | 11.452 | 0.537 | 22589.972 | 1059.182 | 2.1396 | 10.039 | 0.474 | 21.4789 | 1.0141 | 0.842 | 0.81527 | 1275 | 5 | Dry Detention | 0.2 |  |  | TMDL | TMDL |  |  | 2689.7735 | 102786.1813 | 283 | 20% | 20% | 4.2958 | 0.20283
41 | 13 | 0.22011 | 293 | 41 | 13 | WET | 1.0484 | 0.041 | 1567.871 | 61.608 | 0.962 | 0.921 | 1.008 | 0.038 | 1507.852 | 56.766 | 0.22011 | 0.888 | 0.034 | 0.19546 | 0.0074837 | 0.847 | 0.81976 | 1275 | 5 | Dry Detention | 0.2 |  |  | TMDL | TMDL |  |  | 2689.7735 | 102786.1813 | 293 | 20% | 20% | 0.039092 | 0.0014967
40 | 3 | 1.2751 | 273 | 40 | 3 | HDR | 24.9268 | 1.943 | 9876.14 | 769.988 | 0.877 | 0.884 | 21.854 | 1.718 | 8658.806 | 680.793 | 1.2751 | 21.854 | 1.718 | 27.8654 | 2.1906 | 0.877 | 0.88416 | 1276 | 5 | Dry Detention | 0.2 |  |  | TMDL | TMDL |  |  | 954.5261 | 55541.9123 | 273 | 20% | 20% | 5.5731 | 0.43811
37 | 2 | 0.58314 | 239 | 37 | 2 | MDR | 9.6056 | 0.896 | 2073.2 | 193.451 | 0.81 | 0.778 | 7.782 | 0.697 | 1679.53 | 150.524 | 0.58314 | 7.782 | 0.697 | 4.538 | 0.40645 | 0.81 | 0.7781 | 1277 | 5 | Dry Detention | 0.2 |  |  | TMDL | TMDL |  |  | 709.3648 | 25401.2794 | 239 | 20% | 20% | 0.90759 | 0.081289
15 | 2 | 0.055783 | 48 | 15 | 2 | MDR | 7.3702 | 0.422 | 5942.609 | 340.176 | 0.471 | 0.494 | 3.471 | 0.209 | 2798.745 | 168.156 | 0.055783 | 3.471 | 0.209 | 0.19362 | 0.011659 | 0.471 | 0.49432 | 1278 | 5 | Dry Detention | 0.2 |  |  | TMDL | TMDL |  |  | 234.065 | 2776.3979 | 48 | 20% | 20% | 0.038724 | 0.0023317
15 | 11 | 0.0079549 | 54 | 15 | 11 | FOR | 1.9081 | 0.089 | 205.535 | 9.639 | 0.48 | 0.502 | 0.916 | 0.045 | 98.719 | 4.842 | 0.0079549 | 0.916 | 0.045 | 0.0072867 | 0.00035797 | 0.48 | 0.50234 | 1278 | 5 | Dry Detention | 0.2 |  |  | TMDL | TMDL |  |  | 234.065 | 2776.3979 | 54 | 20% | 20% | 0.0014573 | 7.1594e-05
40 | 2 | 0.62466 | 272 | 40 | 2 | MDR | 11.6613 | 0.577 | 15641.833 | 773.896 | 0.877 | 0.884 | 10.225 | 0.51 | 13715.384 | 683.794 | 0.62466 | 10.225 | 0.51 | 6.3872 | 0.31858 | 0.877 | 0.88357 | 1279 | 5 | Dry Detention | 0.2 |  |  | TMDL | TMDL |  |  | 1929.1662 | 27210.205 | 272 | 20% | 20% | 1.2774 | 0.063716
37 | 2 | 0.47468 | 239 | 37 | 2 | MDR | 9.6056 | 0.896 | 2073.2 | 193.451 | 0.81 | 0.778 | 7.782 | 0.697 | 1679.53 | 150.524 | 0.47468 | 7.782 | 0.697 | 3.694 | 0.33085 | 0.81 | 0.7781 | 1280 | 5 | Dry Detention | 0.2 |  |  | TMDL | TMDL |  |  | 552.5088 | 20677.1038 | 239 | 20% | 20% | 0.7388 | 0.066171
40 | 3 | 2.1433 | 273 | 40 | 3 | HDR | 24.9268 | 1.943 | 9876.14 | 769.988 | 0.877 | 0.884 | 21.854 | 1.718 | 8658.806 | 680.793 | 2.1433 | 21.854 | 1.718 | 46.8397 | 3.6822 | 0.877 | 0.88416 | 1281 | 5 | Dry Detention | 0.2 |  |  | TMDL | TMDL |  |  | 1156.9633 | 93361.777 | 273 | 20% | 20% | 9.3679 | 0.73644
40 | 2 | 0.72185 | 272 | 40 | 2 | MDR | 11.6613 | 0.577 | 15641.833 | 773.896 | 0.877 | 0.884 | 10.225 | 0.51 | 13715.384 | 683.794 | 0.72185 | 10.225 | 0.51 | 7.3809 | 0.36814 | 0.877 | 0.88357 | 1282 | 5 | Dry Detention | 0.2 |  |  | TMDL | TMDL |  |  | 4973.6323 | 222632.3798 | 272 | 20% | 20% | 1.4762 | 0.073629
40 | 3 | 4.0527 | 273 | 40 | 3 | HDR | 24.9268 | 1.943 | 9876.14 | 769.988 | 0.877 | 0.884 | 21.854 | 1.718 | 8658.806 | 680.793 | 4.0527 | 21.854 | 1.718 | 88.5684 | 6.9626 | 0.877 | 0.88416 | 1282 | 5 | Dry Detention | 0.2 |  |  | TMDL | TMDL |  |  | 4973.6323 | 222632.3798 | 273 | 20% | 20% | 17.7137 | 1.3925
40 | 13 | 0.33637 | 281 | 40 | 13 | WET | 1.1184 | 0.045 | 608.832 | 24.31 | 0.88 | 0.889 | 0.985 | 0.04 | 535.989 | 21.621 | 0.33637 | 0.985 | 0.04 | 0.33133 | 0.013455 | 0.88 | 0.88938 | 1282 | 5 | Dry Detention | 0.2 |  |  | TMDL | TMDL |  |  | 4973.6323 | 222632.3798 | 281 | 20% | 20% | 0.066265 | 0.002691
37 | 2 | 0.54939 | 239 | 37 | 2 | MDR | 9.6056 | 0.896 | 2073.2 | 193.451 | 0.81 | 0.778 | 7.782 | 0.697 | 1679.53 | 150.524 | 0.54939 | 7.782 | 0.697 | 4.2753 | 0.38292 | 0.81 | 0.7781 | 1283 | 5 | Dry Detention | 0.2 |  |  | TMDL | TMDL |  |  | 610.7212 | 23931.2219 | 239 | 20% | 20% | 0.85507 | 0.076585
90 | 2 | 4.8014 | 546 | 90 | 2 | MDR | 11.3664 | 0.605 | 14884.136 | 791.874 | 0.804 | 0.836 | 9.135 | 0.506 | 11961.814 | 662.37 | 4.8014 | 4.317 | 0.251 | 20.7278 | 1.2052 | 0.38 | 0.41575 | 1284 | 5 | Dry Detention | 0.2 |  |  | TMDL | TMDL |  |  | 2278.5588 | 209913.087 | 546 | 20% | 20% | 4.1456 | 0.24103
90 | 6 | 0.017526 | 549 | 90 | 6 | OPE | 6.2286 | 0.301 | 946.924 | 45.732 | 0.804 | 0.837 | 5.007 | 0.252 | 761.157 | 38.267 | 0.017526 | 2.372 | 0.125 | 0.041571 | 0.0021907 | 0.381 | 0.41716 | 1284 | 5 | Dry Detention | 0.2 |  |  | TMDL | TMDL |  |  | 2278.5588 | 209913.087 | 549 | 20% | 20% | 0.0083143 | 0.00043815
40 | 2 | 0.35193 | 272 | 40 | 2 | MDR | 11.6613 | 0.577 | 15641.833 | 773.896 | 0.877 | 0.884 | 10.225 | 0.51 | 13715.384 | 683.794 | 0.35193 | 10.225 | 0.51 | 3.5985 | 0.17949 | 0.877 | 0.88357 | 1285 | 5 | Dry Detention | 0.2 |  |  | TMDL | TMDL |  |  | 511.5809 | 15330.159 | 272 | 20% | 20% | 0.7197 | 0.035897
37 | 2 | 0.30452 | 239 | 37 | 2 | MDR | 9.6056 | 0.896 | 2073.2 | 193.451 | 0.81 | 0.778 | 7.782 | 0.697 | 1679.53 | 150.524 | 0.30452 | 7.782 | 0.697 | 2.3698 | 0.21225 | 0.81 | 0.7781 | 1286 | 5 | Dry Detention | 0.2 |  |  | TMDL | TMDL |  |  | 467.5831 | 13264.9474 | 239 | 20% | 20% | 0.47396 | 0.04245
40 | 2 | 0.00060528 | 272 | 40 | 2 | MDR | 11.6613 | 0.577 | 15641.833 | 773.896 | 0.877 | 0.884 | 10.225 | 0.51 | 13715.384 | 683.794 | 0.00060528 | 10.225 | 0.51 | 0.006189 | 0.00030869 | 0.877 | 0.88357 | 1287 | 5 | Dry Detention | 0.2 |  |  | TMDL | TMDL |  |  | 5815.873 | 324654.8014 | 272 | 20% | 20% | 0.0012378 | 6.1739e-05
40 | 3 | 7.231 | 273 | 40 | 3 | HDR | 24.9268 | 1.943 | 9876.14 | 769.988 | 0.877 | 0.884 | 21.854 | 1.718 | 8658.806 | 680.793 | 7.231 | 21.854 | 1.718 | 158.0273 | 12.4229 | 0.877 | 0.88416 | 1287 | 5 | Dry Detention | 0.2 |  |  | TMDL | TMDL |  |  | 5815.873 | 324654.8014 | 273 | 20% | 20% | 31.6055 | 2.4846
40 | 13 | 0.22141 | 281 | 40 | 13 | WET | 1.1184 | 0.045 | 608.832 | 24.31 | 0.88 | 0.889 | 0.985 | 0.04 | 535.989 | 21.621 | 0.22141 | 0.985 | 0.04 | 0.21809 | 0.0088564 | 0.88 | 0.88938 | 1287 | 5 | Dry Detention | 0.2 |  |  | TMDL | TMDL |  |  | 5815.873 | 324654.8014 | 281 | 20% | 20% | 0.043618 | 0.0017713
37 | 2 | 0.4846 | 239 | 37 | 2 | MDR | 9.6056 | 0.896 | 2073.2 | 193.451 | 0.81 | 0.778 | 7.782 | 0.697 | 1679.53 | 150.524 | 0.4846 | 7.782 | 0.697 | 3.7711 | 0.33776 | 0.81 | 0.7781 | 1288 | 5 | Dry Detention | 0.2 |  |  | TMDL | TMDL |  |  | 718.7892 | 21108.8856 | 239 | 20% | 20% | 0.75422 | 0.067553
37 | 2 | 0.37242 | 239 | 37 | 2 | MDR | 9.6056 | 0.896 | 2073.2 | 193.451 | 0.81 | 0.778 | 7.782 | 0.697 | 1679.53 | 150.524 | 0.37242 | 7.782 | 0.697 | 2.8982 | 0.25958 | 0.81 | 0.7781 | 1289 | 5 | Dry Detention | 0.2 |  |  | TMDL | TMDL |  |  | 494.4541 | 16222.492 | 239 | 20% | 20% | 0.57963 | 0.051915
13 | 1 | 0.31498 | 38 | 13 | 1 | LDR | 9.1555 | 0.295 | 276.212 | 8.889 | 0.527 | 0.328 | 4.821 | 0.097 | 145.438 | 2.914 | 0.31498 | 2.308 | 0.049 | 0.72698 | 0.015434 | 0.252 | 0.1655 | 1290 | 5 | Dry Detention | 0.2 |  |  | TMDL | TMDL |  |  | 685.7654 | 13720.625 | 38 | 20% | 20% | 0.1454 | 0.0030868
40 | 2 | 0.4043 | 272 | 40 | 2 | MDR | 11.6613 | 0.577 | 15641.833 | 773.896 | 0.877 | 0.884 | 10.225 | 0.51 | 13715.384 | 683.794 | 0.4043 | 10.225 | 0.51 | 4.134 | 0.2062 | 0.877 | 0.88357 | 1291 | 5 | Dry Detention | 0.2 |  |  | TMDL | TMDL |  |  | 4824.7205 | 957457.6351 | 272 | 20% | 20% | 0.8268 | 0.041239
41 | 2 | 19.3084 | 283 | 41 | 2 | MDR | 11.9201 | 0.582 | 23513.664 | 1147.493 | 0.961 | 0.923 | 11.452 | 0.537 | 22589.972 | 1059.182 | 19.3084 | 10.039 | 0.474 | 193.8369 | 9.1522 | 0.842 | 0.81527 | 1291 | 5 | Dry Detention | 0.2 |  |  | TMDL | TMDL |  |  | 4824.7205 | 957457.6351 | 283 | 20% | 20% | 38.7674 | 1.8304
41 | 13 | 2.2676 | 293 | 41 | 13 | WET | 1.0484 | 0.041 | 1567.871 | 61.608 | 0.962 | 0.921 | 1.008 | 0.038 | 1507.852 | 56.766 | 2.2676 | 0.888 | 0.034 | 2.0136 | 0.077098 | 0.847 | 0.81976 | 1291 | 5 | Dry Detention | 0.2 |  |  | TMDL | TMDL |  |  | 4824.7205 | 957457.6351 | 293 | 20% | 20% | 0.40273 | 0.01542
90 | 13 | 0.00045548 | 555 | 90 | 13 | WET | 1.6912 | 0.073 | 1170.334 | 50.223 | 0.811 | 0.843 | 1.372 | 0.061 | 949.219 | 42.348 | 0.00045548 | 0.66 | 0.031 | 0.00030062 | 1.412e-05 | 0.39 | 0.4275 | 1292 | 5 | Dry Detention | 0.2 |  |  | TMDL | TMDL |  |  | 45.4436 | 19.8406 | 555 | 20% | 20% | 6.0123e-05 | 2.824e-06
37 | 2 | 0.60335 | 239 | 37 | 2 | MDR | 9.6056 | 0.896 | 2073.2 | 193.451 | 0.81 | 0.778 | 7.782 | 0.697 | 1679.53 | 150.524 | 0.60335 | 7.782 | 0.697 | 4.6952 | 0.42053 | 0.81 | 0.7781 | 1293 | 5 | Dry Detention | 0.2 |  |  | TMDL | TMDL |  |  | 642.4337 | 26281.6057 | 239 | 20% | 20% | 0.93905 | 0.084106
38 | 11 | 3.485 | 256 | 38 | 11 | FOR | 1.6256 | 0.124 | 281.493 | 21.55 | 0.772 | 0.759 | 1.255 | 0.094 | 217.292 | 16.357 | 3.485 | 1.255 | 0.094 | 4.3737 | 0.32759 | 0.772 | 0.759 | 1294 | 5 | Dry Detention | 0.2 |  |  | TMDL | TMDL |  |  | 1770.8109 | 151806.5892 | 256 | 20% | 20% | 0.87474 | 0.065518
37 | 2 | 0.09108 | 239 | 37 | 2 | MDR | 9.6056 | 0.896 | 2073.2 | 193.451 | 0.81 | 0.778 | 7.782 | 0.697 | 1679.53 | 150.524 | 0.09108 | 7.782 | 0.697 | 0.70878 | 0.063483 | 0.81 | 0.7781 | 1295 | 5 | Dry Detention | 0.2 |  |  | TMDL | TMDL |  |  | 334.3299 | 3967.4253 | 239 | 20% | 20% | 0.14176 | 0.012697
40 | 2 | 14.2323 | 272 | 40 | 2 | MDR | 11.6613 | 0.577 | 15641.833 | 773.896 | 0.877 | 0.884 | 10.225 | 0.51 | 13715.384 | 683.794 | 14.2323 | 10.225 | 0.51 | 145.5256 | 7.2585 | 0.877 | 0.88357 | 1296 | 5 | Dry Detention | 0.2 |  |  | TMDL | TMDL |  |  | 15885.5531 | 2022294.2655 | 272 | 20% | 20% | 29.1051 | 1.4517
40 | 4 | 0.034311 | 274 | 40 | 4 | IND | 14.4118 | 1.299 | 3327.006 | 299.956 | 0.876 | 0.883 | 12.618 | 1.147 | 2912.902 | 264.815 | 0.034311 | 12.618 | 1.147 | 0.43293 | 0.039354 | 0.876 | 0.88285 | 1296 | 5 | Dry Detention | 0.2 |  |  | TMDL | TMDL |  |  | 15885.5531 | 2022294.2655 | 274 | 20% | 20% | 0.086587 | 0.0078709
40 | 6 | 0.1552 | 275 | 40 | 6 | OPE | 6.7468 | 0.307 | 427.856 | 19.476 | 0.877 | 0.884 | 5.92 | 0.272 | 375.418 | 17.226 | 0.1552 | 5.92 | 0.272 | 0.91881 | 0.042216 | 0.877 | 0.88448 | 1296 | 5 | Dry Detention | 0.2 |  |  | TMDL | TMDL |  |  | 15885.5531 | 2022294.2655 | 275 | 20% | 20% | 0.18376 | 0.0084431
40 | 12 | 0.053689 | 280 | 40 | 12 | WAT | 1.1121 | 0.044 | 79.326 | 3.165 | 0.88 | 0.889 | 0.979 | 0.039 | 69.829 | 2.815 | 0.053689 | 0.979 | 0.039 | 0.052561 | 0.0020939 | 0.88 | 0.88918 | 1296 | 5 | Dry Detention | 0.2 |  |  | TMDL | TMDL |  |  | 15885.5531 | 2022294.2655 | 280 | 20% | 20% | 0.010512 | 0.00041877
40 | 13 | 0.066259 | 281 | 40 | 13 | WET | 1.1184 | 0.045 | 608.832 | 24.31 | 0.88 | 0.889 | 0.985 | 0.04 | 535.989 | 21.621 | 0.066259 | 0.985 | 0.04 | 0.065265 | 0.0026504 | 0.88 | 0.88938 | 1296 | 5 | Dry Detention | 0.2 |  |  | TMDL | TMDL |  |  | 15885.5531 | 2022294.2655 | 281 | 20% | 20% | 0.013053 | 0.00053007
41 | 2 | 24.2376 | 283 | 41 | 2 | MDR | 11.9201 | 0.582 | 23513.664 | 1147.493 | 0.961 | 0.923 | 11.452 | 0.537 | 22589.972 | 1059.182 | 24.2376 | 10.039 | 0.474 | 243.3216 | 11.4886 | 0.842 | 0.81527 | 1296 | 5 | Dry Detention | 0.2 |  |  | TMDL | TMDL |  |  | 15885.5531 | 2022294.2655 | 283 | 20% | 20% | 48.6643 | 2.2977
41 | 4 | 0.21942 | 285 | 41 | 4 | IND | 15.0465 | 1.299 | 22984.638 | 1984.314 | 0.961 | 0.924 | 14.457 | 1.2 | 22084.136 | 1832.828 | 0.21942 | 12.656 | 1.059 | 2.7769 | 0.23236 | 0.841 | 0.81549 | 1296 | 5 | Dry Detention | 0.2 |  |  | TMDL | TMDL |  |  | 15885.5531 | 2022294.2655 | 285 | 20% | 20% | 0.55538 | 0.046472
41 | 6 | 2.3891 | 286 | 41 | 6 | OPE | 6.7112 | 0.301 | 712.339 | 31.937 | 0.96 | 0.922 | 6.446 | 0.278 | 684.169 | 29.462 | 2.3891 | 5.655 | 0.245 | 13.5105 | 0.58533 | 0.843 | 0.81557 | 1296 | 5 | Dry Detention | 0.2 |  |  | TMDL | TMDL |  |  | 15885.5531 | 2022294.2655 | 286 | 20% | 20% | 2.7021 | 0.11707
41 | 11 | 0.14653 | 291 | 41 | 11 | FOR | 3.3637 | 0.139 | 1738.258 | 71.607 | 0.961 | 0.923 | 3.231 | 0.128 | 1669.641 | 66.092 | 0.14653 | 2.844 | 0.114 | 0.41674 | 0.016705 | 0.846 | 0.81972 | 1296 | 5 | Dry Detention | 0.2 |  |  | TMDL | TMDL |  |  | 15885.5531 | 2022294.2655 | 291 | 20% | 20% | 0.083347 | 0.0033409
41 | 12 | 0.25961 | 292 | 41 | 12 | WAT | 1.0456 | 0.041 | 281.889 | 11.073 | 0.962 | 0.921 | 1.006 | 0.038 | 271.1 | 10.202 | 0.25961 | 0.885 | 0.034 | 0.22975 | 0.0088267 | 0.847 | 0.81969 | 1296 | 5 | Dry Detention | 0.2 |  |  | TMDL | TMDL |  |  | 15885.5531 | 2022294.2655 | 292 | 20% | 20% | 0.045951 | 0.0017653
41 | 13 | 4.6316 | 293 | 41 | 13 | WET | 1.0484 | 0.041 | 1567.871 | 61.608 | 0.962 | 0.921 | 1.008 | 0.038 | 1507.852 | 56.766 | 4.6316 | 0.888 | 0.034 | 4.1128 | 0.15747 | 0.847 | 0.81976 | 1296 | 5 | Dry Detention | 0.2 |  |  | TMDL | TMDL |  |  | 15885.5531 | 2022294.2655 | 293 | 20% | 20% | 0.82257 | 0.031495
37 | 2 | 0.34276 | 239 | 37 | 2 | MDR | 9.6056 | 0.896 | 2073.2 | 193.451 | 0.81 | 0.778 | 7.782 | 0.697 | 1679.53 | 150.524 | 0.34276 | 7.782 | 0.697 | 2.6673 | 0.2389 | 0.81 | 0.7781 | 1297 | 5 | Dry Detention | 0.2 |  |  | TMDL | TMDL |  |  | 488.4526 | 14930.3874 | 239 | 20% | 20% | 0.53347 | 0.04778
40 | 2 | 0.4674 | 272 | 40 | 2 | MDR | 11.6613 | 0.577 | 15641.833 | 773.896 | 0.877 | 0.884 | 10.225 | 0.51 | 13715.384 | 683.794 | 0.4674 | 10.225 | 0.51 | 4.7791 | 0.23837 | 0.877 | 0.88357 | 1298 | 5 | Dry Detention | 0.2 |  |  | TMDL | TMDL |  |  | 596.2476 | 20359.6553 | 272 | 20% | 20% | 0.95582 | 0.047674
41 | 2 | 10.032 | 283 | 41 | 2 | MDR | 11.9201 | 0.582 | 23513.664 | 1147.493 | 0.961 | 0.923 | 11.452 | 0.537 | 22589.972 | 1059.182 | 10.032 | 10.039 | 0.474 | 100.7115 | 4.7552 | 0.842 | 0.81527 | 1299 | 5 | Dry Detention | 0.2 |  |  | TMDL | TMDL |  |  | 3139.0682 | 436993.3151 | 283 | 20% | 20% | 20.1423 | 0.95104
13 | 4 | 9.4111 | 41 | 13 | 4 | IND | 26.0926 | 1.754 | 7076.808 | 475.796 | 0.518 | 0.323 | 13.52 | 0.566 | 3666.784 | 153.491 | 9.4111 | 6.43 | 0.285 | 60.5132 | 2.6822 | 0.246 | 0.16272 | 1300 | 5 | Dry Detention | 0.2 |  |  | TMDL | TMDL |  |  | 3059.51 | 535113.3612 | 41 | 20% | 20% | 12.1026 | 0.53643
13 | 12 | 0.00014022 | 45 | 13 | 12 | WAT | 0.47982 | 0.008 | 53.324 | 0.93 | 0.567 | 0.371 | 0.272 | 0.003 | 30.255 | 0.345 | 0.00014022 | 0.135 | 0.002 | 1.893e-05 | 2.8044e-07 | 0.281 | 0.19189 | 1300 | 5 | Dry Detention | 0.2 |  |  | TMDL | TMDL |  |  | 3059.51 | 535113.3612 | 45 | 20% | 20% | 3.7859e-06 | 5.6088e-08
13 | 13 | 2.8733 | 46 | 13 | 13 | WET | 22.3406 | 1.095 | 1355.616 | 66.432 | 0.523 | 0.329 | 11.678 | 0.36 | 708.636 | 21.829 | 2.8733 | 5.575 | 0.182 | 16.0189 | 0.52295 | 0.25 | 0.16625 | 1300 | 5 | Dry Detention | 0.2 |  |  | TMDL | TMDL |  |  | 3059.51 | 535113.3612 | 46 | 20% | 20% | 3.2038 | 0.10459
41 | 1 | 1.0575 | 282 | 41 | 1 | LDR | 6.4645 | 0.301 | 7159.582 | 333.43 | 0.961 | 0.923 | 6.211 | 0.278 | 6878.392 | 307.743 | 1.0575 | 5.446 | 0.246 | 5.7592 | 0.26015 | 0.842 | 0.81555 | 1301 | 5 | Dry Detention | 0.2 |  |  | TMDL | TMDL |  |  | 871.2834 | 46506.3598 | 282 | 20% | 20% | 1.1518 | 0.05203
41 | 4 | 0.0092094 | 285 | 41 | 4 | IND | 15.0465 | 1.299 | 22984.638 | 1984.314 | 0.961 | 0.924 | 14.457 | 1.2 | 22084.136 | 1832.828 | 0.0092094 | 12.656 | 1.059 | 0.11655 | 0.0097528 | 0.841 | 0.81549 | 1301 | 5 | Dry Detention | 0.2 |  |  | TMDL | TMDL |  |  | 871.2834 | 46506.3598 | 285 | 20% | 20% | 0.023311 | 0.0019506
41 | 11 | 0.00091579 | 291 | 41 | 11 | FOR | 3.3637 | 0.139 | 1738.258 | 71.607 | 0.961 | 0.923 | 3.231 | 0.128 | 1669.641 | 66.092 | 0.00091579 | 2.844 | 0.114 | 0.0026045 | 0.0001044 | 0.846 | 0.81972 | 1301 | 5 | Dry Detention | 0.2 |  |  | TMDL | TMDL |  |  | 871.2834 | 46506.3598 | 291 | 20% | 20% | 0.0005209 | 2.088e-05
41 | 1 | 0.98594 | 282 | 41 | 1 | LDR | 6.4645 | 0.301 | 7159.582 | 333.43 | 0.961 | 0.923 | 6.211 | 0.278 | 6878.392 | 307.743 | 0.98594 | 5.446 | 0.246 | 5.3694 | 0.24254 | 0.842 | 0.81555 | 1302 | 5 | Dry Detention | 0.2 |  |  | TMDL | TMDL |  |  | 834.4503 | 42947.552 | 282 | 20% | 20% | 1.0739 | 0.048508
41 | 12 | 1.7229e-06 | 292 | 41 | 12 | WAT | 1.0456 | 0.041 | 281.889 | 11.073 | 0.962 | 0.921 | 1.006 | 0.038 | 271.1 | 10.202 | 1.7229e-06 | 0.885 | 0.034 | 1.5248e-06 | 5.858e-08 | 0.847 | 0.81969 | 1302 | 5 | Dry Detention | 0.2 |  |  | TMDL | TMDL |  |  | 834.4503 | 42947.552 | 292 | 20% | 20% | 3.0496e-07 | 1.1716e-08
37 | 2 | 0.35287 | 239 | 37 | 2 | MDR | 9.6056 | 0.896 | 2073.2 | 193.451 | 0.81 | 0.778 | 7.782 | 0.697 | 1679.53 | 150.524 | 0.35287 | 7.782 | 0.697 | 2.7461 | 0.24595 | 0.81 | 0.7781 | 1303 | 5 | Dry Detention | 0.2 |  |  | TMDL | TMDL |  |  | 501.693 | 15371.0989 | 239 | 20% | 20% | 0.54921 | 0.049191
37 | 2 | 0.2648 | 239 | 37 | 2 | MDR | 9.6056 | 0.896 | 2073.2 | 193.451 | 0.81 | 0.778 | 7.782 | 0.697 | 1679.53 | 150.524 | 0.2648 | 7.782 | 0.697 | 2.0606 | 0.18456 | 0.81 | 0.7781 | 1304 | 5 | Dry Detention | 0.2 |  |  | TMDL | TMDL |  |  | 438.1629 | 11534.5067 | 239 | 20% | 20% | 0.41213 | 0.036913
38 | 1 | 0.029234 | 247 | 38 | 1 | LDR | 4.4646 | 0.394 | 219.902 | 19.412 | 0.753 | 0.733 | 3.362 | 0.289 | 165.572 | 14.232 | 0.029234 | 3.362 | 0.289 | 0.098285 | 0.0084486 | 0.753 | 0.73313 | 1305 | 5 | Dry Detention | 0.2 |  |  | TMDL | TMDL |  |  | 296.5483 | 1273.4263 | 247 | 20% | 20% | 0.019657 | 0.0016897
12 | 4 | 0.02474 | 32 | 12 | 4 | IND | 14.5181 | 1.342 | 4977.165 | 460.2 | 0.187 | 0.143 | 2.714 | 0.191 | 930.547 | 65.617 | 0.02474 | 1.286 | 0.097 | 0.031816 | 0.0023998 | 0.089 | 0.072122 | 1306 | 5 | Dry Detention | 0.2 |  |  | TMDL | TMDL |  |  | 424.2142 | 10686.5301 | 32 | 20% | 20% | 0.0063632 | 0.00047996
13 | 4 | 0.22059 | 41 | 13 | 4 | IND | 26.0926 | 1.754 | 7076.808 | 475.796 | 0.518 | 0.323 | 13.52 | 0.566 | 3666.784 | 153.491 | 0.22059 | 6.43 | 0.285 | 1.4184 | 0.062868 | 0.246 | 0.16272 | 1306 | 5 | Dry Detention | 0.2 |  |  | TMDL | TMDL |  |  | 424.2142 | 10686.5301 | 41 | 20% | 20% | 0.28368 | 0.012574
41 | 2 | 11.57 | 283 | 41 | 2 | MDR | 11.9201 | 0.582 | 23513.664 | 1147.493 | 0.961 | 0.923 | 11.452 | 0.537 | 22589.972 | 1059.182 | 11.57 | 10.039 | 0.474 | 116.1515 | 5.4842 | 0.842 | 0.81527 | 1307 | 5 | Dry Detention | 0.2 |  |  | TMDL | TMDL |  |  | 3954.0926 | 503988.2347 | 283 | 20% | 20% | 23.2303 | 1.0968
40 | 2 | 1.4315 | 272 | 40 | 2 | MDR | 11.6613 | 0.577 | 15641.833 | 773.896 | 0.877 | 0.884 | 10.225 | 0.51 | 13715.384 | 683.794 | 1.4315 | 10.225 | 0.51 | 14.6373 | 0.73007 | 0.877 | 0.88357 | 1308 | 5 | Dry Detention | 0.2 |  |  | TMDL | TMDL |  |  | 1104.6928 | 62356.651 | 272 | 20% | 20% | 2.9275 | 0.14601
12 | 4 | 0.044324 | 32 | 12 | 4 | IND | 14.5181 | 1.342 | 4977.165 | 460.2 | 0.187 | 0.143 | 2.714 | 0.191 | 930.547 | 65.617 | 0.044324 | 1.286 | 0.097 | 0.057001 | 0.0042995 | 0.089 | 0.072122 | 1309 | 5 | Dry Detention | 0.2 |  |  | TMDL | TMDL |  |  | 666.5365 | 22959.2821 | 32 | 20% | 20% | 0.0114 | 0.0008599
13 | 4 | 0.48275 | 41 | 13 | 4 | IND | 26.0926 | 1.754 | 7076.808 | 475.796 | 0.518 | 0.323 | 13.52 | 0.566 | 3666.784 | 153.491 | 0.48275 | 6.43 | 0.285 | 3.1041 | 0.13758 | 0.246 | 0.16272 | 1309 | 5 | Dry Detention | 0.2 |  |  | TMDL | TMDL |  |  | 666.5365 | 22959.2821 | 41 | 20% | 20% | 0.62082 | 0.027517
39 | 1 | 0.031044 | 259 | 39 | 1 | LDR | 2.8996 | 0.259 | 1035.599 | 92.373 | 1.075 | 1.082 | 3.118 | 0.28 | 1113.717 | 99.953 | 0.031044 | 2.887 | 0.254 | 0.089623 | 0.0078851 | 0.996 | 0.98369 | 1310 | 5 | Dry Detention | 0.2 |  |  | TMDL | TMDL |  |  | 6124.0527 | 712405.0332 | 259 | 20% | 20% | 0.017925 | 0.001577
39 | 2 | 0.17174 | 260 | 39 | 2 | MDR | 5.5159 | 0.507 | 1488.242 | 136.786 | 1.075 | 1.082 | 5.931 | 0.548 | 1600.239 | 147.975 | 0.17174 | 5.492 | 0.499 | 0.94319 | 0.085698 | 0.996 | 0.98346 | 1310 | 5 | Dry Detention | 0.2 |  |  | TMDL | TMDL |  |  | 6124.0527 | 712405.0332 | 260 | 20% | 20% | 0.18864 | 0.01714
41 | 1 | 0.23955 | 282 | 41 | 1 | LDR | 6.4645 | 0.301 | 7159.582 | 333.43 | 0.961 | 0.923 | 6.211 | 0.278 | 6878.392 | 307.743 | 0.23955 | 5.446 | 0.246 | 1.3046 | 0.05893 | 0.842 | 0.81555 | 1310 | 5 | Dry Detention | 0.2 |  |  | TMDL | TMDL |  |  | 6124.0527 | 712405.0332 | 282 | 20% | 20% | 0.26092 | 0.011786
41 | 2 | 10.5417 | 283 | 41 | 2 | MDR | 11.9201 | 0.582 | 23513.664 | 1147.493 | 0.961 | 0.923 | 11.452 | 0.537 | 22589.972 | 1059.182 | 10.5417 | 10.039 | 0.474 | 105.8281 | 4.9968 | 0.842 | 0.81527 | 1310 | 5 | Dry Detention | 0.2 |  |  | TMDL | TMDL |  |  | 6124.0527 | 712405.0332 | 283 | 20% | 20% | 21.1656 | 0.99935
41 | 11 | 4.8438 | 291 | 41 | 11 | FOR | 3.3637 | 0.139 | 1738.258 | 71.607 | 0.961 | 0.923 | 3.231 | 0.128 | 1669.641 | 66.092 | 4.8438 | 2.844 | 0.114 | 13.7757 | 0.55219 | 0.846 | 0.81972 | 1310 | 5 | Dry Detention | 0.2 |  |  | TMDL | TMDL |  |  | 6124.0527 | 712405.0332 | 291 | 20% | 20% | 2.7551 | 0.11044
41 | 12 | 0.48763 | 292 | 41 | 12 | WAT | 1.0456 | 0.041 | 281.889 | 11.073 | 0.962 | 0.921 | 1.006 | 0.038 | 271.1 | 10.202 | 0.48763 | 0.885 | 0.034 | 0.43155 | 0.016579 | 0.847 | 0.81969 | 1310 | 5 | Dry Detention | 0.2 |  |  | TMDL | TMDL |  |  | 6124.0527 | 712405.0332 | 292 | 20% | 20% | 0.086311 | 0.0033159
41 | 13 | 0.039187 | 293 | 41 | 13 | WET | 1.0484 | 0.041 | 1567.871 | 61.608 | 0.962 | 0.921 | 1.008 | 0.038 | 1507.852 | 56.766 | 0.039187 | 0.888 | 0.034 | 0.034798 | 0.0013323 | 0.847 | 0.81976 | 1310 | 5 | Dry Detention | 0.2 |  |  | TMDL | TMDL |  |  | 6124.0527 | 712405.0332 | 293 | 20% | 20% | 0.0069595 | 0.00026647
40 | 2 | 13.6064 | 272 | 40 | 2 | MDR | 11.6613 | 0.577 | 15641.833 | 773.896 | 0.877 | 0.884 | 10.225 | 0.51 | 13715.384 | 683.794 | 13.6064 | 10.225 | 0.51 | 139.1258 | 6.9393 | 0.877 | 0.88357 | 1311 | 5 | Dry Detention | 0.2 |  |  | TMDL | TMDL |  |  | 5480.8227 | 592693.897 | 272 | 20% | 20% | 27.8252 | 1.3879
37 | 2 | 0.3259 | 239 | 37 | 2 | MDR | 9.6056 | 0.896 | 2073.2 | 193.451 | 0.81 | 0.778 | 7.782 | 0.697 | 1679.53 | 150.524 | 0.3259 | 7.782 | 0.697 | 2.5361 | 0.22715 | 0.81 | 0.7781 | 1312 | 5 | Dry Detention | 0.2 |  |  | TMDL | TMDL |  |  | 704.2659 | 26905.0164 | 239 | 20% | 20% | 0.50723 | 0.04543
37 | 13 | 0.29176 | 246 | 37 | 13 | WET | 3.5077 | 0.316 | 851.017 | 76.687 | 0.829 | 0.812 | 2.906 | 0.257 | 705.132 | 62.266 | 0.29176 | 2.906 | 0.257 | 0.84787 | 0.074983 | 0.829 | 0.81195 | 1312 | 5 | Dry Detention | 0.2 |  |  | TMDL | TMDL |  |  | 704.2659 | 26905.0164 | 246 | 20% | 20% | 0.16957 | 0.014997
37 | 2 | 3.2704 | 239 | 37 | 2 | MDR | 9.6056 | 0.896 | 2073.2 | 193.451 | 0.81 | 0.778 | 7.782 | 0.697 | 1679.53 | 150.524 | 3.2704 | 7.782 | 0.697 | 25.4503 | 2.2795 | 0.81 | 0.7781 | 1313 | 5 | Dry Detention | 0.2 |  |  | TMDL | TMDL |  |  | 2111.6812 | 207290.4732 | 239 | 20% | 20% | 5.0901 | 0.45589
37 | 13 | 1.4884 | 246 | 37 | 13 | WET | 3.5077 | 0.316 | 851.017 | 76.687 | 0.829 | 0.812 | 2.906 | 0.257 | 705.132 | 62.266 | 1.4884 | 2.906 | 0.257 | 4.3252 | 0.38251 | 0.829 | 0.81195 | 1313 | 5 | Dry Detention | 0.2 |  |  | TMDL | TMDL |  |  | 2111.6812 | 207290.4732 | 246 | 20% | 20% | 0.86503 | 0.076501
41 | 1 | 3.0076 | 282 | 41 | 1 | LDR | 6.4645 | 0.301 | 7159.582 | 333.43 | 0.961 | 0.923 | 6.211 | 0.278 | 6878.392 | 307.743 | 3.0076 | 5.446 | 0.246 | 16.3795 | 0.73987 | 0.842 | 0.81555 | 1314 | 5 | Dry Detention | 0.2 |  |  | TMDL | TMDL |  |  | 2649.6715 | 132302.454 | 282 | 20% | 20% | 3.2759 | 0.14797
41 | 4 | 0.029648 | 285 | 41 | 4 | IND | 15.0465 | 1.299 | 22984.638 | 1984.314 | 0.961 | 0.924 | 14.457 | 1.2 | 22084.136 | 1832.828 | 0.029648 | 12.656 | 1.059 | 0.37523 | 0.031397 | 0.841 | 0.81549 | 1314 | 5 | Dry Detention | 0.2 |  |  | TMDL | TMDL |  |  | 2649.6715 | 132302.454 | 285 | 20% | 20% | 0.075045 | 0.0062795
36 | 1 | 1.6596 | 226 | 36 | 1 | LDR | 4.6704 | 0.433 | 1027.379 | 95.227 | 0.665 | 0.617 | 3.104 | 0.267 | 682.806 | 58.773 | 1.6596 | 3.104 | 0.267 | 5.1514 | 0.44311 | 0.665 | 0.61719 | 1315 | 5 | Dry Detention | 0.2 |  |  | TMDL | TMDL |  |  | 1255.9391 | 98382.8985 | 226 | 20% | 20% | 1.0303 | 0.088623
36 | 11 | 0.52191 | 235 | 36 | 11 | FOR | 1.6973 | 0.136 | 456.356 | 36.497 | 0.685 | 0.642 | 1.162 | 0.087 | 312.528 | 23.445 | 0.52191 | 1.162 | 0.087 | 0.60646 | 0.045406 | 0.685 | 0.64239 | 1315 | 5 | Dry Detention | 0.2 |  |  | TMDL | TMDL |  |  | 1255.9391 | 98382.8985 | 235 | 20% | 20% | 0.12129 | 0.0090813
37 | 1 | 0.070807 | 238 | 37 | 1 | LDR | 5.1162 | 0.464 | 345.183 | 31.305 | 0.812 | 0.781 | 4.154 | 0.362 | 280.282 | 24.449 | 0.070807 | 4.154 | 0.362 | 0.29413 | 0.025632 | 0.812 | 0.78099 | 1315 | 5 | Dry Detention | 0.2 |  |  | TMDL | TMDL |  |  | 1255.9391 | 98382.8985 | 238 | 20% | 20% | 0.058827 | 0.0051264
37 | 13 | 0.0062478 | 246 | 37 | 13 | WET | 3.5077 | 0.316 | 851.017 | 76.687 | 0.829 | 0.812 | 2.906 | 0.257 | 705.132 | 62.266 | 0.0062478 | 2.906 | 0.257 | 0.018156 | 0.0016057 | 0.829 | 0.81195 | 1315 | 5 | Dry Detention | 0.2 |  |  | TMDL | TMDL |  |  | 1255.9391 | 98382.8985 | 246 | 20% | 20% | 0.0036312 | 0.00032114
36 | 1 | 2.0823 | 226 | 36 | 1 | LDR | 4.6704 | 0.433 | 1027.379 | 95.227 | 0.665 | 0.617 | 3.104 | 0.267 | 682.806 | 58.773 | 2.0823 | 3.104 | 0.267 | 6.4634 | 0.55597 | 0.665 | 0.61719 | 1316 | 5 | Dry Detention | 0.2 |  |  | TMDL | TMDL |  |  | 3473.1198 | 367075.9297 | 226 | 20% | 20% | 1.2927 | 0.11119
36 | 3 | 4.556 | 228 | 36 | 3 | HDR | 18.4795 | 2.163 | 108.71 | 12.727 | 0.663 | 0.617 | 12.247 | 1.335 | 72.046 | 7.854 | 4.556 | 12.247 | 1.335 | 55.7979 | 6.0823 | 0.663 | 0.61713 | 1316 | 5 | Dry Detention | 0.2 |  |  | TMDL | TMDL |  |  | 3473.1198 | 367075.9297 | 228 | 20% | 20% | 11.1596 | 1.2165
36 | 13 | 1.7886 | 237 | 36 | 13 | WET | 2.5089 | 0.197 | 2607.78 | 205.211 | 0.69 | 0.646 | 1.731 | 0.127 | 1798.721 | 132.5 | 1.7886 | 1.731 | 0.127 | 3.0961 | 0.22715 | 0.69 | 0.64567 | 1316 | 5 | Dry Detention | 0.2 |  |  | TMDL | TMDL |  |  | 3473.1198 | 367075.9297 | 237 | 20% | 20% | 0.61922 | 0.045431
36 | 13 | 0.65445 | 237 | 36 | 13 | WET | 2.5089 | 0.197 | 2607.78 | 205.211 | 0.69 | 0.646 | 1.731 | 0.127 | 1798.721 | 132.5 | 0.65445 | 1.731 | 0.127 | 1.1328 | 0.083115 | 0.69 | 0.64567 | 1317 | 5 | Dry Detention | 0.2 |  |  | TMDL | TMDL |  |  | 753.105 | 28507.5636 | 237 | 20% | 20% | 0.22657 | 0.016623
40 | 2 | 2.4784 | 272 | 40 | 2 | MDR | 11.6613 | 0.577 | 15641.833 | 773.896 | 0.877 | 0.884 | 10.225 | 0.51 | 13715.384 | 683.794 | 2.4784 | 10.225 | 0.51 | 25.3415 | 1.264 | 0.877 | 0.88357 | 1318 | 5 | Dry Detention | 0.2 |  |  | TMDL | TMDL |  |  | 3171.7457 | 107975.7078 | 272 | 20% | 20% | 5.0683 | 0.2528
40 | 3 | 0.00040828 | 273 | 40 | 3 | HDR | 24.9268 | 1.943 | 9876.14 | 769.988 | 0.877 | 0.884 | 21.854 | 1.718 | 8658.806 | 680.793 | 0.00040828 | 21.854 | 1.718 | 0.0089225 | 0.00070142 | 0.877 | 0.88416 | 1318 | 5 | Dry Detention | 0.2 |  |  | TMDL | TMDL |  |  | 3171.7457 | 107975.7078 | 273 | 20% | 20% | 0.0017845 | 0.00014028
90 | 2 | 0.013028 | 546 | 90 | 2 | MDR | 11.3664 | 0.605 | 14884.136 | 791.874 | 0.804 | 0.836 | 9.135 | 0.506 | 11961.814 | 662.37 | 0.013028 | 4.317 | 0.251 | 0.05624 | 0.0032699 | 0.38 | 0.41575 | 1319 | 5 | Dry Detention | 0.2 |  |  | TMDL | TMDL |  |  | 133.5382 | 567.6135 | 546 | 20% | 20% | 0.011248 | 0.00065398
90 | 13 | 3.1553e-06 | 555 | 90 | 13 | WET | 1.6912 | 0.073 | 1170.334 | 50.223 | 0.811 | 0.843 | 1.372 | 0.061 | 949.219 | 42.348 | 3.1553e-06 | 0.66 | 0.031 | 2.0825e-06 | 9.7815e-08 | 0.39 | 0.4275 | 1319 | 5 | Dry Detention | 0.2 |  |  | TMDL | TMDL |  |  | 133.5382 | 567.6135 | 555 | 20% | 20% | 4.165e-07 | 1.9563e-08
41 | 2 | 19.967 | 283 | 41 | 2 | MDR | 11.9201 | 0.582 | 23513.664 | 1147.493 | 0.961 | 0.923 | 11.452 | 0.537 | 22589.972 | 1059.182 | 19.967 | 10.039 | 0.474 | 200.4483 | 9.4643 | 0.842 | 0.81527 | 1320 | 5 | Dry Detention | 0.2 |  |  | TMDL | TMDL |  |  | 10688.334 | 1008722.7566 | 283 | 20% | 20% | 40.0897 | 1.8929
41 | 11 | 1.6811 | 291 | 41 | 11 | FOR | 3.3637 | 0.139 | 1738.258 | 71.607 | 0.961 | 0.923 | 3.231 | 0.128 | 1669.641 | 66.092 | 1.6811 | 2.844 | 0.114 | 4.781 | 0.19164 | 0.846 | 0.81972 | 1320 | 5 | Dry Detention | 0.2 |  |  | TMDL | TMDL |  |  | 10688.334 | 1008722.7566 | 291 | 20% | 20% | 0.9562 | 0.038329
41 | 13 | 1.5091 | 293 | 41 | 13 | WET | 1.0484 | 0.041 | 1567.871 | 61.608 | 0.962 | 0.921 | 1.008 | 0.038 | 1507.852 | 56.766 | 1.5091 | 0.888 | 0.034 | 1.3401 | 0.051311 | 0.847 | 0.81976 | 1320 | 5 | Dry Detention | 0.2 |  |  | TMDL | TMDL |  |  | 10688.334 | 1008722.7566 | 293 | 20% | 20% | 0.26802 | 0.010262
12 | 4 | 0.00051724 | 32 | 12 | 4 | IND | 14.5181 | 1.342 | 4977.165 | 460.2 | 0.187 | 0.143 | 2.714 | 0.191 | 930.547 | 65.617 | 0.00051724 | 1.286 | 0.097 | 0.00066517 | 5.0172e-05 | 0.089 | 0.072122 | 1321 | 5 | Dry Detention | 0.2 |  |  | TMDL | TMDL |  |  | 2532.5039 | 240894.0719 | 32 | 20% | 20% | 0.00013303 | 1.0034e-05
13 | 4 | 5.5297 | 41 | 13 | 4 | IND | 26.0926 | 1.754 | 7076.808 | 475.796 | 0.518 | 0.323 | 13.52 | 0.566 | 3666.784 | 153.491 | 5.5297 | 6.43 | 0.285 | 35.5558 | 1.576 | 0.246 | 0.16272 | 1321 | 5 | Dry Detention | 0.2 |  |  | TMDL | TMDL |  |  | 2532.5039 | 240894.0719 | 41 | 20% | 20% | 7.1112 | 0.31519
40 | 2 | 2.6969 | 272 | 40 | 2 | MDR | 11.6613 | 0.577 | 15641.833 | 773.896 | 0.877 | 0.884 | 10.225 | 0.51 | 13715.384 | 683.794 | 2.6969 | 10.225 | 0.51 | 27.5758 | 1.3754 | 0.877 | 0.88357 | 1322 | 5 | Dry Detention | 0.2 |  |  | TMDL | TMDL |  |  | 1866.0341 | 121581.8328 | 272 | 20% | 20% | 5.5152 | 0.27508
40 | 13 | 0.094242 | 281 | 40 | 13 | WET | 1.1184 | 0.045 | 608.832 | 24.31 | 0.88 | 0.889 | 0.985 | 0.04 | 535.989 | 21.621 | 0.094242 | 0.985 | 0.04 | 0.092829 | 0.0037697 | 0.88 | 0.88938 | 1322 | 5 | Dry Detention | 0.2 |  |  | TMDL | TMDL |  |  | 1866.0341 | 121581.8328 | 281 | 20% | 20% | 0.018566 | 0.00075394
40 | 2 | 0.6331 | 272 | 40 | 2 | MDR | 11.6613 | 0.577 | 15641.833 | 773.896 | 0.877 | 0.884 | 10.225 | 0.51 | 13715.384 | 683.794 | 0.6331 | 10.225 | 0.51 | 6.4734 | 0.32288 | 0.877 | 0.88357 | 1323 | 5 | Dry Detention | 0.2 |  |  | TMDL | TMDL |  |  | 639.7429 | 27577.5239 | 272 | 20% | 20% | 1.2947 | 0.064576
15 | 2 | 0.19585 | 48 | 15 | 2 | MDR | 7.3702 | 0.422 | 5942.609 | 340.176 | 0.471 | 0.494 | 3.471 | 0.209 | 2798.745 | 168.156 | 0.19585 | 3.471 | 0.209 | 0.67979 | 0.040932 | 0.471 | 0.49432 | 1324 | 5 | Dry Detention | 0.2 |  |  | TMDL | TMDL |  |  | 362.1782 | 8531.129 | 48 | 20% | 20% | 0.13596 | 0.0081865
90 | 2 | 4.4728 | 546 | 90 | 2 | MDR | 11.3664 | 0.605 | 14884.136 | 791.874 | 0.804 | 0.836 | 9.135 | 0.506 | 11961.814 | 662.37 | 4.4728 | 4.317 | 0.251 | 19.3093 | 1.1227 | 0.38 | 0.41575 | 1325 | 5 | Dry Detention | 0.2 |  |  | TMDL | TMDL |  |  | 2121.7038 | 194836.4654 | 546 | 20% | 20% | 3.8619 | 0.22454
13 | 2 | 0.74722 | 39 | 13 | 2 | MDR | 18.0436 | 0.628 | 3512.436 | 122.222 | 0.525 | 0.326 | 9.477 | 0.204 | 1844.865 | 39.803 | 0.74722 | 4.532 | 0.103 | 3.3864 | 0.076964 | 0.251 | 0.16422 | 1326 | 5 | Dry Detention | 0.2 |  |  | TMDL | TMDL |  |  | 1158.7387 | 75127.7806 | 39 | 20% | 20% | 0.67728 | 0.015393
13 | 12 | 0.31682 | 45 | 13 | 12 | WAT | 0.47982 | 0.008 | 53.324 | 0.93 | 0.567 | 0.371 | 0.272 | 0.003 | 30.255 | 0.345 | 0.31682 | 0.135 | 0.002 | 0.04277 | 0.00063363 | 0.281 | 0.19189 | 1326 | 5 | Dry Detention | 0.2 |  |  | TMDL | TMDL |  |  | 1158.7387 | 75127.7806 | 45 | 20% | 20% | 0.0085541 | 0.00012673
15 | 2 | 0.31946 | 48 | 15 | 2 | MDR | 7.3702 | 0.422 | 5942.609 | 340.176 | 0.471 | 0.494 | 3.471 | 0.209 | 2798.745 | 168.156 | 0.31946 | 3.471 | 0.209 | 1.1089 | 0.066768 | 0.471 | 0.49432 | 1326 | 5 | Dry Detention | 0.2 |  |  | TMDL | TMDL |  |  | 1158.7387 | 75127.7806 | 48 | 20% | 20% | 0.22177 | 0.013354
15 | 3 | 0.3412 | 49 | 15 | 3 | HDR | 15.855 | 1.386 | 5622.889 | 491.639 | 0.471 | 0.496 | 7.465 | 0.687 | 2647.371 | 243.749 | 0.3412 | 7.465 | 0.687 | 2.5471 | 0.23441 | 0.471 | 0.49579 | 1326 | 5 | Dry Detention | 0.2 |  |  | TMDL | TMDL |  |  | 1158.7387 | 75127.7806 | 49 | 20% | 20% | 0.50941 | 0.046881
40 | 2 | 1.021 | 272 | 40 | 2 | MDR | 11.6613 | 0.577 | 15641.833 | 773.896 | 0.877 | 0.884 | 10.225 | 0.51 | 13715.384 | 683.794 | 1.021 | 10.225 | 0.51 | 10.4402 | 0.52073 | 0.877 | 0.88357 | 1327 | 5 | Dry Detention | 0.2 |  |  | TMDL | TMDL |  |  | 1035.8492 | 44476.4811 | 272 | 20% | 20% | 2.088 | 0.10415
39 | 1 | 2.2423 | 259 | 39 | 1 | LDR | 2.8996 | 0.259 | 1035.599 | 92.373 | 1.075 | 1.082 | 3.118 | 0.28 | 1113.717 | 99.953 | 2.2423 | 2.887 | 0.254 | 6.4735 | 0.56955 | 0.996 | 0.98369 | 1328 | 5 | Dry Detention | 0.2 |  |  | TMDL | TMDL |  |  | 1354.9186 | 97674.6363 | 259 | 20% | 20% | 1.2947 | 0.11391
90 | 2 | 0.10037 | 546 | 90 | 2 | MDR | 11.3664 | 0.605 | 14884.136 | 791.874 | 0.804 | 0.836 | 9.135 | 0.506 | 11961.814 | 662.37 | 0.10037 | 4.317 | 0.251 | 0.43332 | 0.025194 | 0.38 | 0.41575 | 1329 | 5 | Dry Detention | 0.2 |  |  | TMDL | TMDL |  |  | 982.5614 | 33993.966 | 546 | 20% | 20% | 0.086663 | 0.0050388
90 | 13 | 0.68003 | 555 | 90 | 13 | WET | 1.6912 | 0.073 | 1170.334 | 50.223 | 0.811 | 0.843 | 1.372 | 0.061 | 949.219 | 42.348 | 0.68003 | 0.66 | 0.031 | 0.44882 | 0.021081 | 0.39 | 0.4275 | 1329 | 5 | Dry Detention | 0.2 |  |  | TMDL | TMDL |  |  | 982.5614 | 33993.966 | 555 | 20% | 20% | 0.089763 | 0.0042162
15 | 4 | 0.0040373 | 50 | 15 | 4 | IND | 9.745 | 0.997 | 2826.058 | 289.213 | 0.468 | 0.494 | 4.565 | 0.492 | 1323.876 | 142.73 | 0.0040373 | 4.565 | 0.492 | 0.01843 | 0.0019864 | 0.468 | 0.49351 | 1330 | 5 | Dry Detention | 0.2 |  |  | TMDL | TMDL |  |  | 214.6916 | 175.8656 | 50 | 20% | 20% | 0.0036861 | 0.00039727
40 | 2 | 11.8686 | 272 | 40 | 2 | MDR | 11.6613 | 0.577 | 15641.833 | 773.896 | 0.877 | 0.884 | 10.225 | 0.51 | 13715.384 | 683.794 | 11.8686 | 10.225 | 0.51 | 121.3564 | 6.053 | 0.877 | 0.88357 | 1331 | 5 | Dry Detention | 0.2 |  |  | TMDL | TMDL |  |  | 11734.766 | 1845458.7236 | 272 | 20% | 20% | 24.2713 | 1.2106
40 | 11 | 0.75451 | 279 | 40 | 11 | FOR | 3.6901 | 0.154 | 450.076 | 18.808 | 0.88 | 0.888 | 3.247 | 0.137 | 396.042 | 16.694 | 0.75451 | 3.247 | 0.137 | 2.4499 | 0.10337 | 0.88 | 0.8876 | 1331 | 5 | Dry Detention | 0.2 |  |  | TMDL | TMDL |  |  | 11734.766 | 1845458.7236 | 279 | 20% | 20% | 0.48998 | 0.020674
40 | 13 | 0.37221 | 281 | 40 | 13 | WET | 1.1184 | 0.045 | 608.832 | 24.31 | 0.88 | 0.889 | 0.985 | 0.04 | 535.989 | 21.621 | 0.37221 | 0.985 | 0.04 | 0.36662 | 0.014888 | 0.88 | 0.88938 | 1331 | 5 | Dry Detention | 0.2 |  |  | TMDL | TMDL |  |  | 11734.766 | 1845458.7236 | 281 | 20% | 20% | 0.073324 | 0.0029776
41 | 2 | 17.1169 | 283 | 41 | 2 | MDR | 11.9201 | 0.582 | 23513.664 | 1147.493 | 0.961 | 0.923 | 11.452 | 0.537 | 22589.972 | 1059.182 | 17.1169 | 10.039 | 0.474 | 171.8369 | 8.1134 | 0.842 | 0.81527 | 1331 | 5 | Dry Detention | 0.2 |  |  | TMDL | TMDL |  |  | 11734.766 | 1845458.7236 | 283 | 20% | 20% | 34.3674 | 1.6227
41 | 11 | 1.6634 | 291 | 41 | 11 | FOR | 3.3637 | 0.139 | 1738.258 | 71.607 | 0.961 | 0.923 | 3.231 | 0.128 | 1669.641 | 66.092 | 1.6634 | 2.844 | 0.114 | 4.7307 | 0.18963 | 0.846 | 0.81972 | 1331 | 5 | Dry Detention | 0.2 |  |  | TMDL | TMDL |  |  | 11734.766 | 1845458.7236 | 291 | 20% | 20% | 0.94614 | 0.037926
41 | 13 | 10.5904 | 293 | 41 | 13 | WET | 1.0484 | 0.041 | 1567.871 | 61.608 | 0.962 | 0.921 | 1.008 | 0.038 | 1507.852 | 56.766 | 10.5904 | 0.888 | 0.034 | 9.4043 | 0.36007 | 0.847 | 0.81976 | 1331 | 5 | Dry Detention | 0.2 |  |  | TMDL | TMDL |  |  | 11734.766 | 1845458.7236 | 293 | 20% | 20% | 1.8809 | 0.072015
40 | 2 | 17.2806 | 272 | 40 | 2 | MDR | 11.6613 | 0.577 | 15641.833 | 773.896 | 0.877 | 0.884 | 10.225 | 0.51 | 13715.384 | 683.794 | 17.2806 | 10.225 | 0.51 | 176.6945 | 8.8131 | 0.877 | 0.88357 | 1332 | 5 | Dry Detention | 0.2 |  |  | TMDL | TMDL |  |  | 10117.9265 | 928017.1798 | 272 | 20% | 20% | 35.3389 | 1.7626
40 | 11 | 0.17055 | 279 | 40 | 11 | FOR | 3.6901 | 0.154 | 450.076 | 18.808 | 0.88 | 0.888 | 3.247 | 0.137 | 396.042 | 16.694 | 0.17055 | 3.247 | 0.137 | 0.55379 | 0.023366 | 0.88 | 0.8876 | 1332 | 5 | Dry Detention | 0.2 |  |  | TMDL | TMDL |  |  | 10117.9265 | 928017.1798 | 279 | 20% | 20% | 0.11076 | 0.0046732
40 | 13 | 3.8532 | 281 | 40 | 13 | WET | 1.1184 | 0.045 | 608.832 | 24.31 | 0.88 | 0.889 | 0.985 | 0.04 | 535.989 | 21.621 | 3.8532 | 0.985 | 0.04 | 3.7954 | 0.15413 | 0.88 | 0.88938 | 1332 | 5 | Dry Detention | 0.2 |  |  | TMDL | TMDL |  |  | 10117.9265 | 928017.1798 | 281 | 20% | 20% | 0.75909 | 0.030826
41 | 2 | 20.9197 | 283 | 41 | 2 | MDR | 11.9201 | 0.582 | 23513.664 | 1147.493 | 0.961 | 0.923 | 11.452 | 0.537 | 22589.972 | 1059.182 | 20.9197 | 10.039 | 0.474 | 210.0124 | 9.9159 | 0.842 | 0.81527 | 1333 | 5 | Dry Detention | 0.2 |  |  | TMDL | TMDL |  |  | 9943.4362 | 925558.094 | 283 | 20% | 20% | 42.0025 | 1.9832
41 | 11 | 0.32832 | 291 | 41 | 11 | FOR | 3.3637 | 0.139 | 1738.258 | 71.607 | 0.961 | 0.923 | 3.231 | 0.128 | 1669.641 | 66.092 | 0.32832 | 2.844 | 0.114 | 0.93375 | 0.037429 | 0.846 | 0.81972 | 1333 | 5 | Dry Detention | 0.2 |  |  | TMDL | TMDL |  |  | 9943.4362 | 925558.094 | 291 | 20% | 20% | 0.18675 | 0.0074857
90 | 2 | 1.4899 | 546 | 90 | 2 | MDR | 11.3664 | 0.605 | 14884.136 | 791.874 | 0.804 | 0.836 | 9.135 | 0.506 | 11961.814 | 662.37 | 1.4899 | 4.317 | 0.251 | 6.4318 | 0.37396 | 0.38 | 0.41575 | 1334 | 5 | Dry Detention | 0.2 |  |  | TMDL | TMDL |  |  | 4889.2222 | 182310.8072 | 546 | 20% | 20% | 1.2864 | 0.074792
90 | 6 | 2.4215 | 549 | 90 | 6 | OPE | 6.2286 | 0.301 | 946.924 | 45.732 | 0.804 | 0.837 | 5.007 | 0.252 | 761.157 | 38.267 | 2.4215 | 2.372 | 0.125 | 5.7438 | 0.30269 | 0.381 | 0.41716 | 1334 | 5 | Dry Detention | 0.2 |  |  | TMDL | TMDL |  |  | 4889.2222 | 182310.8072 | 549 | 20% | 20% | 1.1488 | 0.060538
90 | 13 | 0.27391 | 555 | 90 | 13 | WET | 1.6912 | 0.073 | 1170.334 | 50.223 | 0.811 | 0.843 | 1.372 | 0.061 | 949.219 | 42.348 | 0.27391 | 0.66 | 0.031 | 0.18078 | 0.0084911 | 0.39 | 0.4275 | 1334 | 5 | Dry Detention | 0.2 |  |  | TMDL | TMDL |  |  | 4889.2222 | 182310.8072 | 555 | 20% | 20% | 0.036156 | 0.0016982
40 | 2 | 0.77284 | 272 | 40 | 2 | MDR | 11.6613 | 0.577 | 15641.833 | 773.896 | 0.877 | 0.884 | 10.225 | 0.51 | 13715.384 | 683.794 | 0.77284 | 10.225 | 0.51 | 7.9023 | 0.39415 | 0.877 | 0.88357 | 1335 | 5 | Dry Detention | 0.2 |  |  | TMDL | TMDL |  |  | 939.8034 | 33664.7514 | 272 | 20% | 20% | 1.5805 | 0.07883
37 | 13 | 0.6883 | 246 | 37 | 13 | WET | 3.5077 | 0.316 | 851.017 | 76.687 | 0.829 | 0.812 | 2.906 | 0.257 | 705.132 | 62.266 | 0.6883 | 2.906 | 0.257 | 2.0002 | 0.17689 | 0.829 | 0.81195 | 1336 | 5 | Dry Detention | 0.2 |  |  | TMDL | TMDL |  |  | 748.5834 | 29982.163 | 246 | 20% | 20% | 0.40004 | 0.035379
40 | 2 | 0.90415 | 272 | 40 | 2 | MDR | 11.6613 | 0.577 | 15641.833 | 773.896 | 0.877 | 0.884 | 10.225 | 0.51 | 13715.384 | 683.794 | 0.90415 | 10.225 | 0.51 | 9.2449 | 0.46112 | 0.877 | 0.88357 | 1337 | 5 | Dry Detention | 0.2 |  |  | TMDL | TMDL |  |  | 999.6911 | 39384.6367 | 272 | 20% | 20% | 1.849 | 0.092223
90 | 2 | 0.035038 | 546 | 90 | 2 | MDR | 11.3664 | 0.605 | 14884.136 | 791.874 | 0.804 | 0.836 | 9.135 | 0.506 | 11961.814 | 662.37 | 0.035038 | 4.317 | 0.251 | 0.15126 | 0.0087945 | 0.38 | 0.41575 | 1338 | 5 | Dry Detention | 0.2 |  |  | TMDL | TMDL |  |  | 504.7511 | 1543.3004 | 546 | 20% | 20% | 0.030252 | 0.0017589
90 | 13 | 0.00039111 | 555 | 90 | 13 | WET | 1.6912 | 0.073 | 1170.334 | 50.223 | 0.811 | 0.843 | 1.372 | 0.061 | 949.219 | 42.348 | 0.00039111 | 0.66 | 0.031 | 0.00025814 | 1.2125e-05 | 0.39 | 0.4275 | 1338 | 5 | Dry Detention | 0.2 |  |  | TMDL | TMDL |  |  | 504.7511 | 1543.3004 | 555 | 20% | 20% | 5.1627e-05 | 2.4249e-06
37 | 1 | 2.0924 | 238 | 37 | 1 | LDR | 5.1162 | 0.464 | 345.183 | 31.305 | 0.812 | 0.781 | 4.154 | 0.362 | 280.282 | 24.449 | 2.0924 | 4.154 | 0.362 | 8.6919 | 0.75746 | 0.812 | 0.78099 | 1339 | 5 | Dry Detention | 0.2 |  |  | TMDL | TMDL |  |  | 1217.3973 | 92584.281 | 238 | 20% | 20% | 1.7384 | 0.15149
37 | 13 | 0.033032 | 246 | 37 | 13 | WET | 3.5077 | 0.316 | 851.017 | 76.687 | 0.829 | 0.812 | 2.906 | 0.257 | 705.132 | 62.266 | 0.033032 | 2.906 | 0.257 | 0.09599 | 0.0084891 | 0.829 | 0.81195 | 1339 | 5 | Dry Detention | 0.2 |  |  | TMDL | TMDL |  |  | 1217.3973 | 92584.281 | 246 | 20% | 20% | 0.019198 | 0.0016978
37 | 1 | 1.2156 | 238 | 37 | 1 | LDR | 5.1162 | 0.464 | 345.183 | 31.305 | 0.812 | 0.781 | 4.154 | 0.362 | 280.282 | 24.449 | 1.2156 | 4.154 | 0.362 | 5.0495 | 0.44004 | 0.812 | 0.78099 | 1340 | 5 | Dry Detention | 0.2 |  |  | TMDL | TMDL |  |  | 1033.5524 | 65419.7812 | 238 | 20% | 20% | 1.0099 | 0.088007
37 | 13 | 0.28627 | 246 | 37 | 13 | WET | 3.5077 | 0.316 | 851.017 | 76.687 | 0.829 | 0.812 | 2.906 | 0.257 | 705.132 | 62.266 | 0.28627 | 2.906 | 0.257 | 0.8319 | 0.073572 | 0.829 | 0.81195 | 1340 | 5 | Dry Detention | 0.2 |  |  | TMDL | TMDL |  |  | 1033.5524 | 65419.7812 | 246 | 20% | 20% | 0.16638 | 0.014714
90 | 2 | 0.036788 | 546 | 90 | 2 | MDR | 11.3664 | 0.605 | 14884.136 | 791.874 | 0.804 | 0.836 | 9.135 | 0.506 | 11961.814 | 662.37 | 0.036788 | 4.317 | 0.251 | 0.15881 | 0.0092337 | 0.38 | 0.41575 | 1341 | 5 | Dry Detention | 0.2 |  |  | TMDL | TMDL |  |  | 183.722 | 1602.4654 | 546 | 20% | 20% | 0.031762 | 0.0018467
12 | 1 | 0.17004 | 29 | 12 | 1 | LDR | 4.9541 | 0.223 | 44.201 | 1.991 | 0.192 | 0.145 | 0.952 | 0.032 | 8.493 | 0.289 | 0.17004 | 0.455 | 0.016 | 0.077367 | 0.0027206 | 0.092 | 0.073545 | 1342 | 5 | Dry Detention | 0.2 |  |  | TMDL | TMDL |  |  | 991.2991 | 60427.9935 | 29 | 20% | 20% | 0.015473 | 0.00054412
12 | 4 | 1.2172 | 32 | 12 | 4 | IND | 14.5181 | 1.342 | 4977.165 | 460.2 | 0.187 | 0.143 | 2.714 | 0.191 | 930.547 | 65.617 | 1.2172 | 1.286 | 0.097 | 1.5653 | 0.11807 | 0.089 | 0.072122 | 1342 | 5 | Dry Detention | 0.2 |  |  | TMDL | TMDL |  |  | 991.2991 | 60427.9935 | 32 | 20% | 20% | 0.31306 | 0.023614
36 | 1 | 1.3022 | 226 | 36 | 1 | LDR | 4.6704 | 0.433 | 1027.379 | 95.227 | 0.665 | 0.617 | 3.104 | 0.267 | 682.806 | 58.773 | 1.3022 | 3.104 | 0.267 | 4.0421 | 0.34769 | 0.665 | 0.61719 | 1343 | 5 | Dry Detention | 0.2 |  |  | TMDL | TMDL |  |  | 1336.198 | 83971.5283 | 226 | 20% | 20% | 0.80842 | 0.069539
36 | 13 | 0.6255 | 237 | 36 | 13 | WET | 2.5089 | 0.197 | 2607.78 | 205.211 | 0.69 | 0.646 | 1.731 | 0.127 | 1798.721 | 132.5 | 0.6255 | 1.731 | 0.127 | 1.0827 | 0.079439 | 0.69 | 0.64567 | 1343 | 5 | Dry Detention | 0.2 |  |  | TMDL | TMDL |  |  | 1336.198 | 83971.5283 | 237 | 20% | 20% | 0.21655 | 0.015888
90 | 2 | 7.6341 | 546 | 90 | 2 | MDR | 11.3664 | 0.605 | 14884.136 | 791.874 | 0.804 | 0.836 | 9.135 | 0.506 | 11961.814 | 662.37 | 7.6341 | 4.317 | 0.251 | 32.9562 | 1.9161 | 0.38 | 0.41575 | 1344 | 5 | Dry Detention | 0.2 |  |  | TMDL | TMDL |  |  | 3139.5201 | 332537.9893 | 546 | 20% | 20% | 6.5912 | 0.38323
12 | 4 | 1.5974 | 32 | 12 | 4 | IND | 14.5181 | 1.342 | 4977.165 | 460.2 | 0.187 | 0.143 | 2.714 | 0.191 | 930.547 | 65.617 | 1.5974 | 1.286 | 0.097 | 2.0542 | 0.15494 | 0.089 | 0.072122 | 1345 | 5 | Dry Detention | 0.2 |  |  | TMDL | TMDL |  |  | 1064.1398 | 69581.0379 | 32 | 20% | 20% | 0.41084 | 0.030989
90 | 6 | 0.0018311 | 549 | 90 | 6 | OPE | 6.2286 | 0.301 | 946.924 | 45.732 | 0.804 | 0.837 | 5.007 | 0.252 | 761.157 | 38.267 | 0.0018311 | 2.372 | 0.125 | 0.0043434 | 0.00022889 | 0.381 | 0.41716 | 1346 | 5 | Dry Detention | 0.2 |  |  | TMDL | TMDL |  |  | 72.5289 | 79.7625 | 549 | 20% | 20% | 0.00086868 | 4.5778e-05
15 | 4 | 0.0078219 | 50 | 15 | 4 | IND | 9.745 | 0.997 | 2826.058 | 289.213 | 0.468 | 0.494 | 4.565 | 0.492 | 1323.876 | 142.73 | 0.0078219 | 4.565 | 0.492 | 0.035707 | 0.0038484 | 0.468 | 0.49351 | 1347 | 5 | Dry Detention | 0.2 |  |  | TMDL | TMDL |  |  | 437.0565 | 340.7218 | 50 | 20% | 20% | 0.0071414 | 0.00076968
36 | 1 | 2.1065 | 226 | 36 | 1 | LDR | 4.6704 | 0.433 | 1027.379 | 95.227 | 0.665 | 0.617 | 3.104 | 0.267 | 682.806 | 58.773 | 2.1065 | 3.104 | 0.267 | 6.5387 | 0.56244 | 0.665 | 0.61719 | 1348 | 5 | Dry Detention | 0.2 |  |  | TMDL | TMDL |  |  | 2214.8028 | 298507.5001 | 226 | 20% | 20% | 1.3077 | 0.11249
36 | 11 | 1.6772 | 235 | 36 | 11 | FOR | 1.6973 | 0.136 | 456.356 | 36.497 | 0.685 | 0.642 | 1.162 | 0.087 | 312.528 | 23.445 | 1.6772 | 1.162 | 0.087 | 1.949 | 0.14592 | 0.685 | 0.64239 | 1348 | 5 | Dry Detention | 0.2 |  |  | TMDL | TMDL |  |  | 2214.8028 | 298507.5001 | 235 | 20% | 20% | 0.38979 | 0.029184
36 | 13 | 3.0267 | 237 | 36 | 13 | WET | 2.5089 | 0.197 | 2607.78 | 205.211 | 0.69 | 0.646 | 1.731 | 0.127 | 1798.721 | 132.5 | 3.0267 | 1.731 | 0.127 | 5.2392 | 0.38439 | 0.69 | 0.64567 | 1348 | 5 | Dry Detention | 0.2 |  |  | TMDL | TMDL |  |  | 2214.8028 | 298507.5001 | 237 | 20% | 20% | 1.0478 | 0.076878
37 | 1 | 0.035085 | 238 | 37 | 1 | LDR | 5.1162 | 0.464 | 345.183 | 31.305 | 0.812 | 0.781 | 4.154 | 0.362 | 280.282 | 24.449 | 0.035085 | 4.154 | 0.362 | 0.14574 | 0.012701 | 0.812 | 0.78099 | 1348 | 5 | Dry Detention | 0.2 |  |  | TMDL | TMDL |  |  | 2214.8028 | 298507.5001 | 238 | 20% | 20% | 0.029149 | 0.0025402
37 | 13 | 0.0072698 | 246 | 37 | 13 | WET | 3.5077 | 0.316 | 851.017 | 76.687 | 0.829 | 0.812 | 2.906 | 0.257 | 705.132 | 62.266 | 0.0072698 | 2.906 | 0.257 | 0.021126 | 0.0018683 | 0.829 | 0.81195 | 1348 | 5 | Dry Detention | 0.2 |  |  | TMDL | TMDL |  |  | 2214.8028 | 298507.5001 | 246 | 20% | 20% | 0.0042252 | 0.00037367
12 | 4 | 1.759 | 32 | 12 | 4 | IND | 14.5181 | 1.342 | 4977.165 | 460.2 | 0.187 | 0.143 | 2.714 | 0.191 | 930.547 | 65.617 | 1.759 | 1.286 | 0.097 | 2.2621 | 0.17063 | 0.089 | 0.072122 | 1349 | 5 | Dry Detention | 0.2 |  |  | TMDL | TMDL |  |  | 1485.5237 | 76623.9101 | 32 | 20% | 20% | 0.45243 | 0.034126
12 | 4 | 2.5416 | 32 | 12 | 4 | IND | 14.5181 | 1.342 | 4977.165 | 460.2 | 0.187 | 0.143 | 2.714 | 0.191 | 930.547 | 65.617 | 2.5416 | 1.286 | 0.097 | 3.2685 | 0.24653 | 0.089 | 0.072122 | 1350 | 5 | Dry Detention | 0.2 |  |  | TMDL | TMDL |  |  | 1446.4728 | 110710.796 | 32 | 20% | 20% | 0.65369 | 0.049307
90 | 2 | 0.04855 | 546 | 90 | 2 | MDR | 11.3664 | 0.605 | 14884.136 | 791.874 | 0.804 | 0.836 | 9.135 | 0.506 | 11961.814 | 662.37 | 0.04855 | 4.317 | 0.251 | 0.20959 | 0.012186 | 0.38 | 0.41575 | 1351 | 5 | Dry Detention | 0.2 |  |  | TMDL | TMDL |  |  | 689.627 | 11750.7162 | 546 | 20% | 20% | 0.041918 | 0.0024372
90 | 6 | 0.062053 | 549 | 90 | 6 | OPE | 6.2286 | 0.301 | 946.924 | 45.732 | 0.804 | 0.837 | 5.007 | 0.252 | 761.157 | 38.267 | 0.062053 | 2.372 | 0.125 | 0.14719 | 0.0077566 | 0.381 | 0.41716 | 1351 | 5 | Dry Detention | 0.2 |  |  | TMDL | TMDL |  |  | 689.627 | 11750.7162 | 549 | 20% | 20% | 0.029438 | 0.0015513
90 | 11 | 0.15916 | 553 | 90 | 11 | FOR | 2.8901 | 0.129 | 722.975 | 32.197 | 0.805 | 0.838 | 2.326 | 0.108 | 581.805 | 26.979 | 0.15916 | 1.119 | 0.054 | 0.1781 | 0.0085945 | 0.387 | 0.42305 | 1351 | 5 | Dry Detention | 0.2 |  |  | TMDL | TMDL |  |  | 689.627 | 11750.7162 | 553 | 20% | 20% | 0.03562 | 0.0017189
38 | 13 | 0.0029295 | 258 | 38 | 13 | WET | 6.7199 | 0.666 | 2399.981 | 237.942 | 0.759 | 0.75 | 5.104 | 0.5 | 1822.705 | 178.541 | 0.0029295 | 5.104 | 0.5 | 0.014952 | 0.0014647 | 0.759 | 0.75035 | 1352 | 5 | Dry Detention | 0.2 |  |  | TMDL | TMDL |  |  | 260.9243 | 127.6079 | 258 | 20% | 20% | 0.0029904 | 0.00029295
38 | 1 | 4.3761 | 247 | 38 | 1 | LDR | 4.4646 | 0.394 | 219.902 | 19.412 | 0.753 | 0.733 | 3.362 | 0.289 | 165.572 | 14.232 | 4.3761 | 3.362 | 0.289 | 14.7124 | 1.2647 | 0.753 | 0.73313 | 1353 | 5 | Dry Detention | 0.2 |  |  | TMDL | TMDL |  |  | 3498.4382 | 511291.4886 | 247 | 20% | 20% | 2.9425 | 0.25294
38 | 3 | 5.6125 | 249 | 38 | 3 | HDR | 18.6003 | 2.134 | 470.588 | 54.001 | 0.751 | 0.735 | 13.977 | 1.568 | 353.613 | 39.681 | 5.6125 | 13.977 | 1.568 | 78.4458 | 8.8004 | 0.751 | 0.73482 | 1353 | 5 | Dry Detention | 0.2 |  |  | TMDL | TMDL |  |  | 3498.4382 | 511291.4886 | 249 | 20% | 20% | 15.6892 | 1.7601
38 | 12 | 0.32364 | 257 | 38 | 12 | WAT | 0.4049 | 0.025 | 12.452 | 0.773 | 0.766 | 0.744 | 0.31 | 0.019 | 9.543 | 0.575 | 0.32364 | 0.31 | 0.019 | 0.10033 | 0.0061492 | 0.766 | 0.74449 | 1353 | 5 | Dry Detention | 0.2 |  |  | TMDL | TMDL |  |  | 3498.4382 | 511291.4886 | 257 | 20% | 20% | 0.020066 | 0.0012298
38 | 13 | 1.4255 | 258 | 38 | 13 | WET | 6.7199 | 0.666 | 2399.981 | 237.942 | 0.759 | 0.75 | 5.104 | 0.5 | 1822.705 | 178.541 | 1.4255 | 5.104 | 0.5 | 7.2756 | 0.71273 | 0.759 | 0.75035 | 1353 | 5 | Dry Detention | 0.2 |  |  | TMDL | TMDL |  |  | 3498.4382 | 511291.4886 | 258 | 20% | 20% | 1.4551 | 0.14255
90 | 2 | 8.4676 | 546 | 90 | 2 | MDR | 11.3664 | 0.605 | 14884.136 | 791.874 | 0.804 | 0.836 | 9.135 | 0.506 | 11961.814 | 662.37 | 8.4676 | 4.317 | 0.251 | 36.5545 | 2.1254 | 0.38 | 0.41575 | 1354 | 5 | Dry Detention | 0.2 |  |  | TMDL | TMDL |  |  | 3600.473 | 368845.7009 | 546 | 20% | 20% | 7.3109 | 0.42507
37 | 13 | 3.0821 | 246 | 37 | 13 | WET | 3.5077 | 0.316 | 851.017 | 76.687 | 0.829 | 0.812 | 2.906 | 0.257 | 705.132 | 62.266 | 3.0821 | 2.906 | 0.257 | 8.9566 | 0.7921 | 0.829 | 0.81195 | 1355 | 5 | Dry Detention | 0.2 |  |  | TMDL | TMDL |  |  | 1889.0886 | 134256.0942 | 246 | 20% | 20% | 1.7913 | 0.15842
37 | 1 | 3.6568e-05 | 238 | 37 | 1 | LDR | 5.1162 | 0.464 | 345.183 | 31.305 | 0.812 | 0.781 | 4.154 | 0.362 | 280.282 | 24.449 | 3.6568e-05 | 4.154 | 0.362 | 0.0001519 | 1.3238e-05 | 0.812 | 0.78099 | 1356 | 5 | Dry Detention | 0.2 |  |  | TMDL | TMDL |  |  | 2825.5379 | 234800.629 | 238 | 20% | 20% | 3.038e-05 | 2.6475e-06
37 | 9 | 0.45497 | 242 | 37 | 9 | AGT | 6.3022 | 0.581 | 574.088 | 52.959 | 0.832 | 0.808 | 5.243 | 0.47 | 477.577 | 42.779 | 0.45497 | 5.243 | 0.47 | 2.3854 | 0.21384 | 0.832 | 0.80776 | 1356 | 5 | Dry Detention | 0.2 |  |  | TMDL | TMDL |  |  | 2825.5379 | 234800.629 | 242 | 20% | 20% | 0.47708 | 0.042767
37 | 12 | 0.70728 | 245 | 37 | 12 | WAT | 0.5682 | 0.038 | 13.587 | 0.921 | 0.823 | 0.792 | 0.468 | 0.03 | 11.188 | 0.729 | 0.70728 | 0.468 | 0.03 | 0.33101 | 0.021218 | 0.823 | 0.79155 | 1356 | 5 | Dry Detention | 0.2 |  |  | TMDL | TMDL |  |  | 2825.5379 | 234800.629 | 245 | 20% | 20% | 0.066202 | 0.0042437
37 | 13 | 4.228 | 246 | 37 | 13 | WET | 3.5077 | 0.316 | 851.017 | 76.687 | 0.829 | 0.812 | 2.906 | 0.257 | 705.132 | 62.266 | 4.228 | 2.906 | 0.257 | 12.2866 | 1.0866 | 0.829 | 0.81195 | 1356 | 5 | Dry Detention | 0.2 |  |  | TMDL | TMDL |  |  | 2825.5379 | 234800.629 | 246 | 20% | 20% | 2.4573 | 0.21732
40 | 2 | 4.7095 | 272 | 40 | 2 | MDR | 11.6613 | 0.577 | 15641.833 | 773.896 | 0.877 | 0.884 | 10.225 | 0.51 | 13715.384 | 683.794 | 4.7095 | 10.225 | 0.51 | 48.1543 | 2.4018 | 0.877 | 0.88357 | 1357 | 5 | Dry Detention | 0.2 |  |  | TMDL | TMDL |  |  | 7807.869 | 297469.3581 | 272 | 20% | 20% | 9.6309 | 0.48037
40 | 7 | 1.3985 | 276 | 40 | 7 | PAS | 12.7524 | 0.661 | 1906.627 | 98.874 | 0.878 | 0.885 | 11.19 | 0.585 | 1673.08 | 87.468 | 1.3985 | 11.19 | 0.585 | 15.6487 | 0.8181 | 0.878 | 0.88464 | 1357 | 5 | Dry Detention | 0.2 |  |  | TMDL | TMDL |  |  | 7807.869 | 297469.3581 | 276 | 20% | 20% | 3.1297 | 0.16362
40 | 11 | 0.72106 | 279 | 40 | 11 | FOR | 3.6901 | 0.154 | 450.076 | 18.808 | 0.88 | 0.888 | 3.247 | 0.137 | 396.042 | 16.694 | 0.72106 | 3.247 | 0.137 | 2.3413 | 0.098786 | 0.88 | 0.8876 | 1357 | 5 | Dry Detention | 0.2 |  |  | TMDL | TMDL |  |  | 7807.869 | 297469.3581 | 279 | 20% | 20% | 0.46826 | 0.019757
90 | 2 | 0.0038088 | 546 | 90 | 2 | MDR | 11.3664 | 0.605 | 14884.136 | 791.874 | 0.804 | 0.836 | 9.135 | 0.506 | 11961.814 | 662.37 | 0.0038088 | 4.317 | 0.251 | 0.016442 | 0.000956 | 0.38 | 0.41575 | 1358 | 5 | Dry Detention | 0.2 |  |  | TMDL | TMDL |  |  | 181.4926 | 185.1144 | 546 | 20% | 20% | 0.0032885 | 0.0001912
90 | 13 | 0.00044089 | 555 | 90 | 13 | WET | 1.6912 | 0.073 | 1170.334 | 50.223 | 0.811 | 0.843 | 1.372 | 0.061 | 949.219 | 42.348 | 0.00044089 | 0.66 | 0.031 | 0.00029099 | 1.3668e-05 | 0.39 | 0.4275 | 1358 | 5 | Dry Detention | 0.2 |  |  | TMDL | TMDL |  |  | 181.4926 | 185.1144 | 555 | 20% | 20% | 5.8198e-05 | 2.7335e-06
12 | 4 | 0.69456 | 32 | 12 | 4 | IND | 14.5181 | 1.342 | 4977.165 | 460.2 | 0.187 | 0.143 | 2.714 | 0.191 | 930.547 | 65.617 | 0.69456 | 1.286 | 0.097 | 0.8932 | 0.067372 | 0.089 | 0.072122 | 1360 | 5 | Dry Detention | 0.2 |  |  | TMDL | TMDL |  |  | 891.2593 | 30254.9281 | 32 | 20% | 20% | 0.17864 | 0.013474
90 | 1 | 74.8341 | 545 | 90 | 1 | LDR | 6.1079 | 0.308 | 1822.248 | 91.801 | 0.804 | 0.837 | 4.91 | 0.257 | 1464.821 | 76.812 | 74.8341 | 2.322 | 0.128 | 173.7649 | 9.5788 | 0.38 | 0.41636 | 1361 | 5 | Dry Detention | 0.2 |  |  | TMDL | TMDL |  |  | 31617.2332 | 7662972.5213 | 545 | 20% | 20% | 34.753 | 1.9158
90 | 2 | 28.2132 | 546 | 90 | 2 | MDR | 11.3664 | 0.605 | 14884.136 | 791.874 | 0.804 | 0.836 | 9.135 | 0.506 | 11961.814 | 662.37 | 28.2132 | 4.317 | 0.251 | 121.7966 | 7.0815 | 0.38 | 0.41575 | 1361 | 5 | Dry Detention | 0.2 |  |  | TMDL | TMDL |  |  | 31617.2332 | 7662972.5213 | 546 | 20% | 20% | 24.3593 | 1.4163
90 | 6 | 2.314 | 549 | 90 | 6 | OPE | 6.2286 | 0.301 | 946.924 | 45.732 | 0.804 | 0.837 | 5.007 | 0.252 | 761.157 | 38.267 | 2.314 | 2.372 | 0.125 | 5.4887 | 0.28924 | 0.381 | 0.41716 | 1361 | 5 | Dry Detention | 0.2 |  |  | TMDL | TMDL |  |  | 31617.2332 | 7662972.5213 | 549 | 20% | 20% | 1.0977 | 0.057849
90 | 7 | 6.0711 | 550 | 90 | 7 | PAS | 11.871 | 0.662 | 380.957 | 21.246 | 0.804 | 0.836 | 9.541 | 0.554 | 306.181 | 17.771 | 6.0711 | 4.524 | 0.277 | 27.4654 | 1.6817 | 0.381 | 0.41768 | 1361 | 5 | Dry Detention | 0.2 |  |  | TMDL | TMDL |  |  | 31617.2332 | 7662972.5213 | 550 | 20% | 20% | 5.4931 | 0.33634
90 | 8 | 30.3258 | 551 | 90 | 8 | AGR | 14.8163 | 0.836 | 539.79 | 30.457 | 0.804 | 0.837 | 11.911 | 0.7 | 433.944 | 25.486 | 30.3258 | 5.671 | 0.35 | 171.9775 | 10.614 | 0.383 | 0.4187 | 1361 | 5 | Dry Detention | 0.2 |  |  | TMDL | TMDL |  |  | 31617.2332 | 7662972.5213 | 551 | 20% | 20% | 34.3955 | 2.1228
90 | 11 | 11.7631 | 553 | 90 | 11 | FOR | 2.8901 | 0.129 | 722.975 | 32.197 | 0.805 | 0.838 | 2.326 | 0.108 | 581.805 | 26.979 | 11.7631 | 1.119 | 0.054 | 13.1629 | 0.63521 | 0.387 | 0.42305 | 1361 | 5 | Dry Detention | 0.2 |  |  | TMDL | TMDL |  |  | 31617.2332 | 7662972.5213 | 553 | 20% | 20% | 2.6326 | 0.12704
90 | 12 | 6.6523 | 554 | 90 | 12 | WAT | 0.83586 | 0.028 | 130.779 | 4.341 | 0.808 | 0.839 | 0.676 | 0.023 | 105.721 | 3.643 | 6.6523 | 0.322 | 0.012 | 2.142 | 0.079828 | 0.385 | 0.41867 | 1361 | 5 | Dry Detention | 0.2 |  |  | TMDL | TMDL |  |  | 31617.2332 | 7662972.5213 | 554 | 20% | 20% | 0.42841 | 0.015966
90 | 13 | 9.192 | 555 | 90 | 13 | WET | 1.6912 | 0.073 | 1170.334 | 50.223 | 0.811 | 0.843 | 1.372 | 0.061 | 949.219 | 42.348 | 9.192 | 0.66 | 0.031 | 6.0667 | 0.28495 | 0.39 | 0.4275 | 1361 | 5 | Dry Detention | 0.2 |  |  | TMDL | TMDL |  |  | 31617.2332 | 7662972.5213 | 555 | 20% | 20% | 1.2133 | 0.05699
91 | 2 | 6.3209 | 557 | 91 | 2 | MDR | 17.0725 | 0.876 | 2453.124 | 125.823 | 0.218 | 0.115 | 3.73 | 0.101 | 535.951 | 14.489 | 6.3209 | 1.431 | 0.043 | 9.0452 | 0.2718 | 0.084 | 0.048784 | 1361 | 5 | Dry Detention | 0.2 |  |  | TMDL | TMDL |  |  | 31617.2332 | 7662972.5213 | 557 | 20% | 20% | 1.809 | 0.05436
91 | 11 | 0.22842 | 563 | 91 | 11 | FOR | 4.337 | 0.188 | 39.061 | 1.692 | 0.228 | 0.129 | 0.99 | 0.024 | 8.916 | 0.218 | 0.22842 | 0.387 | 0.01 | 0.088397 | 0.0022842 | 0.089 | 0.055294 | 1361 | 5 | Dry Detention | 0.2 |  |  | TMDL | TMDL |  |  | 31617.2332 | 7662972.5213 | 563 | 20% | 20% | 0.017679 | 0.00045683
91 | 13 | 0.0034356 | 565 | 91 | 13 | WET | 2.4407 | 0.101 | 90.532 | 3.763 | 0.231 | 0.129 | 0.564 | 0.013 | 20.917 | 0.484 | 0.0034356 | 0.222 | 0.006 | 0.00076271 | 2.0614e-05 | 0.091 | 0.055914 | 1361 | 5 | Dry Detention | 0.2 |  |  | TMDL | TMDL |  |  | 31617.2332 | 7662972.5213 | 565 | 20% | 20% | 0.00015254 | 4.1228e-06
12 | 4 | 0.23359 | 32 | 12 | 4 | IND | 14.5181 | 1.342 | 4977.165 | 460.2 | 0.187 | 0.143 | 2.714 | 0.191 | 930.547 | 65.617 | 0.23359 | 1.286 | 0.097 | 0.3004 | 0.022658 | 0.089 | 0.072122 | 1362 | 5 | Dry Detention | 0.2 |  |  | TMDL | TMDL |  |  | 1836.3265 | 111405.0824 | 32 | 20% | 20% | 0.06008 | 0.0045317
13 | 4 | 2.3239 | 41 | 13 | 4 | IND | 26.0926 | 1.754 | 7076.808 | 475.796 | 0.518 | 0.323 | 13.52 | 0.566 | 3666.784 | 153.491 | 2.3239 | 6.43 | 0.285 | 14.9429 | 0.66232 | 0.246 | 0.16272 | 1362 | 5 | Dry Detention | 0.2 |  |  | TMDL | TMDL |  |  | 1836.3265 | 111405.0824 | 41 | 20% | 20% | 2.9886 | 0.13246
38 | 1 | 0.16388 | 247 | 38 | 1 | LDR | 4.4646 | 0.394 | 219.902 | 19.412 | 0.753 | 0.733 | 3.362 | 0.289 | 165.572 | 14.232 | 0.16388 | 3.362 | 0.289 | 0.55097 | 0.047362 | 0.753 | 0.73313 | 1364 | 5 | Dry Detention | 0.2 |  |  | TMDL | TMDL |  |  | 508.3874 | 7141.8871 | 247 | 20% | 20% | 0.11019 | 0.0094724
38 | 13 | 7.2159e-05 | 258 | 38 | 13 | WET | 6.7199 | 0.666 | 2399.981 | 237.942 | 0.759 | 0.75 | 5.104 | 0.5 | 1822.705 | 178.541 | 7.2159e-05 | 5.104 | 0.5 | 0.0003683 | 3.6079e-05 | 0.759 | 0.75035 | 1364 | 5 | Dry Detention | 0.2 |  |  | TMDL | TMDL |  |  | 508.3874 | 7141.8871 | 258 | 20% | 20% | 7.366e-05 | 7.2159e-06
15 | 13 | 0.0018163 | 56 | 15 | 13 | WET | 5.949 | 0.459 | 2341.804 | 180.724 | 0.473 | 0.503 | 2.811 | 0.231 | 1106.548 | 90.851 | 0.0018163 | 2.811 | 0.231 | 0.0051057 | 0.00041958 | 0.473 | 0.50271 | 1365 | 5 | Dry Detention | 0.2 |  |  | TMDL | TMDL |  |  | 222.8434 | 79.1197 | 56 | 20% | 20% | 0.0010211 | 8.3915e-05
12 | 2 | 0.30909 | 30 | 12 | 2 | MDR | 9.8043 | 0.478 | 3299.018 | 160.951 | 0.191 | 0.144 | 1.876 | 0.069 | 631.242 | 23.116 | 0.30909 | 0.895 | 0.035 | 0.27664 | 0.010818 | 0.091 | 0.072588 | 1366 | 5 | Dry Detention | 0.2 |  |  | TMDL | TMDL |  |  | 470.2401 | 13464.1044 | 30 | 20% | 20% | 0.055328 | 0.0021637
36 | 1 | 0.51603 | 226 | 36 | 1 | LDR | 4.6704 | 0.433 | 1027.379 | 95.227 | 0.665 | 0.617 | 3.104 | 0.267 | 682.806 | 58.773 | 0.51603 | 3.104 | 0.267 | 1.6018 | 0.13778 | 0.665 | 0.61719 | 1367 | 5 | Dry Detention | 0.2 |  |  | TMDL | TMDL |  |  | 940.0886 | 49823.0434 | 226 | 20% | 20% | 0.32035 | 0.027556
36 | 13 | 0.62775 | 237 | 36 | 13 | WET | 2.5089 | 0.197 | 2607.78 | 205.211 | 0.69 | 0.646 | 1.731 | 0.127 | 1798.721 | 132.5 | 0.62775 | 1.731 | 0.127 | 1.0866 | 0.079724 | 0.69 | 0.64567 | 1367 | 5 | Dry Detention | 0.2 |  |  | TMDL | TMDL |  |  | 940.0886 | 49823.0434 | 237 | 20% | 20% | 0.21733 | 0.015945
98 | 1 | 2.5774 | 612 | 98 | 1 | LDR | 5.2337 | 0.483 | 1131.223 | 104.393 | 1.01 | 2 | 5.286 | 0.966 | 1142.425 | 208.786 | 2.5774 | 4.367 | 0.398 | 11.2556 | 1.0258 | 0.834 | 0.82413 | 1368 | 5 | Dry Detention | 0.2 |  |  | TMDL | TMDL |  |  | 3954.7905 | 488236.9893 | 612 | 20% | 20% | 2.2511 | 0.20516
98 | 4 | 8.2933 | 614 | 98 | 4 | IND | 14.8146 | 1.917 | 197.69 | 25.578 | 1.007 | 2 | 14.918 | 3.834 | 199.07 | 51.157 | 8.2933 | 12.189 | 1.562 | 101.087 | 12.9541 | 0.823 | 0.81495 | 1368 | 5 | Dry Detention | 0.2 |  |  | TMDL | TMDL |  |  | 3954.7905 | 488236.9893 | 614 | 20% | 20% | 20.2174 | 2.5908
98 | 7 | 0.32159 | 615 | 98 | 7 | PAS | 8.2347 | 0.77 | 1166.724 | 109.158 | 1.012 | 2 | 8.336 | 1.541 | 1181.074 | 218.316 | 0.32159 | 6.958 | 0.643 | 2.2376 | 0.20678 | 0.845 | 0.83495 | 1368 | 5 | Dry Detention | 0.2 |  |  | TMDL | TMDL |  |  | 3954.7905 | 488236.9893 | 615 | 20% | 20% | 0.44752 | 0.041356
98 | 13 | 0.016114 | 620 | 98 | 13 | WET | 2.2526 | 0.176 | 2135.004 | 166.457 | 1.017 | 2 | 2.29 | 0.351 | 2170.555 | 332.915 | 0.016114 | 1.946 | 0.15 | 0.031358 | 0.0024171 | 0.864 | 0.85634 | 1368 | 5 | Dry Detention | 0.2 |  |  | TMDL | TMDL |  |  | 3954.7905 | 488236.9893 | 620 | 20% | 20% | 0.0062715 | 0.00048342
36 | 1 | 9.5467 | 226 | 36 | 1 | LDR | 4.6704 | 0.433 | 1027.379 | 95.227 | 0.665 | 0.617 | 3.104 | 0.267 | 682.806 | 58.773 | 9.5467 | 3.104 | 0.267 | 29.6328 | 2.549 | 0.665 | 0.61719 | 1369 | 5 | Dry Detention | 0.2 |  |  | TMDL | TMDL |  |  | 3274.5004 | 428500.4789 | 226 | 20% | 20% | 5.9266 | 0.50979
36 | 13 | 0.2904 | 237 | 36 | 13 | WET | 2.5089 | 0.197 | 2607.78 | 205.211 | 0.69 | 0.646 | 1.731 | 0.127 | 1798.721 | 132.5 | 0.2904 | 1.731 | 0.127 | 0.50267 | 0.03688 | 0.69 | 0.64567 | 1369 | 5 | Dry Detention | 0.2 |  |  | TMDL | TMDL |  |  | 3274.5004 | 428500.4789 | 237 | 20% | 20% | 0.10053 | 0.007376
36 | 1 | 1.2213 | 226 | 36 | 1 | LDR | 4.6704 | 0.433 | 1027.379 | 95.227 | 0.665 | 0.617 | 3.104 | 0.267 | 682.806 | 58.773 | 1.2213 | 3.104 | 0.267 | 3.791 | 0.32609 | 0.665 | 0.61719 | 1370 | 5 | Dry Detention | 0.2 |  |  | TMDL | TMDL |  |  | 1103.2568 | 73561.2705 | 226 | 20% | 20% | 0.7582 | 0.065219
36 | 13 | 0.46742 | 237 | 36 | 13 | WET | 2.5089 | 0.197 | 2607.78 | 205.211 | 0.69 | 0.646 | 1.731 | 0.127 | 1798.721 | 132.5 | 0.46742 | 1.731 | 0.127 | 0.8091 | 0.059362 | 0.69 | 0.64567 | 1370 | 5 | Dry Detention | 0.2 |  |  | TMDL | TMDL |  |  | 1103.2568 | 73561.2705 | 237 | 20% | 20% | 0.16182 | 0.011872
90 | 2 | 0.020936 | 546 | 90 | 2 | MDR | 11.3664 | 0.605 | 14884.136 | 791.874 | 0.804 | 0.836 | 9.135 | 0.506 | 11961.814 | 662.37 | 0.020936 | 4.317 | 0.251 | 0.090383 | 0.005255 | 0.38 | 0.41575 | 1371 | 5 | Dry Detention | 0.2 |  |  | TMDL | TMDL |  |  | 201.2343 | 912.0842 | 546 | 20% | 20% | 0.018077 | 0.001051
12 | 1 | 0.18129 | 29 | 12 | 1 | LDR | 4.9541 | 0.223 | 44.201 | 1.991 | 0.192 | 0.145 | 0.952 | 0.032 | 8.493 | 0.289 | 0.18129 | 0.455 | 0.016 | 0.082487 | 0.0029006 | 0.092 | 0.073545 | 1372 | 5 | Dry Detention | 0.2 |  |  | TMDL | TMDL |  |  | 3142.659 | 157933.2582 | 29 | 20% | 20% | 0.016497 | 0.00058013
12 | 2 | 3.4395 | 30 | 12 | 2 | MDR | 9.8043 | 0.478 | 3299.018 | 160.951 | 0.191 | 0.144 | 1.876 | 0.069 | 631.242 | 23.116 | 3.4395 | 0.895 | 0.035 | 3.0783 | 0.12038 | 0.091 | 0.072588 | 1372 | 5 | Dry Detention | 0.2 |  |  | TMDL | TMDL |  |  | 3142.659 | 157933.2582 | 30 | 20% | 20% | 0.61567 | 0.024076
12 | 4 | 0.0048909 | 32 | 12 | 4 | IND | 14.5181 | 1.342 | 4977.165 | 460.2 | 0.187 | 0.143 | 2.714 | 0.191 | 930.547 | 65.617 | 0.0048909 | 1.286 | 0.097 | 0.0062897 | 0.00047442 | 0.089 | 0.072122 | 1372 | 5 | Dry Detention | 0.2 |  |  | TMDL | TMDL |  |  | 3142.659 | 157933.2582 | 32 | 20% | 20% | 0.0012579 | 9.4884e-05
12 | 2 | 0.27203 | 30 | 12 | 2 | MDR | 9.8043 | 0.478 | 3299.018 | 160.951 | 0.191 | 0.144 | 1.876 | 0.069 | 631.242 | 23.116 | 0.27203 | 0.895 | 0.035 | 0.24346 | 0.0095209 | 0.091 | 0.072588 | 1373 | 5 | Dry Detention | 0.2 |  |  | TMDL | TMDL |  |  | 2006.178 | 85757.9698 | 30 | 20% | 20% | 0.048693 | 0.0019042
12 | 12 | 1.6967 | 36 | 12 | 12 | WAT | 0.25272 | 0.006 | 24.513 | 0.569 | 0.211 | 0.176 | 0.053 | 0.001 | 5.166 | 0.1 | 1.6967 | 0.026 | 0.001 | 0.044115 | 0.0016967 | 0.105 | 0.091588 | 1373 | 5 | Dry Detention | 0.2 |  |  | TMDL | TMDL |  |  | 2006.178 | 85757.9698 | 36 | 20% | 20% | 0.0088229 | 0.00033934
90 | 2 | 1.4194 | 546 | 90 | 2 | MDR | 11.3664 | 0.605 | 14884.136 | 791.874 | 0.804 | 0.836 | 9.135 | 0.506 | 11961.814 | 662.37 | 1.4194 | 4.317 | 0.251 | 6.1274 | 0.35626 | 0.38 | 0.41575 | 1374 | 5 | Dry Detention | 0.2 |  |  | TMDL | TMDL |  |  | 1066.0469 | 61827.1491 | 546 | 20% | 20% | 1.2255 | 0.071252
36 | 1 | 0.97445 | 226 | 36 | 1 | LDR | 4.6704 | 0.433 | 1027.379 | 95.227 | 0.665 | 0.617 | 3.104 | 0.267 | 682.806 | 58.773 | 0.97445 | 3.104 | 0.267 | 3.0247 | 0.26018 | 0.665 | 0.61719 | 1375 | 5 | Dry Detention | 0.2 |  |  | TMDL | TMDL |  |  | 2902.6167 | 221082.4876 | 226 | 20% | 20% | 0.60494 | 0.052036
36 | 13 | 4.1009 | 237 | 36 | 13 | WET | 2.5089 | 0.197 | 2607.78 | 205.211 | 0.69 | 0.646 | 1.731 | 0.127 | 1798.721 | 132.5 | 4.1009 | 1.731 | 0.127 | 7.0987 | 0.52082 | 0.69 | 0.64567 | 1375 | 5 | Dry Detention | 0.2 |  |  | TMDL | TMDL |  |  | 2902.6167 | 221082.4876 | 237 | 20% | 20% | 1.4197 | 0.10416
13 | 4 | 0.31745 | 41 | 13 | 4 | IND | 26.0926 | 1.754 | 7076.808 | 475.796 | 0.518 | 0.323 | 13.52 | 0.566 | 3666.784 | 153.491 | 0.31745 | 6.43 | 0.285 | 2.0412 | 0.090473 | 0.246 | 0.16272 | 1376 | 5 | Dry Detention | 0.2 |  |  | TMDL | TMDL |  |  | 901.5113 | 31372.0372 | 41 | 20% | 20% | 0.40824 | 0.018095
15 | 3 | 0.21859 | 49 | 15 | 3 | HDR | 15.855 | 1.386 | 5622.889 | 491.639 | 0.471 | 0.496 | 7.465 | 0.687 | 2647.371 | 243.749 | 0.21859 | 7.465 | 0.687 | 1.6318 | 0.15017 | 0.471 | 0.49579 | 1376 | 5 | Dry Detention | 0.2 |  |  | TMDL | TMDL |  |  | 901.5113 | 31372.0372 | 49 | 20% | 20% | 0.32635 | 0.030034
15 | 4 | 0.18417 | 50 | 15 | 4 | IND | 9.745 | 0.997 | 2826.058 | 289.213 | 0.468 | 0.494 | 4.565 | 0.492 | 1323.876 | 142.73 | 0.18417 | 4.565 | 0.492 | 0.84073 | 0.090611 | 0.468 | 0.49351 | 1376 | 5 | Dry Detention | 0.2 |  |  | TMDL | TMDL |  |  | 901.5113 | 31372.0372 | 50 | 20% | 20% | 0.16815 | 0.018122
90 | 11 | 0.0049989 | 553 | 90 | 11 | FOR | 2.8901 | 0.129 | 722.975 | 32.197 | 0.805 | 0.838 | 2.326 | 0.108 | 581.805 | 26.979 | 0.0049989 | 1.119 | 0.054 | 0.0055938 | 0.00026994 | 0.387 | 0.42305 | 1377 | 5 | Dry Detention | 0.2 |  |  | TMDL | TMDL |  |  | 2808.5054 | 263431.6886 | 553 | 20% | 20% | 0.0011188 | 5.3988e-05
90 | 12 | 6.0426 | 554 | 90 | 12 | WAT | 0.83586 | 0.028 | 130.779 | 4.341 | 0.808 | 0.839 | 0.676 | 0.023 | 105.721 | 3.643 | 6.0426 | 0.322 | 0.012 | 1.9457 | 0.072511 | 0.385 | 0.41867 | 1377 | 5 | Dry Detention | 0.2 |  |  | TMDL | TMDL |  |  | 2808.5054 | 263431.6886 | 554 | 20% | 20% | 0.38914 | 0.014502
15 | 2 | 0.0022385 | 48 | 15 | 2 | MDR | 7.3702 | 0.422 | 5942.609 | 340.176 | 0.471 | 0.494 | 3.471 | 0.209 | 2798.745 | 168.156 | 0.0022385 | 3.471 | 0.209 | 0.00777 | 0.00046785 | 0.471 | 0.49432 | 1378 | 5 | Dry Detention | 0.2 |  |  | TMDL | TMDL |  |  | 60.2692 | 97.5101 | 48 | 20% | 20% | 0.001554 | 9.3571e-05
39 | 11 | 0.75309 | 268 | 39 | 11 | FOR | 0.99237 | 0.07 | 385.77 | 27.224 | 1.075 | 1.083 | 1.067 | 0.076 | 414.895 | 29.493 | 0.75309 | 0.988 | 0.069 | 0.74405 | 0.051963 | 0.996 | 0.98485 | 1379 | 5 | Dry Detention | 0.2 |  |  | TMDL | TMDL |  |  | 739.3101 | 32809.4337 | 268 | 20% | 20% | 0.14881 | 0.010393
39 | 13 | 0.00011409 | 270 | 39 | 13 | WET | 2.4147 | 0.224 | 8471.903 | 784.954 | 1.082 | 1.085 | 2.613 | 0.243 | 9167.141 | 851.506 | 0.00011409 | 2.419 | 0.221 | 0.00027598 | 2.5213e-05 | 1.002 | 0.98617 | 1379 | 5 | Dry Detention | 0.2 |  |  | TMDL | TMDL |  |  | 739.3101 | 32809.4337 | 270 | 20% | 20% | 5.5196e-05 | 5.0427e-06
37 | 1 | 3.4423 | 238 | 37 | 1 | LDR | 5.1162 | 0.464 | 345.183 | 31.305 | 0.812 | 0.781 | 4.154 | 0.362 | 280.282 | 24.449 | 3.4423 | 4.154 | 0.362 | 14.2994 | 1.2461 | 0.812 | 0.78099 | 1380 | 5 | Dry Detention | 0.2 |  |  | TMDL | TMDL |  |  | 3094.8327 | 266057.8835 | 238 | 20% | 20% | 2.8599 | 0.24922
37 | 13 | 2.6655 | 246 | 37 | 13 | WET | 3.5077 | 0.316 | 851.017 | 76.687 | 0.829 | 0.812 | 2.906 | 0.257 | 705.132 | 62.266 | 2.6655 | 2.906 | 0.257 | 7.7461 | 0.68505 | 0.829 | 0.81195 | 1380 | 5 | Dry Detention | 0.2 |  |  | TMDL | TMDL |  |  | 3094.8327 | 266057.8835 | 246 | 20% | 20% | 1.5492 | 0.13701
39 | 1 | 3.9269 | 259 | 39 | 1 | LDR | 2.8996 | 0.259 | 1035.599 | 92.373 | 1.075 | 1.082 | 3.118 | 0.28 | 1113.717 | 99.953 | 3.9269 | 2.887 | 0.254 | 11.3369 | 0.99743 | 0.996 | 0.98369 | 1381 | 5 | Dry Detention | 0.2 |  |  | TMDL | TMDL |  |  | 2903.1971 | 522834.8068 | 259 | 20% | 20% | 2.2674 | 0.19949
39 | 8 | 3.3002 | 265 | 39 | 8 | AGR | 5.0969 | 0.451 | 1321.577 | 117.033 | 1.075 | 1.083 | 5.477 | 0.489 | 1420.241 | 126.723 | 3.3002 | 5.072 | 0.444 | 16.7386 | 1.4653 | 0.995 | 0.98436 | 1381 | 5 | Dry Detention | 0.2 |  |  | TMDL | TMDL |  |  | 2903.1971 | 522834.8068 | 265 | 20% | 20% | 3.3477 | 0.29306
39 | 10 | 0.45483 | 267 | 39 | 10 | RAN | 1.5738 | 0.121 | 122.792 | 9.427 | 1.074 | 1.083 | 1.69 | 0.131 | 131.882 | 10.206 | 0.45483 | 1.565 | 0.119 | 0.71181 | 0.054125 | 0.994 | 0.98421 | 1381 | 5 | Dry Detention | 0.2 |  |  | TMDL | TMDL |  |  | 2903.1971 | 522834.8068 | 267 | 20% | 20% | 0.14236 | 0.010825
41 | 1 | 2.8093 | 282 | 41 | 1 | LDR | 6.4645 | 0.301 | 7159.582 | 333.43 | 0.961 | 0.923 | 6.211 | 0.278 | 6878.392 | 307.743 | 2.8093 | 5.446 | 0.246 | 15.2992 | 0.69108 | 0.842 | 0.81555 | 1381 | 5 | Dry Detention | 0.2 |  |  | TMDL | TMDL |  |  | 2903.1971 | 522834.8068 | 282 | 20% | 20% | 3.0598 | 0.13822
41 | 10 | 0.38513 | 290 | 41 | 10 | RAN | 5.062 | 0.211 | 1204.825 | 50.143 | 0.96 | 0.922 | 4.86 | 0.194 | 1156.789 | 46.234 | 0.38513 | 4.268 | 0.172 | 1.6437 | 0.066242 | 0.843 | 0.81592 | 1381 | 5 | Dry Detention | 0.2 |  |  | TMDL | TMDL |  |  | 2903.1971 | 522834.8068 | 290 | 20% | 20% | 0.32874 | 0.013248
41 | 11 | 1.1264 | 291 | 41 | 11 | FOR | 3.3637 | 0.139 | 1738.258 | 71.607 | 0.961 | 0.923 | 3.231 | 0.128 | 1669.641 | 66.092 | 1.1264 | 2.844 | 0.114 | 3.2034 | 0.12841 | 0.846 | 0.81972 | 1381 | 5 | Dry Detention | 0.2 |  |  | TMDL | TMDL |  |  | 2903.1971 | 522834.8068 | 291 | 20% | 20% | 0.64069 | 0.025682
41 | 13 | 1.2157e-05 | 293 | 41 | 13 | WET | 1.0484 | 0.041 | 1567.871 | 61.608 | 0.962 | 0.921 | 1.008 | 0.038 | 1507.852 | 56.766 | 1.2157e-05 | 0.888 | 0.034 | 1.0795e-05 | 4.1333e-07 | 0.847 | 0.81976 | 1381 | 5 | Dry Detention | 0.2 |  |  | TMDL | TMDL |  |  | 2903.1971 | 522834.8068 | 293 | 20% | 20% | 2.159e-06 | 8.2666e-08
37 | 8 | 0.083767 | 241 | 37 | 8 | AGR | 9.9881 | 0.954 | 5753.428 | 549.77 | 0.832 | 0.809 | 8.308 | 0.772 | 4785.623 | 444.557 | 0.083767 | 8.308 | 0.772 | 0.69594 | 0.064668 | 0.832 | 0.80862 | 1382 | 5 | Dry Detention | 0.2 |  |  | TMDL | TMDL |  |  | 2233.7421 | 163515.2878 | 241 | 20% | 20% | 0.13919 | 0.012934
37 | 13 | 3.67 | 246 | 37 | 13 | WET | 3.5077 | 0.316 | 851.017 | 76.687 | 0.829 | 0.812 | 2.906 | 0.257 | 705.132 | 62.266 | 3.67 | 2.906 | 0.257 | 10.6651 | 0.9432 | 0.829 | 0.81195 | 1382 | 5 | Dry Detention | 0.2 |  |  | TMDL | TMDL |  |  | 2233.7421 | 163515.2878 | 246 | 20% | 20% | 2.133 | 0.18864
39 | 1 | 0.18951 | 259 | 39 | 1 | LDR | 2.8996 | 0.259 | 1035.599 | 92.373 | 1.075 | 1.082 | 3.118 | 0.28 | 1113.717 | 99.953 | 0.18951 | 2.887 | 0.254 | 0.54711 | 0.048135 | 0.996 | 0.98369 | 1383 | 5 | Dry Detention | 0.2 |  |  | TMDL | TMDL |  |  | 370.2806 | 8254.9938 | 259 | 20% | 20% | 0.10942 | 0.0096271
36 | 1 | 1.5896 | 226 | 36 | 1 | LDR | 4.6704 | 0.433 | 1027.379 | 95.227 | 0.665 | 0.617 | 3.104 | 0.267 | 682.806 | 58.773 | 1.5896 | 3.104 | 0.267 | 4.9342 | 0.42443 | 0.665 | 0.61719 | 1384 | 5 | Dry Detention | 0.2 |  |  | TMDL | TMDL |  |  | 1580.6185 | 95156.6955 | 226 | 20% | 20% | 0.98683 | 0.084885
36 | 13 | 0.59489 | 237 | 36 | 13 | WET | 2.5089 | 0.197 | 2607.78 | 205.211 | 0.69 | 0.646 | 1.731 | 0.127 | 1798.721 | 132.5 | 0.59489 | 1.731 | 0.127 | 1.0298 | 0.075552 | 0.69 | 0.64567 | 1384 | 5 | Dry Detention | 0.2 |  |  | TMDL | TMDL |  |  | 1580.6185 | 95156.6955 | 237 | 20% | 20% | 0.20595 | 0.01511
39 | 1 | 0.28215 | 259 | 39 | 1 | LDR | 2.8996 | 0.259 | 1035.599 | 92.373 | 1.075 | 1.082 | 3.118 | 0.28 | 1113.717 | 99.953 | 0.28215 | 2.887 | 0.254 | 0.81457 | 0.071666 | 0.996 | 0.98369 | 1385 | 5 | Dry Detention | 0.2 |  |  | TMDL | TMDL |  |  | 443.4294 | 12290.3898 | 259 | 20% | 20% | 0.16291 | 0.014333
37 | 2 | 3.5948 | 239 | 37 | 2 | MDR | 9.6056 | 0.896 | 2073.2 | 193.451 | 0.81 | 0.778 | 7.782 | 0.697 | 1679.53 | 150.524 | 3.5948 | 7.782 | 0.697 | 27.975 | 2.5056 | 0.81 | 0.7781 | 1386 | 5 | Dry Detention | 0.2 |  |  | TMDL | TMDL |  |  | 3902.8883 | 158355.1773 | 239 | 20% | 20% | 5.595 | 0.50112
37 | 13 | 0.040512 | 246 | 37 | 13 | WET | 3.5077 | 0.316 | 851.017 | 76.687 | 0.829 | 0.812 | 2.906 | 0.257 | 705.132 | 62.266 | 0.040512 | 2.906 | 0.257 | 0.11773 | 0.010411 | 0.829 | 0.81195 | 1386 | 5 | Dry Detention | 0.2 |  |  | TMDL | TMDL |  |  | 3902.8883 | 158355.1773 | 246 | 20% | 20% | 0.023545 | 0.0020823
39 | 1 | 0.063545 | 259 | 39 | 1 | LDR | 2.8996 | 0.259 | 1035.599 | 92.373 | 1.075 | 1.082 | 3.118 | 0.28 | 1113.717 | 99.953 | 0.063545 | 2.887 | 0.254 | 0.18345 | 0.01614 | 0.996 | 0.98369 | 1387 | 5 | Dry Detention | 0.2 |  |  | TMDL | TMDL |  |  | 379.7565 | 8717.5366 | 259 | 20% | 20% | 0.036691 | 0.0032281
39 | 11 | 0.13658 | 268 | 39 | 11 | FOR | 0.99237 | 0.07 | 385.77 | 27.224 | 1.075 | 1.083 | 1.067 | 0.076 | 414.895 | 29.493 | 0.13658 | 0.988 | 0.069 | 0.13494 | 0.0094242 | 0.996 | 0.98485 | 1387 | 5 | Dry Detention | 0.2 |  |  | TMDL | TMDL |  |  | 379.7565 | 8717.5366 | 268 | 20% | 20% | 0.026989 | 0.0018848
90 | 2 | 11.0377 | 546 | 90 | 2 | MDR | 11.3664 | 0.605 | 14884.136 | 791.874 | 0.804 | 0.836 | 9.135 | 0.506 | 11961.814 | 662.37 | 11.0377 | 4.317 | 0.251 | 47.6496 | 2.7705 | 0.38 | 0.41575 | 1388 | 5 | Dry Detention | 0.2 |  |  | TMDL | TMDL |  |  | 2867.7564 | 480799.2035 | 546 | 20% | 20% | 9.5299 | 0.55409
36 | 1 | 1.047 | 226 | 36 | 1 | LDR | 4.6704 | 0.433 | 1027.379 | 95.227 | 0.665 | 0.617 | 3.104 | 0.267 | 682.806 | 58.773 | 1.047 | 3.104 | 0.267 | 3.25 | 0.27956 | 0.665 | 0.61719 | 1389 | 5 | Dry Detention | 0.2 |  |  | TMDL | TMDL |  |  | 877.2209 | 45609.079 | 226 | 20% | 20% | 0.65001 | 0.055912
98 | 7 | 1.8567 | 615 | 98 | 7 | PAS | 8.2347 | 0.77 | 1166.724 | 109.158 | 1.012 | 2 | 8.336 | 1.541 | 1181.074 | 218.316 | 1.8567 | 6.958 | 0.643 | 12.9189 | 1.1939 | 0.845 | 0.83495 | 1390 | 5 | Dry Detention | 0.2 |  |  | TMDL | TMDL |  |  | 1631.1369 | 112209.6814 | 615 | 20% | 20% | 2.5838 | 0.23877
98 | 13 | 0.71929 | 620 | 98 | 13 | WET | 2.2526 | 0.176 | 2135.004 | 166.457 | 1.017 | 2 | 2.29 | 0.351 | 2170.555 | 332.915 | 0.71929 | 1.946 | 0.15 | 1.3997 | 0.10789 | 0.864 | 0.85634 | 1390 | 5 | Dry Detention | 0.2 |  |  | TMDL | TMDL |  |  | 1631.1369 | 112209.6814 | 620 | 20% | 20% | 0.27995 | 0.021579
90 | 2 | 3.1006 | 546 | 90 | 2 | MDR | 11.3664 | 0.605 | 14884.136 | 791.874 | 0.804 | 0.836 | 9.135 | 0.506 | 11961.814 | 662.37 | 3.1006 | 4.317 | 0.251 | 13.3854 | 0.77826 | 0.38 | 0.41575 | 1391 | 5 | Dry Detention | 0.2 |  |  | TMDL | TMDL |  |  | 1795.4638 | 135062.9863 | 546 | 20% | 20% | 2.6771 | 0.15565
39 | 1 | 0.26197 | 259 | 39 | 1 | LDR | 2.8996 | 0.259 | 1035.599 | 92.373 | 1.075 | 1.082 | 3.118 | 0.28 | 1113.717 | 99.953 | 0.26197 | 2.887 | 0.254 | 0.75631 | 0.066541 | 0.996 | 0.98369 | 1392 | 5 | Dry Detention | 0.2 |  |  | TMDL | TMDL |  |  | 426.7119 | 11411.414 | 259 | 20% | 20% | 0.15126 | 0.013308
15 | 2 | 0.33107 | 48 | 15 | 2 | MDR | 7.3702 | 0.422 | 5942.609 | 340.176 | 0.471 | 0.494 | 3.471 | 0.209 | 2798.745 | 168.156 | 0.33107 | 3.471 | 0.209 | 1.1492 | 0.069194 | 0.471 | 0.49432 | 1393 | 5 | Dry Detention | 0.2 |  |  | TMDL | TMDL |  |  | 673.8479 | 18339.8589 | 48 | 20% | 20% | 0.22983 | 0.013839
15 | 6 | 0.089954 | 51 | 15 | 6 | OPE | 4.0278 | 0.208 | 188.418 | 9.726 | 0.473 | 0.496 | 1.905 | 0.103 | 89.126 | 4.828 | 0.089954 | 1.905 | 0.103 | 0.17136 | 0.0092652 | 0.473 | 0.49643 | 1393 | 5 | Dry Detention | 0.2 |  |  | TMDL | TMDL |  |  | 673.8479 | 18339.8589 | 51 | 20% | 20% | 0.034272 | 0.001853
39 | 1 | 0.28679 | 259 | 39 | 1 | LDR | 2.8996 | 0.259 | 1035.599 | 92.373 | 1.075 | 1.082 | 3.118 | 0.28 | 1113.717 | 99.953 | 0.28679 | 2.887 | 0.254 | 0.82795 | 0.072844 | 0.996 | 0.98369 | 1394 | 5 | Dry Detention | 0.2 |  |  | TMDL | TMDL |  |  | 446.5054 | 12492.3483 | 259 | 20% | 20% | 0.16559 | 0.014569
90 | 13 | 0.80815 | 555 | 90 | 13 | WET | 1.6912 | 0.073 | 1170.334 | 50.223 | 0.811 | 0.843 | 1.372 | 0.061 | 949.219 | 42.348 | 0.80815 | 0.66 | 0.031 | 0.53338 | 0.025053 | 0.39 | 0.4275 | 1395 | 5 | Dry Detention | 0.2 |  |  | TMDL | TMDL |  |  | 1104.2478 | 35203.0864 | 555 | 20% | 20% | 0.10668 | 0.0050106
12 | 2 | 0.5851 | 30 | 12 | 2 | MDR | 9.8043 | 0.478 | 3299.018 | 160.951 | 0.191 | 0.144 | 1.876 | 0.069 | 631.242 | 23.116 | 0.5851 | 0.895 | 0.035 | 0.52367 | 0.020479 | 0.091 | 0.072588 | 1396 | 5 | Dry Detention | 0.2 |  |  | TMDL | TMDL |  |  | 2446.3918 | 197105.1434 | 30 | 20% | 20% | 0.10473 | 0.0040957
12 | 12 | 3.9398 | 36 | 12 | 12 | WAT | 0.25272 | 0.006 | 24.513 | 0.569 | 0.211 | 0.176 | 0.053 | 0.001 | 5.166 | 0.1 | 3.9398 | 0.026 | 0.001 | 0.10244 | 0.0039398 | 0.105 | 0.091588 | 1396 | 5 | Dry Detention | 0.2 |  |  | TMDL | TMDL |  |  | 2446.3918 | 197105.1434 | 36 | 20% | 20% | 0.020487 | 0.00078797
39 | 1 | 0.38972 | 259 | 39 | 1 | LDR | 2.8996 | 0.259 | 1035.599 | 92.373 | 1.075 | 1.082 | 3.118 | 0.28 | 1113.717 | 99.953 | 0.38972 | 2.887 | 0.254 | 1.1251 | 0.098989 | 0.996 | 0.98369 | 1397 | 5 | Dry Detention | 0.2 |  |  | TMDL | TMDL |  |  | 723.7433 | 31539.2895 | 259 | 20% | 20% | 0.22503 | 0.019798
39 | 10 | 0.33432 | 267 | 39 | 10 | RAN | 1.5738 | 0.121 | 122.792 | 9.427 | 1.074 | 1.083 | 1.69 | 0.131 | 131.882 | 10.206 | 0.33432 | 1.565 | 0.119 | 0.52322 | 0.039784 | 0.994 | 0.98421 | 1397 | 5 | Dry Detention | 0.2 |  |  | TMDL | TMDL |  |  | 723.7433 | 31539.2895 | 267 | 20% | 20% | 0.10464 | 0.0079569
12 | 2 | 0.27825 | 30 | 12 | 2 | MDR | 9.8043 | 0.478 | 3299.018 | 160.951 | 0.191 | 0.144 | 1.876 | 0.069 | 631.242 | 23.116 | 0.27825 | 0.895 | 0.035 | 0.24903 | 0.0097386 | 0.091 | 0.072588 | 1398 | 5 | Dry Detention | 0.2 |  |  | TMDL | TMDL |  |  | 431.5801 | 12120.383 | 30 | 20% | 20% | 0.049806 | 0.0019477
39 | 1 | 0.18651 | 259 | 39 | 1 | LDR | 2.8996 | 0.259 | 1035.599 | 92.373 | 1.075 | 1.082 | 3.118 | 0.28 | 1113.717 | 99.953 | 0.18651 | 2.887 | 0.254 | 0.53845 | 0.047373 | 0.996 | 0.98369 | 1399 | 5 | Dry Detention | 0.2 |  |  | TMDL | TMDL |  |  | 364.3682 | 8124.228 | 259 | 20% | 20% | 0.10769 | 0.0094746
39 | 1 | 0.75686 | 259 | 39 | 1 | LDR | 2.8996 | 0.259 | 1035.599 | 92.373 | 1.075 | 1.082 | 3.118 | 0.28 | 1113.717 | 99.953 | 0.75686 | 2.887 | 0.254 | 2.1851 | 0.19224 | 0.996 | 0.98369 | 1400 | 5 | Dry Detention | 0.2 |  |  | TMDL | TMDL |  |  | 892.2107 | 32968.6597 | 259 | 20% | 20% | 0.43701 | 0.038448
37 | 2 | 0.00063739 | 239 | 37 | 2 | MDR | 9.6056 | 0.896 | 2073.2 | 193.451 | 0.81 | 0.778 | 7.782 | 0.697 | 1679.53 | 150.524 | 0.00063739 | 7.782 | 0.697 | 0.0049602 | 0.00044426 | 0.81 | 0.7781 | 1401 | 5 | Dry Detention | 0.2 |  |  | TMDL | TMDL |  |  | 1659.5933 | 166025.015 | 239 | 20% | 20% | 0.00099204 | 8.8853e-05
37 | 11 | 3.7933 | 244 | 37 | 11 | FOR | 1.9387 | 0.151 | 164.646 | 12.86 | 0.838 | 0.816 | 1.626 | 0.123 | 138.054 | 10.488 | 3.7933 | 1.626 | 0.123 | 6.1679 | 0.46657 | 0.838 | 0.81556 | 1401 | 5 | Dry Detention | 0.2 |  |  | TMDL | TMDL |  |  | 1659.5933 | 166025.015 | 244 | 20% | 20% | 1.2336 | 0.093315
37 | 13 | 0.017512 | 246 | 37 | 13 | WET | 3.5077 | 0.316 | 851.017 | 76.687 | 0.829 | 0.812 | 2.906 | 0.257 | 705.132 | 62.266 | 0.017512 | 2.906 | 0.257 | 0.05089 | 0.0045006 | 0.829 | 0.81195 | 1401 | 5 | Dry Detention | 0.2 |  |  | TMDL | TMDL |  |  | 1659.5933 | 166025.015 | 246 | 20% | 20% | 0.010178 | 0.00090011
90 | 11 | 0.015554 | 553 | 90 | 11 | FOR | 2.8901 | 0.129 | 722.975 | 32.197 | 0.805 | 0.838 | 2.326 | 0.108 | 581.805 | 26.979 | 0.015554 | 1.119 | 0.054 | 0.017405 | 0.00083994 | 0.387 | 0.42305 | 1402 | 5 | Dry Detention | 0.2 |  |  | TMDL | TMDL |  |  | 147.379 | 677.5684 | 553 | 20% | 20% | 0.0034811 | 0.00016799
90 | 2 | 0.06318 | 546 | 90 | 2 | MDR | 11.3664 | 0.605 | 14884.136 | 791.874 | 0.804 | 0.836 | 9.135 | 0.506 | 11961.814 | 662.37 | 0.06318 | 4.317 | 0.251 | 0.27275 | 0.015858 | 0.38 | 0.41575 | 1403 | 5 | Dry Detention | 0.2 |  |  | TMDL | TMDL |  |  | 544.9691 | 5076.577 | 546 | 20% | 20% | 0.05455 | 0.0031716
90 | 13 | 0.053359 | 555 | 90 | 13 | WET | 1.6912 | 0.073 | 1170.334 | 50.223 | 0.811 | 0.843 | 1.372 | 0.061 | 949.219 | 42.348 | 0.053359 | 0.66 | 0.031 | 0.035217 | 0.0016541 | 0.39 | 0.4275 | 1403 | 5 | Dry Detention | 0.2 |  |  | TMDL | TMDL |  |  | 544.9691 | 5076.577 | 555 | 20% | 20% | 0.0070434 | 0.00033082
90 | 2 | 0.063539 | 546 | 90 | 2 | MDR | 11.3664 | 0.605 | 14884.136 | 791.874 | 0.804 | 0.836 | 9.135 | 0.506 | 11961.814 | 662.37 | 0.063539 | 4.317 | 0.251 | 0.2743 | 0.015948 | 0.38 | 0.41575 | 1404 | 5 | Dry Detention | 0.2 |  |  | TMDL | TMDL |  |  | 252.4962 | 2767.7784 | 546 | 20% | 20% | 0.05486 | 0.0031897
36 | 1 | 2.5073 | 226 | 36 | 1 | LDR | 4.6704 | 0.433 | 1027.379 | 95.227 | 0.665 | 0.617 | 3.104 | 0.267 | 682.806 | 58.773 | 2.5073 | 3.104 | 0.267 | 7.7826 | 0.66945 | 0.665 | 0.61719 | 1405 | 5 | Dry Detention | 0.2 |  |  | TMDL | TMDL |  |  | 1459.5437 | 129062.1159 | 226 | 20% | 20% | 1.5565 | 0.13389
36 | 13 | 0.45558 | 237 | 36 | 13 | WET | 2.5089 | 0.197 | 2607.78 | 205.211 | 0.69 | 0.646 | 1.731 | 0.127 | 1798.721 | 132.5 | 0.45558 | 1.731 | 0.127 | 0.78861 | 0.057859 | 0.69 | 0.64567 | 1405 | 5 | Dry Detention | 0.2 |  |  | TMDL | TMDL |  |  | 1459.5437 | 129062.1159 | 237 | 20% | 20% | 0.15772 | 0.011572
12 | 2 | 0.4239 | 30 | 12 | 2 | MDR | 9.8043 | 0.478 | 3299.018 | 160.951 | 0.191 | 0.144 | 1.876 | 0.069 | 631.242 | 23.116 | 0.4239 | 0.895 | 0.035 | 0.37939 | 0.014837 | 0.091 | 0.072588 | 1406 | 5 | Dry Detention | 0.2 |  |  | TMDL | TMDL |  |  | 630.4487 | 18465.2172 | 30 | 20% | 20% | 0.075879 | 0.0029673
90 | 2 | 4.2219 | 546 | 90 | 2 | MDR | 11.3664 | 0.605 | 14884.136 | 791.874 | 0.804 | 0.836 | 9.135 | 0.506 | 11961.814 | 662.37 | 4.2219 | 4.317 | 0.251 | 18.2261 | 1.0597 | 0.38 | 0.41575 | 1407 | 5 | Dry Detention | 0.2 |  |  | TMDL | TMDL |  |  | 2000.3387 | 183906.7731 | 546 | 20% | 20% | 3.6452 | 0.21194
15 | 2 | 4.9676 | 48 | 15 | 2 | MDR | 7.3702 | 0.422 | 5942.609 | 340.176 | 0.471 | 0.494 | 3.471 | 0.209 | 2798.745 | 168.156 | 4.9676 | 3.471 | 0.209 | 17.2426 | 1.0382 | 0.471 | 0.49432 | 1408 | 5 | Dry Detention | 0.2 |  |  | TMDL | TMDL |  |  | 2526.8567 | 227622.2735 | 48 | 20% | 20% | 3.4485 | 0.20765
15 | 3 | 0.073867 | 49 | 15 | 3 | HDR | 15.855 | 1.386 | 5622.889 | 491.639 | 0.471 | 0.496 | 7.465 | 0.687 | 2647.371 | 243.749 | 0.073867 | 7.465 | 0.687 | 0.55142 | 0.050747 | 0.471 | 0.49579 | 1408 | 5 | Dry Detention | 0.2 |  |  | TMDL | TMDL |  |  | 2526.8567 | 227622.2735 | 49 | 20% | 20% | 0.11028 | 0.010149
15 | 13 | 0.18403 | 56 | 15 | 13 | WET | 5.949 | 0.459 | 2341.804 | 180.724 | 0.473 | 0.503 | 2.811 | 0.231 | 1106.548 | 90.851 | 0.18403 | 2.811 | 0.231 | 0.51732 | 0.042512 | 0.473 | 0.50271 | 1408 | 5 | Dry Detention | 0.2 |  |  | TMDL | TMDL |  |  | 2526.8567 | 227622.2735 | 56 | 20% | 20% | 0.10346 | 0.0085023
40 | 4 | 0.0063212 | 274 | 40 | 4 | IND | 14.4118 | 1.299 | 3327.006 | 299.956 | 0.876 | 0.883 | 12.618 | 1.147 | 2912.902 | 264.815 | 0.0063212 | 12.618 | 1.147 | 0.07976 | 0.0072504 | 0.876 | 0.88285 | 1409 | 5 | Dry Detention | 0.2 |  |  | TMDL | TMDL |  |  | 336.9013 | 275.3486 | 274 | 20% | 20% | 0.015952 | 0.0014501
12 | 4 | 0.55546 | 32 | 12 | 4 | IND | 14.5181 | 1.342 | 4977.165 | 460.2 | 0.187 | 0.143 | 2.714 | 0.191 | 930.547 | 65.617 | 0.55546 | 1.286 | 0.097 | 0.71432 | 0.05388 | 0.089 | 0.072122 | 1410 | 5 | Dry Detention | 0.2 |  |  | TMDL | TMDL |  |  | 638.3951 | 24195.7895 | 32 | 20% | 20% | 0.14286 | 0.010776
15 | 4 | 0.27725 | 50 | 15 | 4 | IND | 9.745 | 0.997 | 2826.058 | 289.213 | 0.468 | 0.494 | 4.565 | 0.492 | 1323.876 | 142.73 | 0.27725 | 4.565 | 0.492 | 1.2656 | 0.13641 | 0.468 | 0.49351 | 1411 | 5 | Dry Detention | 0.2 |  |  | TMDL | TMDL |  |  | 466.0236 | 12076.8889 | 50 | 20% | 20% | 0.25313 | 0.027281
12 | 4 | 4.2493 | 32 | 12 | 4 | IND | 14.5181 | 1.342 | 4977.165 | 460.2 | 0.187 | 0.143 | 2.714 | 0.191 | 930.547 | 65.617 | 4.2493 | 1.286 | 0.097 | 5.4645 | 0.41218 | 0.089 | 0.072122 | 1412 | 5 | Dry Detention | 0.2 |  |  | TMDL | TMDL |  |  | 1968.4086 | 185096.5711 | 32 | 20% | 20% | 1.0929 | 0.082436
38 | 11 | 3.0437 | 256 | 38 | 11 | FOR | 1.6256 | 0.124 | 281.493 | 21.55 | 0.772 | 0.759 | 1.255 | 0.094 | 217.292 | 16.357 | 3.0437 | 1.255 | 0.094 | 3.8198 | 0.2861 | 0.772 | 0.759 | 1413 | 5 | Dry Detention | 0.2 |  |  | TMDL | TMDL |  |  | 1832.765 | 191608.238 | 256 | 20% | 20% | 0.76396 | 0.057221
38 | 13 | 1.3551 | 258 | 38 | 13 | WET | 6.7199 | 0.666 | 2399.981 | 237.942 | 0.759 | 0.75 | 5.104 | 0.5 | 1822.705 | 178.541 | 1.3551 | 5.104 | 0.5 | 6.9163 | 0.67754 | 0.759 | 0.75035 | 1413 | 5 | Dry Detention | 0.2 |  |  | TMDL | TMDL |  |  | 1832.765 | 191608.238 | 258 | 20% | 20% | 1.3833 | 0.13551
12 | 2 | 0.31436 | 30 | 12 | 2 | MDR | 9.8043 | 0.478 | 3299.018 | 160.951 | 0.191 | 0.144 | 1.876 | 0.069 | 631.242 | 23.116 | 0.31436 | 0.895 | 0.035 | 0.28135 | 0.011003 | 0.091 | 0.072588 | 1414 | 5 | Dry Detention | 0.2 |  |  | TMDL | TMDL |  |  | 477.9804 | 13693.4205 | 30 | 20% | 20% | 0.05627 | 0.0022005
38 | 11 | 1.5555 | 256 | 38 | 11 | FOR | 1.6256 | 0.124 | 281.493 | 21.55 | 0.772 | 0.759 | 1.255 | 0.094 | 217.292 | 16.357 | 1.5555 | 1.255 | 0.094 | 1.9521 | 0.14621 | 0.772 | 0.759 | 1415 | 5 | Dry Detention | 0.2 |  |  | TMDL | TMDL |  |  | 10868.2882 | 2733952.3165 | 256 | 20% | 20% | 0.39042 | 0.029243
38 | 13 | 0.079964 | 258 | 38 | 13 | WET | 6.7199 | 0.666 | 2399.981 | 237.942 | 0.759 | 0.75 | 5.104 | 0.5 | 1822.705 | 178.541 | 0.079964 | 5.104 | 0.5 | 0.40814 | 0.039982 | 0.759 | 0.75035 | 1415 | 5 | Dry Detention | 0.2 |  |  | TMDL | TMDL |  |  | 10868.2882 | 2733952.3165 | 258 | 20% | 20% | 0.081627 | 0.0079964
39 | 1 | 0.82826 | 259 | 39 | 1 | LDR | 2.8996 | 0.259 | 1035.599 | 92.373 | 1.075 | 1.082 | 3.118 | 0.28 | 1113.717 | 99.953 | 0.82826 | 2.887 | 0.254 | 2.3912 | 0.21038 | 0.996 | 0.98369 | 1415 | 5 | Dry Detention | 0.2 |  |  | TMDL | TMDL |  |  | 10868.2882 | 2733952.3165 | 259 | 20% | 20% | 0.47824 | 0.042076
39 | 2 | 40.8895 | 260 | 39 | 2 | MDR | 5.5159 | 0.507 | 1488.242 | 136.786 | 1.075 | 1.082 | 5.931 | 0.548 | 1600.239 | 147.975 | 40.8895 | 5.492 | 0.499 | 224.5651 | 20.4039 | 0.996 | 0.98346 | 1415 | 5 | Dry Detention | 0.2 |  |  | TMDL | TMDL |  |  | 10868.2882 | 2733952.3165 | 260 | 20% | 20% | 44.913 | 4.0808
39 | 11 | 7.529 | 268 | 39 | 11 | FOR | 0.99237 | 0.07 | 385.77 | 27.224 | 1.075 | 1.083 | 1.067 | 0.076 | 414.895 | 29.493 | 7.529 | 0.988 | 0.069 | 7.4386 | 0.5195 | 0.996 | 0.98485 | 1415 | 5 | Dry Detention | 0.2 |  |  | TMDL | TMDL |  |  | 10868.2882 | 2733952.3165 | 268 | 20% | 20% | 1.4877 | 0.1039
39 | 13 | 11.881 | 270 | 39 | 13 | WET | 2.4147 | 0.224 | 8471.903 | 784.954 | 1.082 | 1.085 | 2.613 | 0.243 | 9167.141 | 851.506 | 11.881 | 2.419 | 0.221 | 28.7402 | 2.6257 | 1.002 | 0.98617 | 1415 | 5 | Dry Detention | 0.2 |  |  | TMDL | TMDL |  |  | 10868.2882 | 2733952.3165 | 270 | 20% | 20% | 5.748 | 0.52514
15 | 2 | 0.44623 | 48 | 15 | 2 | MDR | 7.3702 | 0.422 | 5942.609 | 340.176 | 0.471 | 0.494 | 3.471 | 0.209 | 2798.745 | 168.156 | 0.44623 | 3.471 | 0.209 | 1.5489 | 0.093263 | 0.471 | 0.49432 | 1416 | 5 | Dry Detention | 0.2 |  |  | TMDL | TMDL |  |  | 583.8989 | 19437.8175 | 48 | 20% | 20% | 0.30977 | 0.018653
90 | 2 | 0.10389 | 546 | 90 | 2 | MDR | 11.3664 | 0.605 | 14884.136 | 791.874 | 0.804 | 0.836 | 9.135 | 0.506 | 11961.814 | 662.37 | 0.10389 | 4.317 | 0.251 | 0.4485 | 0.026077 | 0.38 | 0.41575 | 1417 | 5 | Dry Detention | 0.2 |  |  | TMDL | TMDL |  |  | 1400.4123 | 41834.634 | 546 | 20% | 20% | 0.0897 | 0.0052153
90 | 13 | 0.8565 | 555 | 90 | 13 | WET | 1.6912 | 0.073 | 1170.334 | 50.223 | 0.811 | 0.843 | 1.372 | 0.061 | 949.219 | 42.348 | 0.8565 | 0.66 | 0.031 | 0.56529 | 0.026552 | 0.39 | 0.4275 | 1417 | 5 | Dry Detention | 0.2 |  |  | TMDL | TMDL |  |  | 1400.4123 | 41834.634 | 555 | 20% | 20% | 0.11306 | 0.0053103
12 | 4 | 0.81306 | 32 | 12 | 4 | IND | 14.5181 | 1.342 | 4977.165 | 460.2 | 0.187 | 0.143 | 2.714 | 0.191 | 930.547 | 65.617 | 0.81306 | 1.286 | 0.097 | 1.0456 | 0.078867 | 0.089 | 0.072122 | 1418 | 5 | Dry Detention | 0.2 |  |  | TMDL | TMDL |  |  | 1299.1436 | 70097.3606 | 32 | 20% | 20% | 0.20912 | 0.015773
12 | 12 | 0.79616 | 36 | 12 | 12 | WAT | 0.25272 | 0.006 | 24.513 | 0.569 | 0.211 | 0.176 | 0.053 | 0.001 | 5.166 | 0.1 | 0.79616 | 0.026 | 0.001 | 0.0207 | 0.00079616 | 0.105 | 0.091588 | 1418 | 5 | Dry Detention | 0.2 |  |  | TMDL | TMDL |  |  | 1299.1436 | 70097.3606 | 36 | 20% | 20% | 0.00414 | 0.00015923
15 | 4 | 0.87346 | 50 | 15 | 4 | IND | 9.745 | 0.997 | 2826.058 | 289.213 | 0.468 | 0.494 | 4.565 | 0.492 | 1323.876 | 142.73 | 0.87346 | 4.565 | 0.492 | 3.9873 | 0.42974 | 0.468 | 0.49351 | 1419 | 5 | Dry Detention | 0.2 |  |  | TMDL | TMDL |  |  | 920.7538 | 38047.7502 | 50 | 20% | 20% | 0.79747 | 0.085948
36 | 1 | 6.3418 | 226 | 36 | 1 | LDR | 4.6704 | 0.433 | 1027.379 | 95.227 | 0.665 | 0.617 | 3.104 | 0.267 | 682.806 | 58.773 | 6.3418 | 3.104 | 0.267 | 19.6849 | 1.6933 | 0.665 | 0.61719 | 1420 | 5 | Dry Detention | 0.2 |  |  | TMDL | TMDL |  |  | 4831.8018 | 653380.3404 | 226 | 20% | 20% | 3.937 | 0.33865
36 | 7 | 0.0036141 | 232 | 36 | 7 | PAS | 7.2649 | 0.677 | 845.245 | 78.733 | 0.671 | 0.628 | 4.874 | 0.425 | 567.104 | 49.454 | 0.0036141 | 4.874 | 0.425 | 0.017615 | 0.001536 | 0.671 | 0.62812 | 1420 | 5 | Dry Detention | 0.2 |  |  | TMDL | TMDL |  |  | 4831.8018 | 653380.3404 | 232 | 20% | 20% | 0.003523 | 0.0003072
36 | 8 | 3.3817 | 233 | 36 | 8 | AGR | 8.712 | 0.844 | 4028.692 | 390.487 | 0.677 | 0.635 | 5.9 | 0.536 | 2728.126 | 247.809 | 3.3817 | 5.9 | 0.536 | 19.9523 | 1.8126 | 0.677 | 0.63461 | 1420 | 5 | Dry Detention | 0.2 |  |  | TMDL | TMDL |  |  | 4831.8018 | 653380.3404 | 233 | 20% | 20% | 3.9905 | 0.36252
36 | 13 | 5.245 | 237 | 36 | 13 | WET | 2.5089 | 0.197 | 2607.78 | 205.211 | 0.69 | 0.646 | 1.731 | 0.127 | 1798.721 | 132.5 | 5.245 | 1.731 | 0.127 | 9.0791 | 0.66611 | 0.69 | 0.64567 | 1420 | 5 | Dry Detention | 0.2 |  |  | TMDL | TMDL |  |  | 4831.8018 | 653380.3404 | 237 | 20% | 20% | 1.8158 | 0.13322
98 | 1 | 0.00033141 | 612 | 98 | 1 | LDR | 5.2337 | 0.483 | 1131.223 | 104.393 | 1.01 | 2 | 5.286 | 0.966 | 1142.425 | 208.786 | 0.00033141 | 4.367 | 0.398 | 0.0014473 | 0.0001319 | 0.834 | 0.82413 | 1420 | 5 | Dry Detention | 0.2 |  |  | TMDL | TMDL |  |  | 4831.8018 | 653380.3404 | 612 | 20% | 20% | 0.00028946 | 2.6381e-05
98 | 7 | 0.026615 | 615 | 98 | 7 | PAS | 8.2347 | 0.77 | 1166.724 | 109.158 | 1.012 | 2 | 8.336 | 1.541 | 1181.074 | 218.316 | 0.026615 | 6.958 | 0.643 | 0.18519 | 0.017114 | 0.845 | 0.83495 | 1420 | 5 | Dry Detention | 0.2 |  |  | TMDL | TMDL |  |  | 4831.8018 | 653380.3404 | 615 | 20% | 20% | 0.037038 | 0.0034227
98 | 8 | 0.00052096 | 616 | 98 | 8 | AGR | 10.2093 | 0.993 | 222.204 | 21.614 | 1.012 | 2 | 10.335 | 1.986 | 224.947 | 43.228 | 0.00052096 | 8.651 | 0.831 | 0.0045068 | 0.00043292 | 0.847 | 0.83698 | 1420 | 5 | Dry Detention | 0.2 |  |  | TMDL | TMDL |  |  | 4831.8018 | 653380.3404 | 616 | 20% | 20% | 0.00090136 | 8.6583e-05
98 | 1 | 0.34485 | 612 | 98 | 1 | LDR | 5.2337 | 0.483 | 1131.223 | 104.393 | 1.01 | 2 | 5.286 | 0.966 | 1142.425 | 208.786 | 0.34485 | 4.367 | 0.398 | 1.506 | 0.13725 | 0.834 | 0.82413 | 1421 | 5 | Dry Detention | 0.2 |  |  | TMDL | TMDL |  |  | 764.1145 | 18637.075 | 612 | 20% | 20% | 0.30119 | 0.02745
15 | 2 | 1.4743 | 48 | 15 | 2 | MDR | 7.3702 | 0.422 | 5942.609 | 340.176 | 0.471 | 0.494 | 3.471 | 0.209 | 2798.745 | 168.156 | 1.4743 | 3.471 | 0.209 | 5.1174 | 0.30813 | 0.471 | 0.49432 | 1422 | 5 | Dry Detention | 0.2 |  |  | TMDL | TMDL |  |  | 1263.8762 | 97073.1879 | 48 | 20% | 20% | 1.0235 | 0.061627
15 | 11 | 0.75418 | 54 | 15 | 11 | FOR | 1.9081 | 0.089 | 205.535 | 9.639 | 0.48 | 0.502 | 0.916 | 0.045 | 98.719 | 4.842 | 0.75418 | 0.916 | 0.045 | 0.69083 | 0.033938 | 0.48 | 0.50234 | 1422 | 5 | Dry Detention | 0.2 |  |  | TMDL | TMDL |  |  | 1263.8762 | 97073.1879 | 54 | 20% | 20% | 0.13817 | 0.0067876
90 | 1 | 0.011187 | 545 | 90 | 1 | LDR | 6.1079 | 0.308 | 1822.248 | 91.801 | 0.804 | 0.837 | 4.91 | 0.257 | 1464.821 | 76.812 | 0.011187 | 2.322 | 0.128 | 0.025977 | 0.001432 | 0.38 | 0.41636 | 1423 | 5 | Dry Detention | 0.2 |  |  | TMDL | TMDL |  |  | 134.0197 | 487.322 | 545 | 20% | 20% | 0.0051954 | 0.0002864
12 | 4 | 17.9144 | 32 | 12 | 4 | IND | 14.5181 | 1.342 | 4977.165 | 460.2 | 0.187 | 0.143 | 2.714 | 0.191 | 930.547 | 65.617 | 17.9144 | 1.286 | 0.097 | 23.0379 | 1.7377 | 0.089 | 0.072122 | 1424 | 5 | Dry Detention | 0.2 |  |  | TMDL | TMDL |  |  | 5917.7794 | 780348.7789 | 32 | 20% | 20% | 4.6076 | 0.34754
12 | 4 | 0.1997 | 32 | 12 | 4 | IND | 14.5181 | 1.342 | 4977.165 | 460.2 | 0.187 | 0.143 | 2.714 | 0.191 | 930.547 | 65.617 | 0.1997 | 1.286 | 0.097 | 0.25681 | 0.019371 | 0.089 | 0.072122 | 1425 | 5 | Dry Detention | 0.2 |  |  | TMDL | TMDL |  |  | 409.4863 | 8698.7311 | 32 | 20% | 20% | 0.051362 | 0.0038741
36 | 1 | 3.8898 | 226 | 36 | 1 | LDR | 4.6704 | 0.433 | 1027.379 | 95.227 | 0.665 | 0.617 | 3.104 | 0.267 | 682.806 | 58.773 | 3.8898 | 3.104 | 0.267 | 12.0738 | 1.0386 | 0.665 | 0.61719 | 1426 | 5 | Dry Detention | 0.2 |  |  | TMDL | TMDL |  |  | 2298.9745 | 301470.0004 | 226 | 20% | 20% | 2.4148 | 0.20771
36 | 13 | 2.7523 | 237 | 36 | 13 | WET | 2.5089 | 0.197 | 2607.78 | 205.211 | 0.69 | 0.646 | 1.731 | 0.127 | 1798.721 | 132.5 | 2.7523 | 1.731 | 0.127 | 4.7643 | 0.34955 | 0.69 | 0.64567 | 1426 | 5 | Dry Detention | 0.2 |  |  | TMDL | TMDL |  |  | 2298.9745 | 301470.0004 | 237 | 20% | 20% | 0.95286 | 0.06991
37 | 1 | 0.18216 | 238 | 37 | 1 | LDR | 5.1162 | 0.464 | 345.183 | 31.305 | 0.812 | 0.781 | 4.154 | 0.362 | 280.282 | 24.449 | 0.18216 | 4.154 | 0.362 | 0.75669 | 0.065941 | 0.812 | 0.78099 | 1426 | 5 | Dry Detention | 0.2 |  |  | TMDL | TMDL |  |  | 2298.9745 | 301470.0004 | 238 | 20% | 20% | 0.15134 | 0.013188
37 | 13 | 0.096565 | 246 | 37 | 13 | WET | 3.5077 | 0.316 | 851.017 | 76.687 | 0.829 | 0.812 | 2.906 | 0.257 | 705.132 | 62.266 | 0.096565 | 2.906 | 0.257 | 0.28062 | 0.024817 | 0.829 | 0.81195 | 1426 | 5 | Dry Detention | 0.2 |  |  | TMDL | TMDL |  |  | 2298.9745 | 301470.0004 | 246 | 20% | 20% | 0.056123 | 0.0049634
37 | 1 | 2.5778 | 238 | 37 | 1 | LDR | 5.1162 | 0.464 | 345.183 | 31.305 | 0.812 | 0.781 | 4.154 | 0.362 | 280.282 | 24.449 | 2.5778 | 4.154 | 0.362 | 10.708 | 0.93315 | 0.812 | 0.78099 | 1427 | 5 | Dry Detention | 0.2 |  |  | TMDL | TMDL |  |  | 2404.6671 | 292214.9084 | 238 | 20% | 20% | 2.1416 | 0.18663
37 | 13 | 4.1306 | 246 | 37 | 13 | WET | 3.5077 | 0.316 | 851.017 | 76.687 | 0.829 | 0.812 | 2.906 | 0.257 | 705.132 | 62.266 | 4.1306 | 2.906 | 0.257 | 12.0035 | 1.0616 | 0.829 | 0.81195 | 1427 | 5 | Dry Detention | 0.2 |  |  | TMDL | TMDL |  |  | 2404.6671 | 292214.9084 | 246 | 20% | 20% | 2.4007 | 0.21231
38 | 4 | 1.7315 | 250 | 38 | 4 | IND | 13.0332 | 1.643 | 2693.398 | 339.537 | 0.746 | 0.728 | 9.718 | 1.196 | 2008.316 | 247.156 | 1.7315 | 9.718 | 1.196 | 16.8268 | 2.0709 | 0.746 | 0.72792 | 1428 | 5 | Dry Detention | 0.2 |  |  | TMDL | TMDL |  |  | 1334.9026 | 105584.2734 | 250 | 20% | 20% | 3.3654 | 0.41418
39 | 4 | 0.69239 | 262 | 39 | 4 | IND | 9.1209 | 1.105 | 1283.176 | 155.409 | 1.075 | 1.081 | 9.803 | 1.194 | 1379.191 | 167.989 | 0.69239 | 9.077 | 1.086 | 6.2848 | 0.75193 | 0.995 | 0.98268 | 1428 | 5 | Dry Detention | 0.2 |  |  | TMDL | TMDL |  |  | 1334.9026 | 105584.2734 | 262 | 20% | 20% | 1.257 | 0.15039
15 | 3 | 0.0027247 | 49 | 15 | 3 | HDR | 15.855 | 1.386 | 5622.889 | 491.639 | 0.471 | 0.496 | 7.465 | 0.687 | 2647.371 | 243.749 | 0.0027247 | 7.465 | 0.687 | 0.02034 | 0.0018718 | 0.471 | 0.49579 | 1429 | 5 | Dry Detention | 0.2 |  |  | TMDL | TMDL |  |  | 4336.4058 | 374975.1658 | 49 | 20% | 20% | 0.0040679 | 0.00037437
15 | 6 | 0.20091 | 51 | 15 | 6 | OPE | 4.0278 | 0.208 | 188.418 | 9.726 | 0.473 | 0.496 | 1.905 | 0.103 | 89.126 | 4.828 | 0.20091 | 1.905 | 0.103 | 0.38273 | 0.020694 | 0.473 | 0.49643 | 1429 | 5 | Dry Detention | 0.2 |  |  | TMDL | TMDL |  |  | 4336.4058 | 374975.1658 | 51 | 20% | 20% | 0.076547 | 0.0041387
15 | 13 | 1.1689 | 56 | 15 | 13 | WET | 5.949 | 0.459 | 2341.804 | 180.724 | 0.473 | 0.503 | 2.811 | 0.231 | 1106.548 | 90.851 | 1.1689 | 2.811 | 0.231 | 3.2857 | 0.27001 | 0.473 | 0.50271 | 1429 | 5 | Dry Detention | 0.2 |  |  | TMDL | TMDL |  |  | 4336.4058 | 374975.1658 | 56 | 20% | 20% | 0.65713 | 0.054001
90 | 3 | 0.58214 | 547 | 90 | 3 | HDR | 24.4137 | 2.012 | 3405.251 | 280.671 | 0.804 | 0.836 | 19.617 | 1.683 | 2736.254 | 234.726 | 0.58214 | 9.268 | 0.84 | 5.3953 | 0.489 | 0.38 | 0.4172 | 1429 | 5 | Dry Detention | 0.2 |  |  | TMDL | TMDL |  |  | 4336.4058 | 374975.1658 | 547 | 20% | 20% | 1.0791 | 0.0978
90 | 6 | 0.78463 | 549 | 90 | 6 | OPE | 6.2286 | 0.301 | 946.924 | 45.732 | 0.804 | 0.837 | 5.007 | 0.252 | 761.157 | 38.267 | 0.78463 | 2.372 | 0.125 | 1.8612 | 0.098079 | 0.381 | 0.41716 | 1429 | 5 | Dry Detention | 0.2 |  |  | TMDL | TMDL |  |  | 4336.4058 | 374975.1658 | 549 | 20% | 20% | 0.37223 | 0.019616
90 | 13 | 5.869 | 555 | 90 | 13 | WET | 1.6912 | 0.073 | 1170.334 | 50.223 | 0.811 | 0.843 | 1.372 | 0.061 | 949.219 | 42.348 | 5.869 | 0.66 | 0.031 | 3.8735 | 0.18194 | 0.39 | 0.4275 | 1429 | 5 | Dry Detention | 0.2 |  |  | TMDL | TMDL |  |  | 4336.4058 | 374975.1658 | 555 | 20% | 20% | 0.77471 | 0.036388
90 | 1 | 1.9264 | 545 | 90 | 1 | LDR | 6.1079 | 0.308 | 1822.248 | 91.801 | 0.804 | 0.837 | 4.91 | 0.257 | 1464.821 | 76.812 | 1.9264 | 2.322 | 0.128 | 4.4732 | 0.24658 | 0.38 | 0.41636 | 1430 | 5 | Dry Detention | 0.2 |  |  | TMDL | TMDL |  |  | 1631.0602 | 102619.8117 | 545 | 20% | 20% | 0.89463 | 0.049316
90 | 2 | 0.42941 | 546 | 90 | 2 | MDR | 11.3664 | 0.605 | 14884.136 | 791.874 | 0.804 | 0.836 | 9.135 | 0.506 | 11961.814 | 662.37 | 0.42941 | 4.317 | 0.251 | 1.8538 | 0.10778 | 0.38 | 0.41575 | 1430 | 5 | Dry Detention | 0.2 |  |  | TMDL | TMDL |  |  | 1631.0602 | 102619.8117 | 546 | 20% | 20% | 0.37076 | 0.021557
90 | 13 | 0.42468 | 555 | 90 | 13 | WET | 1.6912 | 0.073 | 1170.334 | 50.223 | 0.811 | 0.843 | 1.372 | 0.061 | 949.219 | 42.348 | 0.42468 | 0.66 | 0.031 | 0.28029 | 0.013165 | 0.39 | 0.4275 | 1431 | 5 | Dry Detention | 0.2 |  |  | TMDL | TMDL |  |  | 844.1107 | 18499.0937 | 555 | 20% | 20% | 0.056058 | 0.002633
15 | 2 | 2.7215 | 48 | 15 | 2 | MDR | 7.3702 | 0.422 | 5942.609 | 340.176 | 0.471 | 0.494 | 3.471 | 0.209 | 2798.745 | 168.156 | 2.7215 | 3.471 | 0.209 | 9.4463 | 0.56879 | 0.471 | 0.49432 | 1432 | 5 | Dry Detention | 0.2 |  |  | TMDL | TMDL |  |  | 1649.594 | 118547.5654 | 48 | 20% | 20% | 1.8893 | 0.11376
90 | 1 | 1.0713 | 545 | 90 | 1 | LDR | 6.1079 | 0.308 | 1822.248 | 91.801 | 0.804 | 0.837 | 4.91 | 0.257 | 1464.821 | 76.812 | 1.0713 | 2.322 | 0.128 | 2.4877 | 0.13713 | 0.38 | 0.41636 | 1433 | 5 | Dry Detention | 0.2 |  |  | TMDL | TMDL |  |  | 900.4976 | 46667.7356 | 545 | 20% | 20% | 0.49753 | 0.027427
15 | 2 | 0.90485 | 48 | 15 | 2 | MDR | 7.3702 | 0.422 | 5942.609 | 340.176 | 0.471 | 0.494 | 3.471 | 0.209 | 2798.745 | 168.156 | 0.90485 | 3.471 | 0.209 | 3.1407 | 0.18911 | 0.471 | 0.49432 | 1434 | 5 | Dry Detention | 0.2 |  |  | TMDL | TMDL |  |  | 1165.3642 | 42295.1639 | 48 | 20% | 20% | 0.62814 | 0.037823
15 | 11 | 0.054356 | 54 | 15 | 11 | FOR | 1.9081 | 0.089 | 205.535 | 9.639 | 0.48 | 0.502 | 0.916 | 0.045 | 98.719 | 4.842 | 0.054356 | 0.916 | 0.045 | 0.04979 | 0.002446 | 0.48 | 0.50234 | 1434 | 5 | Dry Detention | 0.2 |  |  | TMDL | TMDL |  |  | 1165.3642 | 42295.1639 | 54 | 20% | 20% | 0.009958 | 0.00048921
15 | 13 | 0.011765 | 56 | 15 | 13 | WET | 5.949 | 0.459 | 2341.804 | 180.724 | 0.473 | 0.503 | 2.811 | 0.231 | 1106.548 | 90.851 | 0.011765 | 2.811 | 0.231 | 0.033071 | 0.0027177 | 0.473 | 0.50271 | 1434 | 5 | Dry Detention | 0.2 |  |  | TMDL | TMDL |  |  | 1165.3642 | 42295.1639 | 56 | 20% | 20% | 0.0066141 | 0.00054353
90 | 1 | 1.1707 | 545 | 90 | 1 | LDR | 6.1079 | 0.308 | 1822.248 | 91.801 | 0.804 | 0.837 | 4.91 | 0.257 | 1464.821 | 76.812 | 1.1707 | 2.322 | 0.128 | 2.7184 | 0.14985 | 0.38 | 0.41636 | 1435 | 5 | Dry Detention | 0.2 |  |  | TMDL | TMDL |  |  | 894.8429 | 50995.7702 | 545 | 20% | 20% | 0.54368 | 0.02997
12 | 4 | 1.6453 | 32 | 12 | 4 | IND | 14.5181 | 1.342 | 4977.165 | 460.2 | 0.187 | 0.143 | 2.714 | 0.191 | 930.547 | 65.617 | 1.6453 | 1.286 | 0.097 | 2.1159 | 0.1596 | 0.089 | 0.072122 | 1436 | 5 | Dry Detention | 0.2 |  |  | TMDL | TMDL |  |  | 1083.5531 | 71669.6535 | 32 | 20% | 20% | 0.42318 | 0.031919
12 | 2 | 0.53769 | 30 | 12 | 2 | MDR | 9.8043 | 0.478 | 3299.018 | 160.951 | 0.191 | 0.144 | 1.876 | 0.069 | 631.242 | 23.116 | 0.53769 | 0.895 | 0.035 | 0.48123 | 0.018819 | 0.091 | 0.072588 | 1437 | 5 | Dry Detention | 0.2 |  |  | TMDL | TMDL |  |  | 1187.3738 | 74506.1664 | 30 | 20% | 20% | 0.096246 | 0.0037638
12 | 4 | 1.1727 | 32 | 12 | 4 | IND | 14.5181 | 1.342 | 4977.165 | 460.2 | 0.187 | 0.143 | 2.714 | 0.191 | 930.547 | 65.617 | 1.1727 | 1.286 | 0.097 | 1.5081 | 0.11376 | 0.089 | 0.072122 | 1437 | 5 | Dry Detention | 0.2 |  |  | TMDL | TMDL |  |  | 1187.3738 | 74506.1664 | 32 | 20% | 20% | 0.30163 | 0.022751
90 | 1 | 0.94205 | 545 | 90 | 1 | LDR | 6.1079 | 0.308 | 1822.248 | 91.801 | 0.804 | 0.837 | 4.91 | 0.257 | 1464.821 | 76.812 | 0.94205 | 2.322 | 0.128 | 2.1874 | 0.12058 | 0.38 | 0.41636 | 1438 | 5 | Dry Detention | 0.2 |  |  | TMDL | TMDL |  |  | 824.3149 | 41039.9037 | 545 | 20% | 20% | 0.43749 | 0.024116
90 | 13 | 0.00010321 | 555 | 90 | 13 | WET | 1.6912 | 0.073 | 1170.334 | 50.223 | 0.811 | 0.843 | 1.372 | 0.061 | 949.219 | 42.348 | 0.00010321 | 0.66 | 0.031 | 6.8116e-05 | 3.1994e-06 | 0.39 | 0.4275 | 1438 | 5 | Dry Detention | 0.2 |  |  | TMDL | TMDL |  |  | 824.3149 | 41039.9037 | 555 | 20% | 20% | 1.3623e-05 | 6.3988e-07
90 | 1 | 1.1884 | 545 | 90 | 1 | LDR | 6.1079 | 0.308 | 1822.248 | 91.801 | 0.804 | 0.837 | 4.91 | 0.257 | 1464.821 | 76.812 | 1.1884 | 2.322 | 0.128 | 2.7595 | 0.15212 | 0.38 | 0.41636 | 1439 | 5 | Dry Detention | 0.2 |  |  | TMDL | TMDL |  |  | 910.0966 | 51767.4949 | 545 | 20% | 20% | 0.5519 | 0.030424
15 | 2 | 2.5101 | 48 | 15 | 2 | MDR | 7.3702 | 0.422 | 5942.609 | 340.176 | 0.471 | 0.494 | 3.471 | 0.209 | 2798.745 | 168.156 | 2.5101 | 3.471 | 0.209 | 8.7127 | 0.52462 | 0.471 | 0.49432 | 1440 | 5 | Dry Detention | 0.2 |  |  | TMDL | TMDL |  |  | 2832.6061 | 171570.2594 | 48 | 20% | 20% | 1.7425 | 0.10492
15 | 4 | 0.0029565 | 50 | 15 | 4 | IND | 9.745 | 0.997 | 2826.058 | 289.213 | 0.468 | 0.494 | 4.565 | 0.492 | 1323.876 | 142.73 | 0.0029565 | 4.565 | 0.492 | 0.013496 | 0.0014546 | 0.468 | 0.49351 | 1440 | 5 | Dry Detention | 0.2 |  |  | TMDL | TMDL |  |  | 2832.6061 | 171570.2594 | 50 | 20% | 20% | 0.0026993 | 0.00029092
23 | 2 | 1.4197 | 121 | 23 | 2 | MDR | 7.0851 | 0.345 | 2693.279 | 131.118 | 0.895 | 0.911 | 6.34 | 0.314 | 2410.131 | 119.396 | 1.4197 | 6.34 | 0.314 | 9.001 | 0.44579 | 0.895 | 0.9106 | 1440 | 5 | Dry Detention | 0.2 |  |  | TMDL | TMDL |  |  | 2832.6061 | 171570.2594 | 121 | 20% | 20% | 1.8002 | 0.089158
23 | 4 | 0.0059191 | 123 | 23 | 4 | IND | 10.0422 | 0.85 | 5417.453 | 458.426 | 0.893 | 0.909 | 8.963 | 0.773 | 4835.422 | 416.755 | 0.0059191 | 8.963 | 0.773 | 0.053052 | 0.0045754 | 0.893 | 0.9091 | 1440 | 5 | Dry Detention | 0.2 |  |  | TMDL | TMDL |  |  | 2832.6061 | 171570.2594 | 123 | 20% | 20% | 0.01061 | 0.00091509
90 | 13 | 0.0028012 | 555 | 90 | 13 | WET | 1.6912 | 0.073 | 1170.334 | 50.223 | 0.811 | 0.843 | 1.372 | 0.061 | 949.219 | 42.348 | 0.0028012 | 0.66 | 0.031 | 0.0018488 | 8.6837e-05 | 0.39 | 0.4275 | 1441 | 5 | Dry Detention | 0.2 |  |  | TMDL | TMDL |  |  | 102.2156 | 122.0206 | 555 | 20% | 20% | 0.00036976 | 1.7367e-05
90 | 13 | 0.027008 | 555 | 90 | 13 | WET | 1.6912 | 0.073 | 1170.334 | 50.223 | 0.811 | 0.843 | 1.372 | 0.061 | 949.219 | 42.348 | 0.027008 | 0.66 | 0.031 | 0.017825 | 0.00083723 | 0.39 | 0.4275 | 1442 | 5 | Dry Detention | 0.2 |  |  | TMDL | TMDL |  |  | 204.745 | 1176.4441 | 555 | 20% | 20% | 0.003565 | 0.00016745
98 | 1 | 0.51534 | 612 | 98 | 1 | LDR | 5.2337 | 0.483 | 1131.223 | 104.393 | 1.01 | 2 | 5.286 | 0.966 | 1142.425 | 208.786 | 0.51534 | 4.367 | 0.398 | 2.2505 | 0.2051 | 0.834 | 0.82413 | 1443 | 5 | Dry Detention | 0.2 |  |  | TMDL | TMDL |  |  | 599.5275 | 22449.053 | 612 | 20% | 20% | 0.45009 | 0.041021
98 | 13 | 3.1056e-05 | 620 | 98 | 13 | WET | 2.2526 | 0.176 | 2135.004 | 166.457 | 1.017 | 2 | 2.29 | 0.351 | 2170.555 | 332.915 | 3.1056e-05 | 1.946 | 0.15 | 6.0434e-05 | 4.6584e-06 | 0.864 | 0.85634 | 1443 | 5 | Dry Detention | 0.2 |  |  | TMDL | TMDL |  |  | 599.5275 | 22449.053 | 620 | 20% | 20% | 1.2087e-05 | 9.3167e-07
37 | 8 | 0.034581 | 241 | 37 | 8 | AGR | 9.9881 | 0.954 | 5753.428 | 549.77 | 0.832 | 0.809 | 8.308 | 0.772 | 4785.623 | 444.557 | 0.034581 | 8.308 | 0.772 | 0.2873 | 0.026696 | 0.832 | 0.80862 | 1444 | 5 | Dry Detention | 0.2 |  |  | TMDL | TMDL |  |  | 2531.7401 | 401696.4508 | 241 | 20% | 20% | 0.057459 | 0.0053392
37 | 11 | 5.4252 | 244 | 37 | 11 | FOR | 1.9387 | 0.151 | 164.646 | 12.86 | 0.838 | 0.816 | 1.626 | 0.123 | 138.054 | 10.488 | 5.4252 | 1.626 | 0.123 | 8.8213 | 0.6673 | 0.838 | 0.81556 | 1444 | 5 | Dry Detention | 0.2 |  |  | TMDL | TMDL |  |  | 2531.7401 | 401696.4508 | 244 | 20% | 20% | 1.7643 | 0.13346
37 | 13 | 3.762 | 246 | 37 | 13 | WET | 3.5077 | 0.316 | 851.017 | 76.687 | 0.829 | 0.812 | 2.906 | 0.257 | 705.132 | 62.266 | 3.762 | 2.906 | 0.257 | 10.9323 | 0.96682 | 0.829 | 0.81195 | 1444 | 5 | Dry Detention | 0.2 |  |  | TMDL | TMDL |  |  | 2531.7401 | 401696.4508 | 246 | 20% | 20% | 2.1865 | 0.19336
15 | 13 | 0.067492 | 56 | 15 | 13 | WET | 5.949 | 0.459 | 2341.804 | 180.724 | 0.473 | 0.503 | 2.811 | 0.231 | 1106.548 | 90.851 | 0.067492 | 2.811 | 0.231 | 0.18972 | 0.015591 | 0.473 | 0.50271 | 1445 | 5 | Dry Detention | 0.2 |  |  | TMDL | TMDL |  |  | 249.0614 | 2939.9309 | 56 | 20% | 20% | 0.037944 | 0.0031181
90 | 2 | 0.099633 | 546 | 90 | 2 | MDR | 11.3664 | 0.605 | 14884.136 | 791.874 | 0.804 | 0.836 | 9.135 | 0.506 | 11961.814 | 662.37 | 0.099633 | 4.317 | 0.251 | 0.43011 | 0.025008 | 0.38 | 0.41575 | 1446 | 5 | Dry Detention | 0.2 |  |  | TMDL | TMDL |  |  | 341.7527 | 4340.0083 | 546 | 20% | 20% | 0.086023 | 0.0050016
15 | 13 | 0.0068723 | 56 | 15 | 13 | WET | 5.949 | 0.459 | 2341.804 | 180.724 | 0.473 | 0.503 | 2.811 | 0.231 | 1106.548 | 90.851 | 0.0068723 | 2.811 | 0.231 | 0.019318 | 0.0015875 | 0.473 | 0.50271 | 1447 | 5 | Dry Detention | 0.2 |  |  | TMDL | TMDL |  |  | 77.071 | 299.3581 | 56 | 20% | 20% | 0.0038636 | 0.0003175
36 | 1 | 28.9515 | 226 | 36 | 1 | LDR | 4.6704 | 0.433 | 1027.379 | 95.227 | 0.665 | 0.617 | 3.104 | 0.267 | 682.806 | 58.773 | 28.9515 | 3.104 | 0.267 | 89.8654 | 7.73 | 0.665 | 0.61719 | 1448 | 5 | Dry Detention | 0.2 |  |  | TMDL | TMDL |  |  | 11898.713 | 2052542.19 | 226 | 20% | 20% | 17.9731 | 1.546
36 | 8 | 0.19341 | 233 | 36 | 8 | AGR | 8.712 | 0.844 | 4028.692 | 390.487 | 0.677 | 0.635 | 5.9 | 0.536 | 2728.126 | 247.809 | 0.19341 | 5.9 | 0.536 | 1.1411 | 0.10367 | 0.677 | 0.63461 | 1448 | 5 | Dry Detention | 0.2 |  |  | TMDL | TMDL |  |  | 11898.713 | 2052542.19 | 233 | 20% | 20% | 0.22822 | 0.020734
36 | 12 | 0.50656 | 236 | 36 | 12 | WAT | 0.5222 | 0.036 | 7.117 | 0.495 | 0.683 | 0.636 | 0.357 | 0.023 | 4.864 | 0.315 | 0.50656 | 0.357 | 0.023 | 0.18084 | 0.011651 | 0.683 | 0.63574 | 1448 | 5 | Dry Detention | 0.2 |  |  | TMDL | TMDL |  |  | 11898.713 | 2052542.19 | 236 | 20% | 20% | 0.036168 | 0.0023302
36 | 13 | 17.4686 | 237 | 36 | 13 | WET | 2.5089 | 0.197 | 2607.78 | 205.211 | 0.69 | 0.646 | 1.731 | 0.127 | 1798.721 | 132.5 | 17.4686 | 1.731 | 0.127 | 30.2382 | 2.2185 | 0.69 | 0.64567 | 1448 | 5 | Dry Detention | 0.2 |  |  | TMDL | TMDL |  |  | 11898.713 | 2052542.19 | 237 | 20% | 20% | 6.0476 | 0.4437
37 | 1 | 11.0529 | 238 | 37 | 1 | LDR | 5.1162 | 0.464 | 345.183 | 31.305 | 0.812 | 0.781 | 4.154 | 0.362 | 280.282 | 24.449 | 11.0529 | 4.154 | 0.362 | 45.9138 | 4.0012 | 0.812 | 0.78099 | 1449 | 5 | Dry Detention | 0.2 |  |  | TMDL | TMDL |  |  | 4821.5655 | 867144.2158 | 238 | 20% | 20% | 9.1828 | 0.80023
37 | 13 | 8.8541 | 246 | 37 | 13 | WET | 3.5077 | 0.316 | 851.017 | 76.687 | 0.829 | 0.812 | 2.906 | 0.257 | 705.132 | 62.266 | 8.8541 | 2.906 | 0.257 | 25.7299 | 2.2755 | 0.829 | 0.81195 | 1449 | 5 | Dry Detention | 0.2 |  |  | TMDL | TMDL |  |  | 4821.5655 | 867144.2158 | 246 | 20% | 20% | 5.146 | 0.4551
90 | 1 | 1.5171 | 545 | 90 | 1 | LDR | 6.1079 | 0.308 | 1822.248 | 91.801 | 0.804 | 0.837 | 4.91 | 0.257 | 1464.821 | 76.812 | 1.5171 | 2.322 | 0.128 | 3.5226 | 0.19418 | 0.38 | 0.41636 | 1450 | 5 | Dry Detention | 0.2 |  |  | TMDL | TMDL |  |  | 1101.8991 | 66082.7043 | 545 | 20% | 20% | 0.70452 | 0.038837
36 | 11 | 9.447 | 235 | 36 | 11 | FOR | 1.6973 | 0.136 | 456.356 | 36.497 | 0.685 | 0.642 | 1.162 | 0.087 | 312.528 | 23.445 | 9.447 | 1.162 | 0.087 | 10.9775 | 0.82189 | 0.685 | 0.64239 | 1451 | 5 | Dry Detention | 0.2 |  |  | TMDL | TMDL |  |  | 2872.7585 | 510201.4638 | 235 | 20% | 20% | 2.1955 | 0.16438
36 | 12 | 1.0376 | 236 | 36 | 12 | WAT | 0.5222 | 0.036 | 7.117 | 0.495 | 0.683 | 0.636 | 0.357 | 0.023 | 4.864 | 0.315 | 1.0376 | 0.357 | 0.023 | 0.37043 | 0.023866 | 0.683 | 0.63574 | 1451 | 5 | Dry Detention | 0.2 |  |  | TMDL | TMDL |  |  | 2872.7585 | 510201.4638 | 236 | 20% | 20% | 0.074087 | 0.0047731
36 | 13 | 1.228 | 237 | 36 | 13 | WET | 2.5089 | 0.197 | 2607.78 | 205.211 | 0.69 | 0.646 | 1.731 | 0.127 | 1798.721 | 132.5 | 1.228 | 1.731 | 0.127 | 2.1256 | 0.15595 | 0.69 | 0.64567 | 1451 | 5 | Dry Detention | 0.2 |  |  | TMDL | TMDL |  |  | 2872.7585 | 510201.4638 | 237 | 20% | 20% | 0.42513 | 0.031191
90 | 2 | 0.0068526 | 546 | 90 | 2 | MDR | 11.3664 | 0.605 | 14884.136 | 791.874 | 0.804 | 0.836 | 9.135 | 0.506 | 11961.814 | 662.37 | 0.0068526 | 4.317 | 0.251 | 0.029583 | 0.00172 | 0.38 | 0.41575 | 1452 | 5 | Dry Detention | 0.2 |  |  | TMDL | TMDL |  |  | 826.7983 | 15398.151 | 546 | 20% | 20% | 0.0059165 | 0.000344
90 | 13 | 0.34664 | 555 | 90 | 13 | WET | 1.6912 | 0.073 | 1170.334 | 50.223 | 0.811 | 0.843 | 1.372 | 0.061 | 949.219 | 42.348 | 0.34664 | 0.66 | 0.031 | 0.22878 | 0.010746 | 0.39 | 0.4275 | 1452 | 5 | Dry Detention | 0.2 |  |  | TMDL | TMDL |  |  | 826.7983 | 15398.151 | 555 | 20% | 20% | 0.045757 | 0.0021492
12 | 4 | 0.32019 | 32 | 12 | 4 | IND | 14.5181 | 1.342 | 4977.165 | 460.2 | 0.187 | 0.143 | 2.714 | 0.191 | 930.547 | 65.617 | 0.32019 | 1.286 | 0.097 | 0.41177 | 0.031059 | 0.089 | 0.072122 | 1453 | 5 | Dry Detention | 0.2 |  |  | TMDL | TMDL |  |  | 477.6902 | 13947.4993 | 32 | 20% | 20% | 0.082353 | 0.0062117
90 | 6 | 0.55692 | 549 | 90 | 6 | OPE | 6.2286 | 0.301 | 946.924 | 45.732 | 0.804 | 0.837 | 5.007 | 0.252 | 761.157 | 38.267 | 0.55692 | 2.372 | 0.125 | 1.321 | 0.069615 | 0.381 | 0.41716 | 1454 | 5 | Dry Detention | 0.2 |  |  | TMDL | TMDL |  |  | 1863.2599 | 24259.0791 | 549 | 20% | 20% | 0.2642 | 0.013923
90 | 1 | 2.5891 | 545 | 90 | 1 | LDR | 6.1079 | 0.308 | 1822.248 | 91.801 | 0.804 | 0.837 | 4.91 | 0.257 | 1464.821 | 76.812 | 2.5891 | 2.322 | 0.128 | 6.0119 | 0.3314 | 0.38 | 0.41636 | 1455 | 5 | Dry Detention | 0.2 |  |  | TMDL | TMDL |  |  | 2125.21 | 112780.0644 | 545 | 20% | 20% | 1.2024 | 0.066281
98 | 1 | 7.9017 | 612 | 98 | 1 | LDR | 5.2337 | 0.483 | 1131.223 | 104.393 | 1.01 | 2 | 5.286 | 0.966 | 1142.425 | 208.786 | 7.9017 | 4.367 | 0.398 | 34.5067 | 3.1449 | 0.834 | 0.82413 | 1456 | 5 | Dry Detention | 0.2 |  |  | TMDL | TMDL |  |  | 3229.0643 | 386296.5416 | 612 | 20% | 20% | 6.9013 | 0.62897
98 | 11 | 0.9665 | 618 | 98 | 11 | FOR | 1.936 | 0.155 | 605.947 | 48.477 | 1.012 | 2 | 1.96 | 0.31 | 613.42 | 96.954 | 0.9665 | 1.647 | 0.13 | 1.5918 | 0.12564 | 0.85 | 0.83988 | 1456 | 5 | Dry Detention | 0.2 |  |  | TMDL | TMDL |  |  | 3229.0643 | 386296.5416 | 618 | 20% | 20% | 0.31836 | 0.025129
15 | 1 | 0.58507 | 47 | 15 | 1 | LDR | 3.9532 | 0.214 | 107.734 | 5.825 | 0.471 | 0.495 | 1.864 | 0.106 | 50.79 | 2.883 | 0.58507 | 1.864 | 0.106 | 1.0906 | 0.062017 | 0.471 | 0.49494 | 1457 | 5 | Dry Detention | 0.2 |  |  | TMDL | TMDL |  |  | 1698.0497 | 131640.3091 | 47 | 20% | 20% | 0.21811 | 0.012403
15 | 2 | 1.9939 | 48 | 15 | 2 | MDR | 7.3702 | 0.422 | 5942.609 | 340.176 | 0.471 | 0.494 | 3.471 | 0.209 | 2798.745 | 168.156 | 1.9939 | 3.471 | 0.209 | 6.9209 | 0.41673 | 0.471 | 0.49432 | 1457 | 5 | Dry Detention | 0.2 |  |  | TMDL | TMDL |  |  | 1698.0497 | 131640.3091 | 48 | 20% | 20% | 1.3842 | 0.083345
15 | 13 | 0.44308 | 56 | 15 | 13 | WET | 5.949 | 0.459 | 2341.804 | 180.724 | 0.473 | 0.503 | 2.811 | 0.231 | 1106.548 | 90.851 | 0.44308 | 2.811 | 0.231 | 1.2455 | 0.10235 | 0.473 | 0.50271 | 1457 | 5 | Dry Detention | 0.2 |  |  | TMDL | TMDL |  |  | 1698.0497 | 131640.3091 | 56 | 20% | 20% | 0.2491 | 0.02047
90 | 2 | 0.00075649 | 546 | 90 | 2 | MDR | 11.3664 | 0.605 | 14884.136 | 791.874 | 0.804 | 0.836 | 9.135 | 0.506 | 11961.814 | 662.37 | 0.00075649 | 4.317 | 0.251 | 0.0032658 | 0.00018988 | 0.38 | 0.41575 | 1458 | 5 | Dry Detention | 0.2 |  |  | TMDL | TMDL |  |  | 33.2985 | 32.9534 | 546 | 20% | 20% | 0.00065316 | 3.7976e-05
98 | 1 | 3.3783 | 612 | 98 | 1 | LDR | 5.2337 | 0.483 | 1131.223 | 104.393 | 1.01 | 2 | 5.286 | 0.966 | 1142.425 | 208.786 | 3.3783 | 4.367 | 0.398 | 14.7529 | 1.3446 | 0.834 | 0.82413 | 1459 | 5 | Dry Detention | 0.2 |  |  | TMDL | TMDL |  |  | 2266.9153 | 147157.0826 | 612 | 20% | 20% | 2.9506 | 0.26891
12 | 4 | 2.9704 | 32 | 12 | 4 | IND | 14.5181 | 1.342 | 4977.165 | 460.2 | 0.187 | 0.143 | 2.714 | 0.191 | 930.547 | 65.617 | 2.9704 | 1.286 | 0.097 | 3.82 | 0.28813 | 0.089 | 0.072122 | 1460 | 5 | Dry Detention | 0.2 |  |  | TMDL | TMDL |  |  | 1473.3432 | 129391.5866 | 32 | 20% | 20% | 0.764 | 0.057626
12 | 2 | 0.35103 | 30 | 12 | 2 | MDR | 9.8043 | 0.478 | 3299.018 | 160.951 | 0.191 | 0.144 | 1.876 | 0.069 | 631.242 | 23.116 | 0.35103 | 0.895 | 0.035 | 0.31417 | 0.012286 | 0.091 | 0.072588 | 1461 | 5 | Dry Detention | 0.2 |  |  | TMDL | TMDL |  |  | 505.6541 | 15290.9197 | 30 | 20% | 20% | 0.062835 | 0.0024572
90 | 2 | 1.1042 | 546 | 90 | 2 | MDR | 11.3664 | 0.605 | 14884.136 | 791.874 | 0.804 | 0.836 | 9.135 | 0.506 | 11961.814 | 662.37 | 1.1042 | 4.317 | 0.251 | 4.7668 | 0.27715 | 0.38 | 0.41575 | 1462 | 5 | Dry Detention | 0.2 |  |  | TMDL | TMDL |  |  | 952.5375 | 48098.6837 | 546 | 20% | 20% | 0.95336 | 0.055431
12 | 2 | 19.1278 | 30 | 12 | 2 | MDR | 9.8043 | 0.478 | 3299.018 | 160.951 | 0.191 | 0.144 | 1.876 | 0.069 | 631.242 | 23.116 | 19.1278 | 0.895 | 0.035 | 17.1194 | 0.66947 | 0.091 | 0.072588 | 1463 | 5 | Dry Detention | 0.2 |  |  | TMDL | TMDL |  |  | 9086.5915 | 833258.0687 | 30 | 20% | 20% | 3.4239 | 0.13389
12 | 12 | 0.0012716 | 36 | 12 | 12 | WAT | 0.25272 | 0.006 | 24.513 | 0.569 | 0.211 | 0.176 | 0.053 | 0.001 | 5.166 | 0.1 | 0.0012716 | 0.026 | 0.001 | 3.3062e-05 | 1.2716e-06 | 0.105 | 0.091588 | 1463 | 5 | Dry Detention | 0.2 |  |  | TMDL | TMDL |  |  | 9086.5915 | 833258.0687 | 36 | 20% | 20% | 6.6125e-06 | 2.5433e-07
90 | 2 | 0.25272 | 546 | 90 | 2 | MDR | 11.3664 | 0.605 | 14884.136 | 791.874 | 0.804 | 0.836 | 9.135 | 0.506 | 11961.814 | 662.37 | 0.25272 | 4.317 | 0.251 | 1.091 | 0.063433 | 0.38 | 0.41575 | 1464 | 5 | Dry Detention | 0.2 |  |  | TMDL | TMDL |  |  | 428.6102 | 11008.4739 | 546 | 20% | 20% | 0.2182 | 0.012687
12 | 2 | 1.3526 | 30 | 12 | 2 | MDR | 9.8043 | 0.478 | 3299.018 | 160.951 | 0.191 | 0.144 | 1.876 | 0.069 | 631.242 | 23.116 | 1.3526 | 0.895 | 0.035 | 1.2105 | 0.04734 | 0.091 | 0.072588 | 1465 | 5 | Dry Detention | 0.2 |  |  | TMDL | TMDL |  |  | 1513.454 | 67352.1081 | 30 | 20% | 20% | 0.24211 | 0.0094679
12 | 12 | 0.19364 | 36 | 12 | 12 | WAT | 0.25272 | 0.006 | 24.513 | 0.569 | 0.211 | 0.176 | 0.053 | 0.001 | 5.166 | 0.1 | 0.19364 | 0.026 | 0.001 | 0.0050346 | 0.00019364 | 0.105 | 0.091588 | 1465 | 5 | Dry Detention | 0.2 |  |  | TMDL | TMDL |  |  | 1513.454 | 67352.1081 | 36 | 20% | 20% | 0.0010069 | 3.8728e-05
90 | 2 | 0.18469 | 546 | 90 | 2 | MDR | 11.3664 | 0.605 | 14884.136 | 791.874 | 0.804 | 0.836 | 9.135 | 0.506 | 11961.814 | 662.37 | 0.18469 | 4.317 | 0.251 | 0.79729 | 0.046356 | 0.38 | 0.41575 | 1466 | 5 | Dry Detention | 0.2 |  |  | TMDL | TMDL |  |  | 373.1306 | 8044.8698 | 546 | 20% | 20% | 0.15946 | 0.0092712
90 | 2 | 0.86613 | 546 | 90 | 2 | MDR | 11.3664 | 0.605 | 14884.136 | 791.874 | 0.804 | 0.836 | 9.135 | 0.506 | 11961.814 | 662.37 | 0.86613 | 4.317 | 0.251 | 3.7391 | 0.2174 | 0.38 | 0.41575 | 1467 | 5 | Dry Detention | 0.2 |  |  | TMDL | TMDL |  |  | 792.6179 | 37728.2873 | 546 | 20% | 20% | 0.74781 | 0.04348
90 | 13 | 5.2737 | 555 | 90 | 13 | WET | 1.6912 | 0.073 | 1170.334 | 50.223 | 0.811 | 0.843 | 1.372 | 0.061 | 949.219 | 42.348 | 5.2737 | 0.66 | 0.031 | 3.4806 | 0.16348 | 0.39 | 0.4275 | 1468 | 5 | Dry Detention | 0.2 |  |  | TMDL | TMDL |  |  | 2195.5473 | 229721.391 | 555 | 20% | 20% | 0.69613 | 0.032697
90 | 2 | 0.6677 | 546 | 90 | 2 | MDR | 11.3664 | 0.605 | 14884.136 | 791.874 | 0.804 | 0.836 | 9.135 | 0.506 | 11961.814 | 662.37 | 0.6677 | 4.317 | 0.251 | 2.8825 | 0.16759 | 0.38 | 0.41575 | 1469 | 5 | Dry Detention | 0.2 |  |  | TMDL | TMDL |  |  | 3965.8184 | 284008.0962 | 546 | 20% | 20% | 0.57649 | 0.033519
90 | 13 | 5.8522 | 555 | 90 | 13 | WET | 1.6912 | 0.073 | 1170.334 | 50.223 | 0.811 | 0.843 | 1.372 | 0.061 | 949.219 | 42.348 | 5.8522 | 0.66 | 0.031 | 3.8625 | 0.18142 | 0.39 | 0.4275 | 1469 | 5 | Dry Detention | 0.2 |  |  | TMDL | TMDL |  |  | 3965.8184 | 284008.0962 | 555 | 20% | 20% | 0.7725 | 0.036284
15 | 2 | 0.41247 | 48 | 15 | 2 | MDR | 7.3702 | 0.422 | 5942.609 | 340.176 | 0.471 | 0.494 | 3.471 | 0.209 | 2798.745 | 168.156 | 0.41247 | 3.471 | 0.209 | 1.4317 | 0.086206 | 0.471 | 0.49432 | 1514 | 5 | Dry Detention | 0.2 |  |  | TMDL | TMDL |  |  | 972.7353 | 42312.8568 | 48 | 20% | 20% | 0.28634 | 0.017241
90 | 2 | 0.5589 | 546 | 90 | 2 | MDR | 11.3664 | 0.605 | 14884.136 | 791.874 | 0.804 | 0.836 | 9.135 | 0.506 | 11961.814 | 662.37 | 0.5589 | 4.317 | 0.251 | 2.4128 | 0.14028 | 0.38 | 0.41575 | 1514 | 5 | Dry Detention | 0.2 |  |  | TMDL | TMDL |  |  | 972.7353 | 42312.8568 | 546 | 20% | 20% | 0.48256 | 0.028057
36 | 1 | 0.24658 | 226 | 36 | 1 | LDR | 4.6704 | 0.433 | 1027.379 | 95.227 | 0.665 | 0.617 | 3.104 | 0.267 | 682.806 | 58.773 | 0.24658 | 3.104 | 0.267 | 0.76538 | 0.065836 | 0.665 | 0.61719 | 1515 | 5 | Dry Detention | 0.2 |  |  | TMDL | TMDL |  |  | 570.9616 | 10742.1201 | 226 | 20% | 20% | 0.15308 | 0.013167
36 | 13 | 2.8039e-05 | 237 | 36 | 13 | WET | 2.5089 | 0.197 | 2607.78 | 205.211 | 0.69 | 0.646 | 1.731 | 0.127 | 1798.721 | 132.5 | 2.8039e-05 | 1.731 | 0.127 | 4.8536e-05 | 3.561e-06 | 0.69 | 0.64567 | 1515 | 5 | Dry Detention | 0.2 |  |  | TMDL | TMDL |  |  | 570.9616 | 10742.1201 | 237 | 20% | 20% | 9.7073e-06 | 7.122e-07
36 | 1 | 0.46282 | 226 | 36 | 1 | LDR | 4.6704 | 0.433 | 1027.379 | 95.227 | 0.665 | 0.617 | 3.104 | 0.267 | 682.806 | 58.773 | 0.46282 | 3.104 | 0.267 | 1.4366 | 0.12357 | 0.665 | 0.61719 | 1516 | 5 | Dry Detention | 0.2 |  |  | TMDL | TMDL |  |  | 636.7343 | 20217.286 | 226 | 20% | 20% | 0.28732 | 0.024715
36 | 8 | 0.0012985 | 233 | 36 | 8 | AGR | 8.712 | 0.844 | 4028.692 | 390.487 | 0.677 | 0.635 | 5.9 | 0.536 | 2728.126 | 247.809 | 0.0012985 | 5.9 | 0.536 | 0.0076613 | 0.00069601 | 0.677 | 0.63461 | 1516 | 5 | Dry Detention | 0.2 |  |  | TMDL | TMDL |  |  | 636.7343 | 20217.286 | 233 | 20% | 20% | 0.0015323 | 0.0001392
38 | 4 | 7.3608 | 250 | 38 | 4 | IND | 13.0332 | 1.643 | 2693.398 | 339.537 | 0.746 | 0.728 | 9.718 | 1.196 | 2008.316 | 247.156 | 7.3608 | 9.718 | 1.196 | 71.5318 | 8.8035 | 0.746 | 0.72792 | 1517 | 5 | Dry Detention | 0.2 |  |  | TMDL | TMDL |  |  | 2544.132 | 320876.642 | 250 | 20% | 20% | 14.3064 | 1.7607
38 | 11 | 0.0055948 | 256 | 38 | 11 | FOR | 1.6256 | 0.124 | 281.493 | 21.55 | 0.772 | 0.759 | 1.255 | 0.094 | 217.292 | 16.357 | 0.0055948 | 1.255 | 0.094 | 0.0070214 | 0.00052591 | 0.772 | 0.759 | 1517 | 5 | Dry Detention | 0.2 |  |  | TMDL | TMDL |  |  | 2544.132 | 320876.642 | 256 | 20% | 20% | 0.0014043 | 0.00010518
12 | 2 | 0.084503 | 30 | 12 | 2 | MDR | 9.8043 | 0.478 | 3299.018 | 160.951 | 0.191 | 0.144 | 1.876 | 0.069 | 631.242 | 23.116 | 0.084503 | 0.895 | 0.035 | 0.07563 | 0.0029576 | 0.091 | 0.072588 | 1518 | 5 | Dry Detention | 0.2 |  |  | TMDL | TMDL |  |  | 830.9451 | 38382.2063 | 30 | 20% | 20% | 0.015126 | 0.00059152
12 | 4 | 0.79663 | 32 | 12 | 4 | IND | 14.5181 | 1.342 | 4977.165 | 460.2 | 0.187 | 0.143 | 2.714 | 0.191 | 930.547 | 65.617 | 0.79663 | 1.286 | 0.097 | 1.0245 | 0.077274 | 0.089 | 0.072122 | 1518 | 5 | Dry Detention | 0.2 |  |  | TMDL | TMDL |  |  | 830.9451 | 38382.2063 | 32 | 20% | 20% | 0.20489 | 0.015455
15 | 2 | 0.39436 | 48 | 15 | 2 | MDR | 7.3702 | 0.422 | 5942.609 | 340.176 | 0.471 | 0.494 | 3.471 | 0.209 | 2798.745 | 168.156 | 0.39436 | 3.471 | 0.209 | 1.3688 | 0.08242 | 0.471 | 0.49432 | 1519 | 5 | Dry Detention | 0.2 |  |  | TMDL | TMDL |  |  | 528.3003 | 17178.042 | 48 | 20% | 20% | 0.27376 | 0.016484
37 | 7 | 0.73773 | 240 | 37 | 7 | PAS | 8.1705 | 0.749 | 512.007 | 46.932 | 0.825 | 0.801 | 6.742 | 0.6 | 422.513 | 37.603 | 0.73773 | 6.742 | 0.6 | 4.9738 | 0.44264 | 0.825 | 0.80123 | 1520 | 5 | Dry Detention | 0.2 |  |  | TMDL | TMDL |  |  | 5856.3486 | 1051998.5151 | 240 | 20% | 20% | 0.99476 | 0.088528
37 | 8 | 0.45163 | 241 | 37 | 8 | AGR | 9.9881 | 0.954 | 5753.428 | 549.77 | 0.832 | 0.809 | 8.308 | 0.772 | 4785.623 | 444.557 | 0.45163 | 8.308 | 0.772 | 3.7522 | 0.34866 | 0.832 | 0.80862 | 1520 | 5 | Dry Detention | 0.2 |  |  | TMDL | TMDL |  |  | 5856.3486 | 1051998.5151 | 241 | 20% | 20% | 0.75043 | 0.069732
37 | 11 | 12.5192 | 244 | 37 | 11 | FOR | 1.9387 | 0.151 | 164.646 | 12.86 | 0.838 | 0.816 | 1.626 | 0.123 | 138.054 | 10.488 | 12.5192 | 1.626 | 0.123 | 20.3562 | 1.5399 | 0.838 | 0.81556 | 1520 | 5 | Dry Detention | 0.2 |  |  | TMDL | TMDL |  |  | 5856.3486 | 1051998.5151 | 244 | 20% | 20% | 4.0712 | 0.30797
37 | 13 | 10.4421 | 246 | 37 | 13 | WET | 3.5077 | 0.316 | 851.017 | 76.687 | 0.829 | 0.812 | 2.906 | 0.257 | 705.132 | 62.266 | 10.4421 | 2.906 | 0.257 | 30.3447 | 2.6836 | 0.829 | 0.81195 | 1520 | 5 | Dry Detention | 0.2 |  |  | TMDL | TMDL |  |  | 5856.3486 | 1051998.5151 | 246 | 20% | 20% | 6.0689 | 0.53672
90 | 2 | 4.3048 | 546 | 90 | 2 | MDR | 11.3664 | 0.605 | 14884.136 | 791.874 | 0.804 | 0.836 | 9.135 | 0.506 | 11961.814 | 662.37 | 4.3048 | 4.317 | 0.251 | 18.5837 | 1.0805 | 0.38 | 0.41575 | 1521 | 5 | Dry Detention | 0.2 |  |  | TMDL | TMDL |  |  | 2694.3008 | 187514.628 | 546 | 20% | 20% | 3.7167 | 0.2161
15 | 2 | 0.53322 | 48 | 15 | 2 | MDR | 7.3702 | 0.422 | 5942.609 | 340.176 | 0.471 | 0.494 | 3.471 | 0.209 | 2798.745 | 168.156 | 0.53322 | 3.471 | 0.209 | 1.8508 | 0.11144 | 0.471 | 0.49432 | 1522 | 5 | Dry Detention | 0.2 |  |  | TMDL | TMDL |  |  | 615.2654 | 23226.7536 | 48 | 20% | 20% | 0.37016 | 0.022288
15 | 2 | 0.023711 | 48 | 15 | 2 | MDR | 7.3702 | 0.422 | 5942.609 | 340.176 | 0.471 | 0.494 | 3.471 | 0.209 | 2798.745 | 168.156 | 0.023711 | 3.471 | 0.209 | 0.0823 | 0.0049556 | 0.471 | 0.49432 | 1523 | 5 | Dry Detention | 0.2 |  |  | TMDL | TMDL |  |  | 312.5977 | 1032.841 | 48 | 20% | 20% | 0.01646 | 0.00099111
90 | 1 | 1.0289 | 545 | 90 | 1 | LDR | 6.1079 | 0.308 | 1822.248 | 91.801 | 0.804 | 0.837 | 4.91 | 0.257 | 1464.821 | 76.812 | 1.0289 | 2.322 | 0.128 | 2.3892 | 0.1317 | 0.38 | 0.41636 | 1524 | 5 | Dry Detention | 0.2 |  |  | TMDL | TMDL |  |  | 943.3522 | 55740.9297 | 545 | 20% | 20% | 0.47784 | 0.026341
90 | 11 | 0.2507 | 553 | 90 | 11 | FOR | 2.8901 | 0.129 | 722.975 | 32.197 | 0.805 | 0.838 | 2.326 | 0.108 | 581.805 | 26.979 | 0.2507 | 1.119 | 0.054 | 0.28053 | 0.013538 | 0.387 | 0.42305 | 1524 | 5 | Dry Detention | 0.2 |  |  | TMDL | TMDL |  |  | 943.3522 | 55740.9297 | 553 | 20% | 20% | 0.056107 | 0.0027076
15 | 2 | 0.41689 | 48 | 15 | 2 | MDR | 7.3702 | 0.422 | 5942.609 | 340.176 | 0.471 | 0.494 | 3.471 | 0.209 | 2798.745 | 168.156 | 0.41689 | 3.471 | 0.209 | 1.447 | 0.087129 | 0.471 | 0.49432 | 1525 | 5 | Dry Detention | 0.2 |  |  | TMDL | TMDL |  |  | 540.6346 | 18159.4501 | 48 | 20% | 20% | 0.2894 | 0.017426
15 | 2 | 0.46397 | 48 | 15 | 2 | MDR | 7.3702 | 0.422 | 5942.609 | 340.176 | 0.471 | 0.494 | 3.471 | 0.209 | 2798.745 | 168.156 | 0.46397 | 3.471 | 0.209 | 1.6104 | 0.09697 | 0.471 | 0.49432 | 1526 | 5 | Dry Detention | 0.2 |  |  | TMDL | TMDL |  |  | 616.2877 | 20210.5005 | 48 | 20% | 20% | 0.32209 | 0.019394
23 | 4 | 1.4028 | 123 | 23 | 4 | IND | 10.0422 | 0.85 | 5417.453 | 458.426 | 0.893 | 0.909 | 8.963 | 0.773 | 4835.422 | 416.755 | 1.4028 | 8.963 | 0.773 | 12.5734 | 1.0844 | 0.893 | 0.9091 | 1527 | 5 | Dry Detention | 0.2 |  |  | TMDL | TMDL |  |  | 1221.5078 | 61106.2078 | 123 | 20% | 20% | 2.5147 | 0.21687
15 | 2 | 0.25881 | 48 | 15 | 2 | MDR | 7.3702 | 0.422 | 5942.609 | 340.176 | 0.471 | 0.494 | 3.471 | 0.209 | 2798.745 | 168.156 | 0.25881 | 3.471 | 0.209 | 0.89833 | 0.054092 | 0.471 | 0.49432 | 1528 | 5 | Dry Detention | 0.2 |  |  | TMDL | TMDL |  |  | 439.1447 | 11273.7728 | 48 | 20% | 20% | 0.17967 | 0.010818
15 | 2 | 0.58659 | 48 | 15 | 2 | MDR | 7.3702 | 0.422 | 5942.609 | 340.176 | 0.471 | 0.494 | 3.471 | 0.209 | 2798.745 | 168.156 | 0.58659 | 3.471 | 0.209 | 2.0361 | 0.1226 | 0.471 | 0.49432 | 1529 | 5 | Dry Detention | 0.2 |  |  | TMDL | TMDL |  |  | 829.891 | 25551.8355 | 48 | 20% | 20% | 0.40721 | 0.02452
98 | 11 | 1.5955 | 618 | 98 | 11 | FOR | 1.936 | 0.155 | 605.947 | 48.477 | 1.012 | 2 | 1.96 | 0.31 | 613.42 | 96.954 | 1.5955 | 1.647 | 0.13 | 2.6277 | 0.20741 | 0.85 | 0.83988 | 1530 | 5 | Dry Detention | 0.2 |  |  | TMDL | TMDL |  |  | 1074.2271 | 69498.513 | 618 | 20% | 20% | 0.52555 | 0.041482
15 | 2 | 0.57621 | 48 | 15 | 2 | MDR | 7.3702 | 0.422 | 5942.609 | 340.176 | 0.471 | 0.494 | 3.471 | 0.209 | 2798.745 | 168.156 | 0.57621 | 3.471 | 0.209 | 2 | 0.12043 | 0.471 | 0.49432 | 1531 | 5 | Dry Detention | 0.2 |  |  | TMDL | TMDL |  |  | 636.53 | 25099.6027 | 48 | 20% | 20% | 0.4 | 0.024086
12 | 4 | 0.43322 | 32 | 12 | 4 | IND | 14.5181 | 1.342 | 4977.165 | 460.2 | 0.187 | 0.143 | 2.714 | 0.191 | 930.547 | 65.617 | 0.43322 | 1.286 | 0.097 | 0.55713 | 0.042023 | 0.089 | 0.072122 | 1532 | 5 | Dry Detention | 0.2 |  |  | TMDL | TMDL |  |  | 644.1645 | 18871.19 | 32 | 20% | 20% | 0.11143 | 0.0084046
36 | 1 | 0.82728 | 226 | 36 | 1 | LDR | 4.6704 | 0.433 | 1027.379 | 95.227 | 0.665 | 0.617 | 3.104 | 0.267 | 682.806 | 58.773 | 0.82728 | 3.104 | 0.267 | 2.5679 | 0.22088 | 0.665 | 0.61719 | 1533 | 5 | Dry Detention | 0.2 |  |  | TMDL | TMDL |  |  | 1192.9413 | 43379.8135 | 226 | 20% | 20% | 0.51357 | 0.044177
98 | 1 | 0.16283 | 612 | 98 | 1 | LDR | 5.2337 | 0.483 | 1131.223 | 104.393 | 1.01 | 2 | 5.286 | 0.966 | 1142.425 | 208.786 | 0.16283 | 4.367 | 0.398 | 0.7111 | 0.064808 | 0.834 | 0.82413 | 1533 | 5 | Dry Detention | 0.2 |  |  | TMDL | TMDL |  |  | 1192.9413 | 43379.8135 | 612 | 20% | 20% | 0.14222 | 0.012962
98 | 10 | 0.0057541 | 617 | 98 | 10 | RAN | 3.1394 | 0.258 | 135.888 | 11.178 | 1.012 | 2 | 3.179 | 0.516 | 137.587 | 22.356 | 0.0057541 | 2.658 | 0.216 | 0.015294 | 0.0012429 | 0.847 | 0.83643 | 1533 | 5 | Dry Detention | 0.2 |  |  | TMDL | TMDL |  |  | 1192.9413 | 43379.8135 | 617 | 20% | 20% | 0.0030589 | 0.00024858
36 | 1 | 0.078222 | 226 | 36 | 1 | LDR | 4.6704 | 0.433 | 1027.379 | 95.227 | 0.665 | 0.617 | 3.104 | 0.267 | 682.806 | 58.773 | 0.078222 | 3.104 | 0.267 | 0.2428 | 0.020885 | 0.665 | 0.61719 | 1534 | 5 | Dry Detention | 0.2 |  |  | TMDL | TMDL |  |  | 421.5821 | 3407.5012 | 226 | 20% | 20% | 0.04856 | 0.0041771
15 | 2 | 0.1717 | 48 | 15 | 2 | MDR | 7.3702 | 0.422 | 5942.609 | 340.176 | 0.471 | 0.494 | 3.471 | 0.209 | 2798.745 | 168.156 | 0.1717 | 3.471 | 0.209 | 0.59596 | 0.035885 | 0.471 | 0.49432 | 1535 | 5 | Dry Detention | 0.2 |  |  | TMDL | TMDL |  |  | 1843.5479 | 138999.7807 | 48 | 20% | 20% | 0.11919 | 0.0071769
90 | 2 | 3.0193 | 546 | 90 | 2 | MDR | 11.3664 | 0.605 | 14884.136 | 791.874 | 0.804 | 0.836 | 9.135 | 0.506 | 11961.814 | 662.37 | 3.0193 | 4.317 | 0.251 | 13.0344 | 0.75785 | 0.38 | 0.41575 | 1535 | 5 | Dry Detention | 0.2 |  |  | TMDL | TMDL |  |  | 1843.5479 | 138999.7807 | 546 | 20% | 20% | 2.6069 | 0.15157
23 | 4 | 0.26683 | 123 | 23 | 4 | IND | 10.0422 | 0.85 | 5417.453 | 458.426 | 0.893 | 0.909 | 8.963 | 0.773 | 4835.422 | 416.755 | 0.26683 | 8.963 | 0.773 | 2.3916 | 0.20626 | 0.893 | 0.9091 | 1536 | 5 | Dry Detention | 0.2 |  |  | TMDL | TMDL |  |  | 459.7397 | 11623.0893 | 123 | 20% | 20% | 0.47832 | 0.041252
90 | 1 | 2.4229 | 545 | 90 | 1 | LDR | 6.1079 | 0.308 | 1822.248 | 91.801 | 0.804 | 0.837 | 4.91 | 0.257 | 1464.821 | 76.812 | 2.4229 | 2.322 | 0.128 | 5.6261 | 0.31014 | 0.38 | 0.41636 | 1537 | 5 | Dry Detention | 0.2 |  |  | TMDL | TMDL |  |  | 1413.924 | 110513.7212 | 545 | 20% | 20% | 1.1252 | 0.062027
90 | 2 | 0.11411 | 546 | 90 | 2 | MDR | 11.3664 | 0.605 | 14884.136 | 791.874 | 0.804 | 0.836 | 9.135 | 0.506 | 11961.814 | 662.37 | 0.11411 | 4.317 | 0.251 | 0.49262 | 0.028642 | 0.38 | 0.41575 | 1537 | 5 | Dry Detention | 0.2 |  |  | TMDL | TMDL |  |  | 1413.924 | 110513.7212 | 546 | 20% | 20% | 0.098525 | 0.0057284
90 | 1 | 1.2274 | 545 | 90 | 1 | LDR | 6.1079 | 0.308 | 1822.248 | 91.801 | 0.804 | 0.837 | 4.91 | 0.257 | 1464.821 | 76.812 | 1.2274 | 2.322 | 0.128 | 2.8501 | 0.15711 | 0.38 | 0.41636 | 1538 | 5 | Dry Detention | 0.2 |  |  | TMDL | TMDL |  |  | 1029.4335 | 66253.6701 | 545 | 20% | 20% | 0.57002 | 0.031422
90 | 11 | 0.29354 | 553 | 90 | 11 | FOR | 2.8901 | 0.129 | 722.975 | 32.197 | 0.805 | 0.838 | 2.326 | 0.108 | 581.805 | 26.979 | 0.29354 | 1.119 | 0.054 | 0.32847 | 0.015851 | 0.387 | 0.42305 | 1538 | 5 | Dry Detention | 0.2 |  |  | TMDL | TMDL |  |  | 1029.4335 | 66253.6701 | 553 | 20% | 20% | 0.065695 | 0.0031703
98 | 7 | 7.4835 | 615 | 98 | 7 | PAS | 8.2347 | 0.77 | 1166.724 | 109.158 | 1.012 | 2 | 8.336 | 1.541 | 1181.074 | 218.316 | 7.4835 | 6.958 | 0.643 | 52.0699 | 4.8119 | 0.845 | 0.83495 | 1539 | 5 | Dry Detention | 0.2 |  |  | TMDL | TMDL |  |  | 4613.6102 | 718349.5624 | 615 | 20% | 20% | 10.414 | 0.96237
98 | 10 | 8.3632 | 617 | 98 | 10 | RAN | 3.1394 | 0.258 | 135.888 | 11.178 | 1.012 | 2 | 3.179 | 0.516 | 137.587 | 22.356 | 8.3632 | 2.658 | 0.216 | 22.2293 | 1.8064 | 0.847 | 0.83643 | 1539 | 5 | Dry Detention | 0.2 |  |  | TMDL | TMDL |  |  | 4613.6102 | 718349.5624 | 617 | 20% | 20% | 4.4459 | 0.36129
98 | 13 | 0.64449 | 620 | 98 | 13 | WET | 2.2526 | 0.176 | 2135.004 | 166.457 | 1.017 | 2 | 2.29 | 0.351 | 2170.555 | 332.915 | 0.64449 | 1.946 | 0.15 | 1.2542 | 0.096673 | 0.864 | 0.85634 | 1539 | 5 | Dry Detention | 0.2 |  |  | TMDL | TMDL |  |  | 4613.6102 | 718349.5624 | 620 | 20% | 20% | 0.25084 | 0.019335
36 | 10 | 0.86027 | 234 | 36 | 10 | RAN | 2.7614 | 0.228 | 125.463 | 10.34 | 0.674 | 0.63 | 1.86 | 0.143 | 84.506 | 6.514 | 0.86027 | 1.86 | 0.143 | 1.6001 | 0.12302 | 0.674 | 0.63001 | 1540 | 5 | Dry Detention | 0.2 |  |  | TMDL | TMDL |  |  | 1613.1647 | 99439.1532 | 234 | 20% | 20% | 0.32002 | 0.024604
36 | 13 | 1.2169 | 237 | 36 | 13 | WET | 2.5089 | 0.197 | 2607.78 | 205.211 | 0.69 | 0.646 | 1.731 | 0.127 | 1798.721 | 132.5 | 1.2169 | 1.731 | 0.127 | 2.1065 | 0.15455 | 0.69 | 0.64567 | 1540 | 5 | Dry Detention | 0.2 |  |  | TMDL | TMDL |  |  | 1613.1647 | 99439.1532 | 237 | 20% | 20% | 0.4213 | 0.03091
37 | 8 | 0.019501 | 241 | 37 | 8 | AGR | 9.9881 | 0.954 | 5753.428 | 549.77 | 0.832 | 0.809 | 8.308 | 0.772 | 4785.623 | 444.557 | 0.019501 | 8.308 | 0.772 | 0.16202 | 0.015055 | 0.832 | 0.80862 | 1540 | 5 | Dry Detention | 0.2 |  |  | TMDL | TMDL |  |  | 1613.1647 | 99439.1532 | 241 | 20% | 20% | 0.032403 | 0.003011
37 | 10 | 0.17165 | 243 | 37 | 10 | RAN | 3.1536 | 0.255 | 7.269 | 0.587 | 0.829 | 0.804 | 2.614 | 0.205 | 6.026 | 0.472 | 0.17165 | 2.614 | 0.205 | 0.44869 | 0.035188 | 0.829 | 0.80422 | 1540 | 5 | Dry Detention | 0.2 |  |  | TMDL | TMDL |  |  | 1613.1647 | 99439.1532 | 243 | 20% | 20% | 0.089737 | 0.0070375
37 | 13 | 0.014491 | 246 | 37 | 13 | WET | 3.5077 | 0.316 | 851.017 | 76.687 | 0.829 | 0.812 | 2.906 | 0.257 | 705.132 | 62.266 | 0.014491 | 2.906 | 0.257 | 0.042112 | 0.0037243 | 0.829 | 0.81195 | 1540 | 5 | Dry Detention | 0.2 |  |  | TMDL | TMDL |  |  | 1613.1647 | 99439.1532 | 246 | 20% | 20% | 0.0084224 | 0.00074486
98 | 1 | 2.0451 | 612 | 98 | 1 | LDR | 5.2337 | 0.483 | 1131.223 | 104.393 | 1.01 | 2 | 5.286 | 0.966 | 1142.425 | 208.786 | 2.0451 | 4.367 | 0.398 | 8.931 | 0.81395 | 0.834 | 0.82413 | 1541 | 5 | Dry Detention | 0.2 |  |  | TMDL | TMDL |  |  | 2212.0049 | 192581.513 | 612 | 20% | 20% | 1.7862 | 0.16279
98 | 11 | 2.3759 | 618 | 98 | 11 | FOR | 1.936 | 0.155 | 605.947 | 48.477 | 1.012 | 2 | 1.96 | 0.31 | 613.42 | 96.954 | 2.3759 | 1.647 | 0.13 | 3.9131 | 0.30887 | 0.85 | 0.83988 | 1541 | 5 | Dry Detention | 0.2 |  |  | TMDL | TMDL |  |  | 2212.0049 | 192581.513 | 618 | 20% | 20% | 0.78262 | 0.061774
98 | 13 | 6.7854e-05 | 620 | 98 | 13 | WET | 2.2526 | 0.176 | 2135.004 | 166.457 | 1.017 | 2 | 2.29 | 0.351 | 2170.555 | 332.915 | 6.7854e-05 | 1.946 | 0.15 | 0.00013204 | 1.0178e-05 | 0.864 | 0.85634 | 1541 | 5 | Dry Detention | 0.2 |  |  | TMDL | TMDL |  |  | 2212.0049 | 192581.513 | 620 | 20% | 20% | 2.6409e-05 | 2.0356e-06
12 | 2 | 0.24867 | 30 | 12 | 2 | MDR | 9.8043 | 0.478 | 3299.018 | 160.951 | 0.191 | 0.144 | 1.876 | 0.069 | 631.242 | 23.116 | 0.24867 | 0.895 | 0.035 | 0.22256 | 0.0087033 | 0.091 | 0.072588 | 1542 | 5 | Dry Detention | 0.2 |  |  | TMDL | TMDL |  |  | 448.8525 | 10831.8915 | 30 | 20% | 20% | 0.044511 | 0.0017407
15 | 2 | 0.8047 | 48 | 15 | 2 | MDR | 7.3702 | 0.422 | 5942.609 | 340.176 | 0.471 | 0.494 | 3.471 | 0.209 | 2798.745 | 168.156 | 0.8047 | 3.471 | 0.209 | 2.7931 | 0.16818 | 0.471 | 0.49432 | 1543 | 5 | Dry Detention | 0.2 |  |  | TMDL | TMDL |  |  | 791.9438 | 35052.8066 | 48 | 20% | 20% | 0.55863 | 0.033637
12 | 2 | 0.48203 | 30 | 12 | 2 | MDR | 9.8043 | 0.478 | 3299.018 | 160.951 | 0.191 | 0.144 | 1.876 | 0.069 | 631.242 | 23.116 | 0.48203 | 0.895 | 0.035 | 0.43142 | 0.016871 | 0.091 | 0.072588 | 1544 | 5 | Dry Detention | 0.2 |  |  | TMDL | TMDL |  |  | 658.9207 | 22733.7394 | 30 | 20% | 20% | 0.086283 | 0.0033742
12 | 12 | 0.039868 | 36 | 12 | 12 | WAT | 0.25272 | 0.006 | 24.513 | 0.569 | 0.211 | 0.176 | 0.053 | 0.001 | 5.166 | 0.1 | 0.039868 | 0.026 | 0.001 | 0.0010366 | 3.9868e-05 | 0.105 | 0.091588 | 1544 | 5 | Dry Detention | 0.2 |  |  | TMDL | TMDL |  |  | 658.9207 | 22733.7394 | 36 | 20% | 20% | 0.00020731 | 7.9735e-06
98 | 1 | 1.1413 | 612 | 98 | 1 | LDR | 5.2337 | 0.483 | 1131.223 | 104.393 | 1.01 | 2 | 5.286 | 0.966 | 1142.425 | 208.786 | 1.1413 | 4.367 | 0.398 | 4.984 | 0.45423 | 0.834 | 0.82413 | 1545 | 5 | Dry Detention | 0.2 |  |  | TMDL | TMDL |  |  | 1472.7405 | 51932.2016 | 612 | 20% | 20% | 0.9968 | 0.090846
98 | 11 | 0.050922 | 618 | 98 | 11 | FOR | 1.936 | 0.155 | 605.947 | 48.477 | 1.012 | 2 | 1.96 | 0.31 | 613.42 | 96.954 | 0.050922 | 1.647 | 0.13 | 0.083868 | 0.0066198 | 0.85 | 0.83988 | 1545 | 5 | Dry Detention | 0.2 |  |  | TMDL | TMDL |  |  | 1472.7405 | 51932.2016 | 618 | 20% | 20% | 0.016774 | 0.001324
12 | 2 | 0.0044517 | 30 | 12 | 2 | MDR | 9.8043 | 0.478 | 3299.018 | 160.951 | 0.191 | 0.144 | 1.876 | 0.069 | 631.242 | 23.116 | 0.0044517 | 0.895 | 0.035 | 0.0039843 | 0.00015581 | 0.091 | 0.072588 | 1546 | 5 | Dry Detention | 0.2 |  |  | TMDL | TMDL |  |  | 4076.4795 | 252500.0609 | 30 | 20% | 20% | 0.00079686 | 3.1162e-05
23 | 2 | 5.724 | 121 | 23 | 2 | MDR | 7.0851 | 0.345 | 2693.279 | 131.118 | 0.895 | 0.911 | 6.34 | 0.314 | 2410.131 | 119.396 | 5.724 | 6.34 | 0.314 | 36.2899 | 1.7973 | 0.895 | 0.9106 | 1546 | 5 | Dry Detention | 0.2 |  |  | TMDL | TMDL |  |  | 4076.4795 | 252500.0609 | 121 | 20% | 20% | 7.258 | 0.35946
23 | 13 | 0.068227 | 130 | 23 | 13 | WET | 8.0216 | 0.526 | 6987.131 | 457.734 | 0.893 | 0.91 | 7.166 | 0.478 | 6241.869 | 416.507 | 0.068227 | 7.166 | 0.478 | 0.48891 | 0.032612 | 0.893 | 0.90993 | 1546 | 5 | Dry Detention | 0.2 |  |  | TMDL | TMDL |  |  | 4076.4795 | 252500.0609 | 130 | 20% | 20% | 0.097783 | 0.0065225
90 | 2 | 6.4027 | 546 | 90 | 2 | MDR | 11.3664 | 0.605 | 14884.136 | 791.874 | 0.804 | 0.836 | 9.135 | 0.506 | 11961.814 | 662.37 | 6.4027 | 4.317 | 0.251 | 27.6404 | 1.6071 | 0.38 | 0.41575 | 1547 | 5 | Dry Detention | 0.2 |  |  | TMDL | TMDL |  |  | 2663.8998 | 278900.3161 | 546 | 20% | 20% | 5.5281 | 0.32142
40 | 4 | 0.011544 | 274 | 40 | 4 | IND | 14.4118 | 1.299 | 3327.006 | 299.956 | 0.876 | 0.883 | 12.618 | 1.147 | 2912.902 | 264.815 | 0.011544 | 12.618 | 1.147 | 0.14566 | 0.013241 | 0.876 | 0.88285 | 1548 | 5 | Dry Detention | 0.2 |  |  | TMDL | TMDL |  |  | 271.2664 | 3502.5497 | 274 | 20% | 20% | 0.029132 | 0.0026481
40 | 11 | 0.068864 | 279 | 40 | 11 | FOR | 3.6901 | 0.154 | 450.076 | 18.808 | 0.88 | 0.888 | 3.247 | 0.137 | 396.042 | 16.694 | 0.068864 | 3.247 | 0.137 | 0.2236 | 0.0094344 | 0.88 | 0.8876 | 1548 | 5 | Dry Detention | 0.2 |  |  | TMDL | TMDL |  |  | 271.2664 | 3502.5497 | 279 | 20% | 20% | 0.04472 | 0.0018869
15 | 2 | 0.26173 | 48 | 15 | 2 | MDR | 7.3702 | 0.422 | 5942.609 | 340.176 | 0.471 | 0.494 | 3.471 | 0.209 | 2798.745 | 168.156 | 0.26173 | 3.471 | 0.209 | 0.90846 | 0.054701 | 0.471 | 0.49432 | 1549 | 5 | Dry Detention | 0.2 |  |  | TMDL | TMDL |  |  | 430.6661 | 11400.8203 | 48 | 20% | 20% | 0.18169 | 0.01094
15 | 2 | 0.82024 | 48 | 15 | 2 | MDR | 7.3702 | 0.422 | 5942.609 | 340.176 | 0.471 | 0.494 | 3.471 | 0.209 | 2798.745 | 168.156 | 0.82024 | 3.471 | 0.209 | 2.847 | 0.17143 | 0.471 | 0.49432 | 1550 | 5 | Dry Detention | 0.2 |  |  | TMDL | TMDL |  |  | 792.239 | 35729.3084 | 48 | 20% | 20% | 0.56941 | 0.034286
15 | 2 | 0.98442 | 48 | 15 | 2 | MDR | 7.3702 | 0.422 | 5942.609 | 340.176 | 0.471 | 0.494 | 3.471 | 0.209 | 2798.745 | 168.156 | 0.98442 | 3.471 | 0.209 | 3.4169 | 0.20574 | 0.471 | 0.49432 | 1551 | 5 | Dry Detention | 0.2 |  |  | TMDL | TMDL |  |  | 1052.6676 | 42881.0688 | 48 | 20% | 20% | 0.68338 | 0.041149
38 | 7 | 0.028981 | 252 | 38 | 7 | PAS | 7.4269 | 0.674 | 220.805 | 20.04 | 0.76 | 0.744 | 5.648 | 0.502 | 167.902 | 14.913 | 0.028981 | 5.648 | 0.502 | 0.16369 | 0.014549 | 0.76 | 0.74416 | 1552 | 5 | Dry Detention | 0.2 |  |  | TMDL | TMDL |  |  | 1268.4386 | 90586.8262 | 252 | 20% | 20% | 0.032737 | 0.0029097
38 | 8 | 0.09784 | 253 | 38 | 8 | AGR | 8.5893 | 0.81 | 771.565 | 72.737 | 0.766 | 0.751 | 6.579 | 0.608 | 590.985 | 54.619 | 0.09784 | 6.579 | 0.608 | 0.64369 | 0.059487 | 0.766 | 0.75091 | 1552 | 5 | Dry Detention | 0.2 |  |  | TMDL | TMDL |  |  | 1268.4386 | 90586.8262 | 253 | 20% | 20% | 0.12874 | 0.011897
38 | 11 | 1.9528 | 256 | 38 | 11 | FOR | 1.6256 | 0.124 | 281.493 | 21.55 | 0.772 | 0.759 | 1.255 | 0.094 | 217.292 | 16.357 | 1.9528 | 1.255 | 0.094 | 2.4507 | 0.18356 | 0.772 | 0.759 | 1552 | 5 | Dry Detention | 0.2 |  |  | TMDL | TMDL |  |  | 1268.4386 | 90586.8262 | 256 | 20% | 20% | 0.49015 | 0.036712
36 | 1 | 2.1034 | 226 | 36 | 1 | LDR | 4.6704 | 0.433 | 1027.379 | 95.227 | 0.665 | 0.617 | 3.104 | 0.267 | 682.806 | 58.773 | 2.1034 | 3.104 | 0.267 | 6.5289 | 0.5616 | 0.665 | 0.61719 | 1554 | 5 | Dry Detention | 0.2 |  |  | TMDL | TMDL |  |  | 1920.7703 | 205942.876 | 226 | 20% | 20% | 1.3058 | 0.11232
36 | 7 | 0.75732 | 232 | 36 | 7 | PAS | 7.2649 | 0.677 | 845.245 | 78.733 | 0.671 | 0.628 | 4.874 | 0.425 | 567.104 | 49.454 | 0.75732 | 4.874 | 0.425 | 3.6912 | 0.32186 | 0.671 | 0.62812 | 1554 | 5 | Dry Detention | 0.2 |  |  | TMDL | TMDL |  |  | 1920.7703 | 205942.876 | 232 | 20% | 20% | 0.73823 | 0.064372
36 | 11 | 1.7234 | 235 | 36 | 11 | FOR | 1.6973 | 0.136 | 456.356 | 36.497 | 0.685 | 0.642 | 1.162 | 0.087 | 312.528 | 23.445 | 1.7234 | 1.162 | 0.087 | 2.0025 | 0.14993 | 0.685 | 0.64239 | 1554 | 5 | Dry Detention | 0.2 |  |  | TMDL | TMDL |  |  | 1920.7703 | 205942.876 | 235 | 20% | 20% | 0.40051 | 0.029987
36 | 13 | 0.14375 | 237 | 36 | 13 | WET | 2.5089 | 0.197 | 2607.78 | 205.211 | 0.69 | 0.646 | 1.731 | 0.127 | 1798.721 | 132.5 | 0.14375 | 1.731 | 0.127 | 0.24883 | 0.018257 | 0.69 | 0.64567 | 1554 | 5 | Dry Detention | 0.2 |  |  | TMDL | TMDL |  |  | 1920.7703 | 205942.876 | 237 | 20% | 20% | 0.049767 | 0.0036513
90 | 4 | 0.0064871 | 548 | 90 | 4 | IND | 14.9374 | 1.425 | 2368.245 | 225.99 | 0.803 | 0.836 | 11.993 | 1.191 | 1901.418 | 188.888 | 0.0064871 | 5.645 | 0.592 | 0.03662 | 0.0038404 | 0.378 | 0.41522 | 1555 | 5 | Dry Detention | 0.2 |  |  | TMDL | TMDL |  |  | 77.9748 | 282.5767 | 548 | 20% | 20% | 0.0073239 | 0.00076807
36 | 8 | 0.88831 | 233 | 36 | 8 | AGR | 8.712 | 0.844 | 4028.692 | 390.487 | 0.677 | 0.635 | 5.9 | 0.536 | 2728.126 | 247.809 | 0.88831 | 5.9 | 0.536 | 5.241 | 0.47613 | 0.677 | 0.63461 | 1556 | 5 | Dry Detention | 0.2 |  |  | TMDL | TMDL |  |  | 1616.9331 | 99936.3418 | 233 | 20% | 20% | 1.0482 | 0.095227
36 | 10 | 1.1133 | 234 | 36 | 10 | RAN | 2.7614 | 0.228 | 125.463 | 10.34 | 0.674 | 0.63 | 1.86 | 0.143 | 84.506 | 6.514 | 1.1133 | 1.86 | 0.143 | 2.0708 | 0.1592 | 0.674 | 0.63001 | 1556 | 5 | Dry Detention | 0.2 |  |  | TMDL | TMDL |  |  | 1616.9331 | 99936.3418 | 234 | 20% | 20% | 0.41415 | 0.031841
37 | 8 | 0.031394 | 241 | 37 | 8 | AGR | 9.9881 | 0.954 | 5753.428 | 549.77 | 0.832 | 0.809 | 8.308 | 0.772 | 4785.623 | 444.557 | 0.031394 | 8.308 | 0.772 | 0.26082 | 0.024236 | 0.832 | 0.80862 | 1556 | 5 | Dry Detention | 0.2 |  |  | TMDL | TMDL |  |  | 1616.9331 | 99936.3418 | 241 | 20% | 20% | 0.052164 | 0.0048472
37 | 10 | 0.26122 | 243 | 37 | 10 | RAN | 3.1536 | 0.255 | 7.269 | 0.587 | 0.829 | 0.804 | 2.614 | 0.205 | 6.026 | 0.472 | 0.26122 | 2.614 | 0.205 | 0.68283 | 0.053551 | 0.829 | 0.80422 | 1556 | 5 | Dry Detention | 0.2 |  |  | TMDL | TMDL |  |  | 1616.9331 | 99936.3418 | 243 | 20% | 20% | 0.13657 | 0.01071
15 | 2 | 0.20077 | 48 | 15 | 2 | MDR | 7.3702 | 0.422 | 5942.609 | 340.176 | 0.471 | 0.494 | 3.471 | 0.209 | 2798.745 | 168.156 | 0.20077 | 3.471 | 0.209 | 0.69686 | 0.04196 | 0.471 | 0.49432 | 1557 | 5 | Dry Detention | 0.2 |  |  | TMDL | TMDL |  |  | 483.0534 | 10142.309 | 48 | 20% | 20% | 0.13937 | 0.0083921
15 | 13 | 0.032069 | 56 | 15 | 13 | WET | 5.949 | 0.459 | 2341.804 | 180.724 | 0.473 | 0.503 | 2.811 | 0.231 | 1106.548 | 90.851 | 0.032069 | 2.811 | 0.231 | 0.090145 | 0.0074078 | 0.473 | 0.50271 | 1557 | 5 | Dry Detention | 0.2 |  |  | TMDL | TMDL |  |  | 483.0534 | 10142.309 | 56 | 20% | 20% | 0.018029 | 0.0014816
90 | 2 | 2.9346 | 546 | 90 | 2 | MDR | 11.3664 | 0.605 | 14884.136 | 791.874 | 0.804 | 0.836 | 9.135 | 0.506 | 11961.814 | 662.37 | 2.9346 | 4.317 | 0.251 | 12.6686 | 0.73658 | 0.38 | 0.41575 | 1558 | 5 | Dry Detention | 0.2 |  |  | TMDL | TMDL |  |  | 1586.5009 | 127829.908 | 546 | 20% | 20% | 2.5337 | 0.14732
90 | 2 | 3.0746 | 546 | 90 | 2 | MDR | 11.3664 | 0.605 | 14884.136 | 791.874 | 0.804 | 0.836 | 9.135 | 0.506 | 11961.814 | 662.37 | 3.0746 | 4.317 | 0.251 | 13.2732 | 0.77173 | 0.38 | 0.41575 | 1559 | 5 | Dry Detention | 0.2 |  |  | TMDL | TMDL |  |  | 1909.7356 | 133930.2439 | 546 | 20% | 20% | 2.6546 | 0.15435
12 | 2 | 2.6831 | 30 | 12 | 2 | MDR | 9.8043 | 0.478 | 3299.018 | 160.951 | 0.191 | 0.144 | 1.876 | 0.069 | 631.242 | 23.116 | 2.6831 | 0.895 | 0.035 | 2.4014 | 0.093909 | 0.091 | 0.072588 | 1560 | 5 | Dry Detention | 0.2 |  |  | TMDL | TMDL |  |  | 1520.95 | 121998.9888 | 30 | 20% | 20% | 0.48028 | 0.018782
12 | 12 | 0.1176 | 36 | 12 | 12 | WAT | 0.25272 | 0.006 | 24.513 | 0.569 | 0.211 | 0.176 | 0.053 | 0.001 | 5.166 | 0.1 | 0.1176 | 0.026 | 0.001 | 0.0030576 | 0.0001176 | 0.105 | 0.091588 | 1560 | 5 | Dry Detention | 0.2 |  |  | TMDL | TMDL |  |  | 1520.95 | 121998.9888 | 36 | 20% | 20% | 0.00061152 | 2.352e-05
15 | 2 | 0.28969 | 48 | 15 | 2 | MDR | 7.3702 | 0.422 | 5942.609 | 340.176 | 0.471 | 0.494 | 3.471 | 0.209 | 2798.745 | 168.156 | 0.28969 | 3.471 | 0.209 | 1.0055 | 0.060545 | 0.471 | 0.49432 | 1561 | 5 | Dry Detention | 0.2 |  |  | TMDL | TMDL |  |  | 603.5431 | 19741.5333 | 48 | 20% | 20% | 0.2011 | 0.012109
15 | 13 | 0.16352 | 56 | 15 | 13 | WET | 5.949 | 0.459 | 2341.804 | 180.724 | 0.473 | 0.503 | 2.811 | 0.231 | 1106.548 | 90.851 | 0.16352 | 2.811 | 0.231 | 0.45964 | 0.037772 | 0.473 | 0.50271 | 1561 | 5 | Dry Detention | 0.2 |  |  | TMDL | TMDL |  |  | 603.5431 | 19741.5333 | 56 | 20% | 20% | 0.091929 | 0.0075545
90 | 2 | 2.6007 | 546 | 90 | 2 | MDR | 11.3664 | 0.605 | 14884.136 | 791.874 | 0.804 | 0.836 | 9.135 | 0.506 | 11961.814 | 662.37 | 2.6007 | 4.317 | 0.251 | 11.227 | 0.65277 | 0.38 | 0.41575 | 1562 | 5 | Dry Detention | 0.2 |  |  | TMDL | TMDL |  |  | 2167.8651 | 139978.3166 | 546 | 20% | 20% | 2.2454 | 0.13055
90 | 13 | 0.61282 | 555 | 90 | 13 | WET | 1.6912 | 0.073 | 1170.334 | 50.223 | 0.811 | 0.843 | 1.372 | 0.061 | 949.219 | 42.348 | 0.61282 | 0.66 | 0.031 | 0.40446 | 0.018997 | 0.39 | 0.4275 | 1562 | 5 | Dry Detention | 0.2 |  |  | TMDL | TMDL |  |  | 2167.8651 | 139978.3166 | 555 | 20% | 20% | 0.080892 | 0.0037995
15 | 2 | 0.22735 | 48 | 15 | 2 | MDR | 7.3702 | 0.422 | 5942.609 | 340.176 | 0.471 | 0.494 | 3.471 | 0.209 | 2798.745 | 168.156 | 0.22735 | 3.471 | 0.209 | 0.78913 | 0.047516 | 0.471 | 0.49432 | 1563 | 5 | Dry Detention | 0.2 |  |  | TMDL | TMDL |  |  | 529.0721 | 15644.5191 | 48 | 20% | 20% | 0.15783 | 0.0095033
15 | 13 | 0.1318 | 56 | 15 | 13 | WET | 5.949 | 0.459 | 2341.804 | 180.724 | 0.473 | 0.503 | 2.811 | 0.231 | 1106.548 | 90.851 | 0.1318 | 2.811 | 0.231 | 0.37049 | 0.030446 | 0.473 | 0.50271 | 1563 | 5 | Dry Detention | 0.2 |  |  | TMDL | TMDL |  |  | 529.0721 | 15644.5191 | 56 | 20% | 20% | 0.074098 | 0.0060891
15 | 2 | 0.23859 | 48 | 15 | 2 | MDR | 7.3702 | 0.422 | 5942.609 | 340.176 | 0.471 | 0.494 | 3.471 | 0.209 | 2798.745 | 168.156 | 0.23859 | 3.471 | 0.209 | 0.82816 | 0.049866 | 0.471 | 0.49432 | 1564 | 5 | Dry Detention | 0.2 |  |  | TMDL | TMDL |  |  | 609.4159 | 21298.525 | 48 | 20% | 20% | 0.16563 | 0.0099732
15 | 13 | 0.25035 | 56 | 15 | 13 | WET | 5.949 | 0.459 | 2341.804 | 180.724 | 0.473 | 0.503 | 2.811 | 0.231 | 1106.548 | 90.851 | 0.25035 | 2.811 | 0.231 | 0.70375 | 0.057832 | 0.473 | 0.50271 | 1564 | 5 | Dry Detention | 0.2 |  |  | TMDL | TMDL |  |  | 609.4159 | 21298.525 | 56 | 20% | 20% | 0.14075 | 0.011566
12 | 2 | 0.3692 | 30 | 12 | 2 | MDR | 9.8043 | 0.478 | 3299.018 | 160.951 | 0.191 | 0.144 | 1.876 | 0.069 | 631.242 | 23.116 | 0.3692 | 0.895 | 0.035 | 0.33044 | 0.012922 | 0.091 | 0.072588 | 1565 | 5 | Dry Detention | 0.2 |  |  | TMDL | TMDL |  |  | 515.6198 | 16082.4186 | 30 | 20% | 20% | 0.066087 | 0.0025844
39 | 2 | 0.041694 | 260 | 39 | 2 | MDR | 5.5159 | 0.507 | 1488.242 | 136.786 | 1.075 | 1.082 | 5.931 | 0.548 | 1600.239 | 147.975 | 0.041694 | 5.492 | 0.499 | 0.22898 | 0.020805 | 0.996 | 0.98346 | 1566 | 5 | Dry Detention | 0.2 |  |  | TMDL | TMDL |  |  | 347.8819 | 1816.1847 | 260 | 20% | 20% | 0.045797 | 0.0041611
39 | 2 | 0.099643 | 260 | 39 | 2 | MDR | 5.5159 | 0.507 | 1488.242 | 136.786 | 1.075 | 1.082 | 5.931 | 0.548 | 1600.239 | 147.975 | 0.099643 | 5.492 | 0.499 | 0.54724 | 0.049722 | 0.996 | 0.98346 | 1567 | 5 | Dry Detention | 0.2 |  |  | TMDL | TMDL |  |  | 423.6268 | 4340.4448 | 260 | 20% | 20% | 0.10945 | 0.0099444
90 | 4 | 0.071787 | 548 | 90 | 4 | IND | 14.9374 | 1.425 | 2368.245 | 225.99 | 0.803 | 0.836 | 11.993 | 1.191 | 1901.418 | 188.888 | 0.071787 | 5.645 | 0.592 | 0.40524 | 0.042498 | 0.378 | 0.41522 | 1568 | 5 | Dry Detention | 0.2 |  |  | TMDL | TMDL |  |  | 302.3037 | 3127.013 | 548 | 20% | 20% | 0.081047 | 0.0084995
12 | 4 | 4.9896 | 32 | 12 | 4 | IND | 14.5181 | 1.342 | 4977.165 | 460.2 | 0.187 | 0.143 | 2.714 | 0.191 | 930.547 | 65.617 | 4.9896 | 1.286 | 0.097 | 6.4166 | 0.48399 | 0.089 | 0.072122 | 1569 | 5 | Dry Detention | 0.2 |  |  | TMDL | TMDL |  |  | 2768.0008 | 217345.0457 | 32 | 20% | 20% | 1.2833 | 0.096798
98 | 1 | 2.1403 | 612 | 98 | 1 | LDR | 5.2337 | 0.483 | 1131.223 | 104.393 | 1.01 | 2 | 5.286 | 0.966 | 1142.425 | 208.786 | 2.1403 | 4.367 | 0.398 | 9.3469 | 0.85186 | 0.834 | 0.82413 | 1570 | 5 | Dry Detention | 0.2 |  |  | TMDL | TMDL |  |  | 3415.9519 | 291489.4848 | 612 | 20% | 20% | 1.8694 | 0.17037
98 | 7 | 0.85425 | 615 | 98 | 7 | PAS | 8.2347 | 0.77 | 1166.724 | 109.158 | 1.012 | 2 | 8.336 | 1.541 | 1181.074 | 218.316 | 0.85425 | 6.958 | 0.643 | 5.9439 | 0.54928 | 0.845 | 0.83495 | 1570 | 5 | Dry Detention | 0.2 |  |  | TMDL | TMDL |  |  | 3415.9519 | 291489.4848 | 615 | 20% | 20% | 1.1888 | 0.10986
98 | 11 | 3.6961 | 618 | 98 | 11 | FOR | 1.936 | 0.155 | 605.947 | 48.477 | 1.012 | 2 | 1.96 | 0.31 | 613.42 | 96.954 | 3.6961 | 1.647 | 0.13 | 6.0875 | 0.48049 | 0.85 | 0.83988 | 1570 | 5 | Dry Detention | 0.2 |  |  | TMDL | TMDL |  |  | 3415.9519 | 291489.4848 | 618 | 20% | 20% | 1.2175 | 0.096099
98 | 13 | 0.00099526 | 620 | 98 | 13 | WET | 2.2526 | 0.176 | 2135.004 | 166.457 | 1.017 | 2 | 2.29 | 0.351 | 2170.555 | 332.915 | 0.00099526 | 1.946 | 0.15 | 0.0019368 | 0.00014929 | 0.864 | 0.85634 | 1570 | 5 | Dry Detention | 0.2 |  |  | TMDL | TMDL |  |  | 3415.9519 | 291489.4848 | 620 | 20% | 20% | 0.00038736 | 2.9858e-05
15 | 2 | 0.19735 | 48 | 15 | 2 | MDR | 7.3702 | 0.422 | 5942.609 | 340.176 | 0.471 | 0.494 | 3.471 | 0.209 | 2798.745 | 168.156 | 0.19735 | 3.471 | 0.209 | 0.68502 | 0.041247 | 0.471 | 0.49432 | 1571 | 5 | Dry Detention | 0.2 |  |  | TMDL | TMDL |  |  | 381.7635 | 8596.7334 | 48 | 20% | 20% | 0.137 | 0.0082494
15 | 2 | 1.6514 | 48 | 15 | 2 | MDR | 7.3702 | 0.422 | 5942.609 | 340.176 | 0.471 | 0.494 | 3.471 | 0.209 | 2798.745 | 168.156 | 1.6514 | 3.471 | 0.209 | 5.7319 | 0.34513 | 0.471 | 0.49432 | 1572 | 5 | Dry Detention | 0.2 |  |  | TMDL | TMDL |  |  | 1431.4801 | 86836.719 | 48 | 20% | 20% | 1.1464 | 0.069027
15 | 13 | 0.086025 | 56 | 15 | 13 | WET | 5.949 | 0.459 | 2341.804 | 180.724 | 0.473 | 0.503 | 2.811 | 0.231 | 1106.548 | 90.851 | 0.086025 | 2.811 | 0.231 | 0.24182 | 0.019872 | 0.473 | 0.50271 | 1572 | 5 | Dry Detention | 0.2 |  |  | TMDL | TMDL |  |  | 1431.4801 | 86836.719 | 56 | 20% | 20% | 0.048363 | 0.0039744
90 | 2 | 0.25612 | 546 | 90 | 2 | MDR | 11.3664 | 0.605 | 14884.136 | 791.874 | 0.804 | 0.836 | 9.135 | 0.506 | 11961.814 | 662.37 | 0.25612 | 4.317 | 0.251 | 1.1057 | 0.064285 | 0.38 | 0.41575 | 1572 | 5 | Dry Detention | 0.2 |  |  | TMDL | TMDL |  |  | 1431.4801 | 86836.719 | 546 | 20% | 20% | 0.22113 | 0.012857
90 | 2 | 0.57252 | 546 | 90 | 2 | MDR | 11.3664 | 0.605 | 14884.136 | 791.874 | 0.804 | 0.836 | 9.135 | 0.506 | 11961.814 | 662.37 | 0.57252 | 4.317 | 0.251 | 2.4716 | 0.1437 | 0.38 | 0.41575 | 1573 | 5 | Dry Detention | 0.2 |  |  | TMDL | TMDL |  |  | 683.1516 | 24938.8804 | 546 | 20% | 20% | 0.49431 | 0.028741
15 | 2 | 6.3195 | 48 | 15 | 2 | MDR | 7.3702 | 0.422 | 5942.609 | 340.176 | 0.471 | 0.494 | 3.471 | 0.209 | 2798.745 | 168.156 | 6.3195 | 3.471 | 0.209 | 21.9351 | 1.3208 | 0.471 | 0.49432 | 1574 | 5 | Dry Detention | 0.2 |  |  | TMDL | TMDL |  |  | 13813.1998 | 1210589.1401 | 48 | 20% | 20% | 4.387 | 0.26416
15 | 3 | 3.392 | 49 | 15 | 3 | HDR | 15.855 | 1.386 | 5622.889 | 491.639 | 0.471 | 0.496 | 7.465 | 0.687 | 2647.371 | 243.749 | 3.392 | 7.465 | 0.687 | 25.3215 | 2.3303 | 0.471 | 0.49579 | 1574 | 5 | Dry Detention | 0.2 |  |  | TMDL | TMDL |  |  | 13813.1998 | 1210589.1401 | 49 | 20% | 20% | 5.0643 | 0.46606
15 | 12 | 0.038642 | 55 | 15 | 12 | WAT | 0.52271 | 0.019 | 21.169 | 0.761 | 0.475 | 0.496 | 0.248 | 0.009 | 10.049 | 0.378 | 0.038642 | 0.248 | 0.009 | 0.0095832 | 0.00034778 | 0.475 | 0.49632 | 1574 | 5 | Dry Detention | 0.2 |  |  | TMDL | TMDL |  |  | 13813.1998 | 1210589.1401 | 55 | 20% | 20% | 0.0019166 | 6.9555e-05
15 | 13 | 17.7034 | 56 | 15 | 13 | WET | 5.949 | 0.459 | 2341.804 | 180.724 | 0.473 | 0.503 | 2.811 | 0.231 | 1106.548 | 90.851 | 17.7034 | 2.811 | 0.231 | 49.7642 | 4.0895 | 0.473 | 0.50271 | 1574 | 5 | Dry Detention | 0.2 |  |  | TMDL | TMDL |  |  | 13813.1998 | 1210589.1401 | 56 | 20% | 20% | 9.9528 | 0.8179
90 | 13 | 0.33782 | 555 | 90 | 13 | WET | 1.6912 | 0.073 | 1170.334 | 50.223 | 0.811 | 0.843 | 1.372 | 0.061 | 949.219 | 42.348 | 0.33782 | 0.66 | 0.031 | 0.22296 | 0.010472 | 0.39 | 0.4275 | 1574 | 5 | Dry Detention | 0.2 |  |  | TMDL | TMDL |  |  | 13813.1998 | 1210589.1401 | 555 | 20% | 20% | 0.044592 | 0.0020945
15 | 2 | 0.77137 | 48 | 15 | 2 | MDR | 7.3702 | 0.422 | 5942.609 | 340.176 | 0.471 | 0.494 | 3.471 | 0.209 | 2798.745 | 168.156 | 0.77137 | 3.471 | 0.209 | 2.6774 | 0.16122 | 0.471 | 0.49432 | 1575 | 5 | Dry Detention | 0.2 |  |  | TMDL | TMDL |  |  | 1285.4498 | 52905.0083 | 48 | 20% | 20% | 0.53548 | 0.032243
15 | 13 | 0.44317 | 56 | 15 | 13 | WET | 5.949 | 0.459 | 2341.804 | 180.724 | 0.473 | 0.503 | 2.811 | 0.231 | 1106.548 | 90.851 | 0.44317 | 2.811 | 0.231 | 1.2458 | 0.10237 | 0.473 | 0.50271 | 1575 | 5 | Dry Detention | 0.2 |  |  | TMDL | TMDL |  |  | 1285.4498 | 52905.0083 | 56 | 20% | 20% | 0.24915 | 0.020474
98 | 1 | 0.8839 | 612 | 98 | 1 | LDR | 5.2337 | 0.483 | 1131.223 | 104.393 | 1.01 | 2 | 5.286 | 0.966 | 1142.425 | 208.786 | 0.8839 | 4.367 | 0.398 | 3.86 | 0.35179 | 0.834 | 0.82413 | 1576 | 5 | Dry Detention | 0.2 |  |  | TMDL | TMDL |  |  | 829.505 | 38502.3804 | 612 | 20% | 20% | 0.772 | 0.070358
15 | 2 | 1.1589 | 48 | 15 | 2 | MDR | 7.3702 | 0.422 | 5942.609 | 340.176 | 0.471 | 0.494 | 3.471 | 0.209 | 2798.745 | 168.156 | 1.1589 | 3.471 | 0.209 | 4.0226 | 0.24222 | 0.471 | 0.49432 | 1577 | 5 | Dry Detention | 0.2 |  |  | TMDL | TMDL |  |  | 1244.6714 | 66188.5251 | 48 | 20% | 20% | 0.80453 | 0.048443
15 | 13 | 0.36056 | 56 | 15 | 13 | WET | 5.949 | 0.459 | 2341.804 | 180.724 | 0.473 | 0.503 | 2.811 | 0.231 | 1106.548 | 90.851 | 0.36056 | 2.811 | 0.231 | 1.0135 | 0.083289 | 0.473 | 0.50271 | 1577 | 5 | Dry Detention | 0.2 |  |  | TMDL | TMDL |  |  | 1244.6714 | 66188.5251 | 56 | 20% | 20% | 0.20271 | 0.016658
39 | 2 | 0.43401 | 260 | 39 | 2 | MDR | 5.5159 | 0.507 | 1488.242 | 136.786 | 1.075 | 1.082 | 5.931 | 0.548 | 1600.239 | 147.975 | 0.43401 | 5.492 | 0.499 | 2.3836 | 0.21657 | 0.996 | 0.98346 | 1578 | 5 | Dry Detention | 0.2 |  |  | TMDL | TMDL |  |  | 613.5377 | 18905.2745 | 260 | 20% | 20% | 0.47671 | 0.043314
15 | 2 | 0.36842 | 48 | 15 | 2 | MDR | 7.3702 | 0.422 | 5942.609 | 340.176 | 0.471 | 0.494 | 3.471 | 0.209 | 2798.745 | 168.156 | 0.36842 | 3.471 | 0.209 | 1.2788 | 0.077 | 0.471 | 0.49432 | 1579 | 5 | Dry Detention | 0.2 |  |  | TMDL | TMDL |  |  | 569.1889 | 16048.4096 | 48 | 20% | 20% | 0.25576 | 0.0154
15 | 2 | 0.28968 | 48 | 15 | 2 | MDR | 7.3702 | 0.422 | 5942.609 | 340.176 | 0.471 | 0.494 | 3.471 | 0.209 | 2798.745 | 168.156 | 0.28968 | 3.471 | 0.209 | 1.0055 | 0.060542 | 0.471 | 0.49432 | 1580 | 5 | Dry Detention | 0.2 |  |  | TMDL | TMDL |  |  | 561.6672 | 16124.909 | 48 | 20% | 20% | 0.20109 | 0.012108
15 | 13 | 0.076878 | 56 | 15 | 13 | WET | 5.949 | 0.459 | 2341.804 | 180.724 | 0.473 | 0.503 | 2.811 | 0.231 | 1106.548 | 90.851 | 0.076878 | 2.811 | 0.231 | 0.21611 | 0.017759 | 0.473 | 0.50271 | 1580 | 5 | Dry Detention | 0.2 |  |  | TMDL | TMDL |  |  | 561.6672 | 16124.909 | 56 | 20% | 20% | 0.043221 | 0.0035518
90 | 2 | 0.0036247 | 546 | 90 | 2 | MDR | 11.3664 | 0.605 | 14884.136 | 791.874 | 0.804 | 0.836 | 9.135 | 0.506 | 11961.814 | 662.37 | 0.0036247 | 4.317 | 0.251 | 0.015648 | 0.00090979 | 0.38 | 0.41575 | 1580 | 5 | Dry Detention | 0.2 |  |  | TMDL | TMDL |  |  | 561.6672 | 16124.909 | 546 | 20% | 20% | 0.0031295 | 0.00018196
40 | 4 | 0.049917 | 274 | 40 | 4 | IND | 14.4118 | 1.299 | 3327.006 | 299.956 | 0.876 | 0.883 | 12.618 | 1.147 | 2912.902 | 264.815 | 0.049917 | 12.618 | 1.147 | 0.62986 | 0.057255 | 0.876 | 0.88285 | 1581 | 5 | Dry Detention | 0.2 |  |  | TMDL | TMDL |  |  | 919.6997 | 25982.1134 | 274 | 20% | 20% | 0.12597 | 0.011451
40 | 11 | 0.54655 | 279 | 40 | 11 | FOR | 3.6901 | 0.154 | 450.076 | 18.808 | 0.88 | 0.888 | 3.247 | 0.137 | 396.042 | 16.694 | 0.54655 | 3.247 | 0.137 | 1.7747 | 0.074878 | 0.88 | 0.8876 | 1581 | 5 | Dry Detention | 0.2 |  |  | TMDL | TMDL |  |  | 919.6997 | 25982.1134 | 279 | 20% | 20% | 0.35493 | 0.014976
39 | 2 | 0.1593 | 260 | 39 | 2 | MDR | 5.5159 | 0.507 | 1488.242 | 136.786 | 1.075 | 1.082 | 5.931 | 0.548 | 1600.239 | 147.975 | 0.1593 | 5.492 | 0.499 | 0.87486 | 0.079489 | 0.996 | 0.98346 | 1582 | 5 | Dry Detention | 0.2 |  |  | TMDL | TMDL |  |  | 347.3265 | 6938.9467 | 260 | 20% | 20% | 0.17497 | 0.015898
23 | 4 | 0.22458 | 123 | 23 | 4 | IND | 10.0422 | 0.85 | 5417.453 | 458.426 | 0.893 | 0.909 | 8.963 | 0.773 | 4835.422 | 416.755 | 0.22458 | 8.963 | 0.773 | 2.0129 | 0.1736 | 0.893 | 0.9091 | 1583 | 5 | Dry Detention | 0.2 |  |  | TMDL | TMDL |  |  | 399.6198 | 9782.4509 | 123 | 20% | 20% | 0.40257 | 0.034719
12 | 4 | 0.16655 | 32 | 12 | 4 | IND | 14.5181 | 1.342 | 4977.165 | 460.2 | 0.187 | 0.143 | 2.714 | 0.191 | 930.547 | 65.617 | 0.16655 | 1.286 | 0.097 | 0.21419 | 0.016156 | 0.089 | 0.072122 | 1584 | 5 | Dry Detention | 0.2 |  |  | TMDL | TMDL |  |  | 5991.9301 | 722066.8025 | 32 | 20% | 20% | 0.042837 | 0.0032311
23 | 2 | 0.54034 | 121 | 23 | 2 | MDR | 7.0851 | 0.345 | 2693.279 | 131.118 | 0.895 | 0.911 | 6.34 | 0.314 | 2410.131 | 119.396 | 0.54034 | 6.34 | 0.314 | 3.4258 | 0.16967 | 0.895 | 0.9106 | 1584 | 5 | Dry Detention | 0.2 |  |  | TMDL | TMDL |  |  | 5991.9301 | 722066.8025 | 121 | 20% | 20% | 0.68515 | 0.033933
23 | 4 | 15.6569 | 123 | 23 | 4 | IND | 10.0422 | 0.85 | 5417.453 | 458.426 | 0.893 | 0.909 | 8.963 | 0.773 | 4835.422 | 416.755 | 15.6569 | 8.963 | 0.773 | 140.3329 | 12.1028 | 0.893 | 0.9091 | 1584 | 5 | Dry Detention | 0.2 |  |  | TMDL | TMDL |  |  | 5991.9301 | 722066.8025 | 123 | 20% | 20% | 28.0666 | 2.4206
23 | 13 | 0.21263 | 130 | 23 | 13 | WET | 8.0216 | 0.526 | 6987.131 | 457.734 | 0.893 | 0.91 | 7.166 | 0.478 | 6241.869 | 416.507 | 0.21263 | 7.166 | 0.478 | 1.5237 | 0.10164 | 0.893 | 0.90993 | 1584 | 5 | Dry Detention | 0.2 |  |  | TMDL | TMDL |  |  | 5991.9301 | 722066.8025 | 130 | 20% | 20% | 0.30474 | 0.020328
12 | 4 | 0.20452 | 32 | 12 | 4 | IND | 14.5181 | 1.342 | 4977.165 | 460.2 | 0.187 | 0.143 | 2.714 | 0.191 | 930.547 | 65.617 | 0.20452 | 1.286 | 0.097 | 0.26301 | 0.019838 | 0.089 | 0.072122 | 1586 | 5 | Dry Detention | 0.2 |  |  | TMDL | TMDL |  |  | 924.4676 | 8908.7899 | 32 | 20% | 20% | 0.052602 | 0.0039677
12 | 4 | 0.4488 | 32 | 12 | 4 | IND | 14.5181 | 1.342 | 4977.165 | 460.2 | 0.187 | 0.143 | 2.714 | 0.191 | 930.547 | 65.617 | 0.4488 | 1.286 | 0.097 | 0.57716 | 0.043534 | 0.089 | 0.072122 | 1587 | 5 | Dry Detention | 0.2 |  |  | TMDL | TMDL |  |  | 569.4979 | 19549.6143 | 32 | 20% | 20% | 0.11543 | 0.0087067
12 | 4 | 0.45343 | 32 | 12 | 4 | IND | 14.5181 | 1.342 | 4977.165 | 460.2 | 0.187 | 0.143 | 2.714 | 0.191 | 930.547 | 65.617 | 0.45343 | 1.286 | 0.097 | 0.58311 | 0.043983 | 0.089 | 0.072122 | 1588 | 5 | Dry Detention | 0.2 |  |  | TMDL | TMDL |  |  | 564.8886 | 19751.3116 | 32 | 20% | 20% | 0.11662 | 0.0087965
39 | 2 | 0.024672 | 260 | 39 | 2 | MDR | 5.5159 | 0.507 | 1488.242 | 136.786 | 1.075 | 1.082 | 5.931 | 0.548 | 1600.239 | 147.975 | 0.024672 | 5.492 | 0.499 | 0.1355 | 0.012311 | 0.996 | 0.98346 | 1589 | 5 | Dry Detention | 0.2 |  |  | TMDL | TMDL |  |  | 182.1257 | 1074.7028 | 260 | 20% | 20% | 0.0271 | 0.0024623
23 | 4 | 0.49499 | 123 | 23 | 4 | IND | 10.0422 | 0.85 | 5417.453 | 458.426 | 0.893 | 0.909 | 8.963 | 0.773 | 4835.422 | 416.755 | 0.49499 | 8.963 | 0.773 | 4.4366 | 0.38263 | 0.893 | 0.9091 | 1590 | 5 | Dry Detention | 0.2 |  |  | TMDL | TMDL |  |  | 863.3329 | 21561.7014 | 123 | 20% | 20% | 0.88732 | 0.076526
15 | 2 | 0.47368 | 48 | 15 | 2 | MDR | 7.3702 | 0.422 | 5942.609 | 340.176 | 0.471 | 0.494 | 3.471 | 0.209 | 2798.745 | 168.156 | 0.47368 | 3.471 | 0.209 | 1.6442 | 0.099 | 0.471 | 0.49432 | 1591 | 5 | Dry Detention | 0.2 |  |  | TMDL | TMDL |  |  | 577.6777 | 20633.613 | 48 | 20% | 20% | 0.32883 | 0.0198
23 | 4 | 0.35299 | 123 | 23 | 4 | IND | 10.0422 | 0.85 | 5417.453 | 458.426 | 0.893 | 0.909 | 8.963 | 0.773 | 4835.422 | 416.755 | 0.35299 | 8.963 | 0.773 | 3.1638 | 0.27286 | 0.893 | 0.9091 | 1592 | 5 | Dry Detention | 0.2 |  |  | TMDL | TMDL |  |  | 517.6493 | 15376.0641 | 123 | 20% | 20% | 0.63276 | 0.054572
15 | 1 | 0.021911 | 47 | 15 | 1 | LDR | 3.9532 | 0.214 | 107.734 | 5.825 | 0.471 | 0.495 | 1.864 | 0.106 | 50.79 | 2.883 | 0.021911 | 1.864 | 0.106 | 0.040842 | 0.0023226 | 0.471 | 0.49494 | 1593 | 5 | Dry Detention | 0.2 |  |  | TMDL | TMDL |  |  | 13455.3882 | 2187531.6228 | 47 | 20% | 20% | 0.0081685 | 0.00046452
15 | 3 | 9.1035 | 49 | 15 | 3 | HDR | 15.855 | 1.386 | 5622.889 | 491.639 | 0.471 | 0.496 | 7.465 | 0.687 | 2647.371 | 243.749 | 9.1035 | 7.465 | 0.687 | 67.9575 | 6.2541 | 0.471 | 0.49579 | 1593 | 5 | Dry Detention | 0.2 |  |  | TMDL | TMDL |  |  | 13455.3882 | 2187531.6228 | 49 | 20% | 20% | 13.5915 | 1.2508
15 | 11 | 0.59152 | 54 | 15 | 11 | FOR | 1.9081 | 0.089 | 205.535 | 9.639 | 0.48 | 0.502 | 0.916 | 0.045 | 98.719 | 4.842 | 0.59152 | 0.916 | 0.045 | 0.54183 | 0.026618 | 0.48 | 0.50234 | 1593 | 5 | Dry Detention | 0.2 |  |  | TMDL | TMDL |  |  | 13455.3882 | 2187531.6228 | 54 | 20% | 20% | 0.10837 | 0.0053237
15 | 13 | 0.65829 | 56 | 15 | 13 | WET | 5.949 | 0.459 | 2341.804 | 180.724 | 0.473 | 0.503 | 2.811 | 0.231 | 1106.548 | 90.851 | 0.65829 | 2.811 | 0.231 | 1.8505 | 0.15206 | 0.473 | 0.50271 | 1593 | 5 | Dry Detention | 0.2 |  |  | TMDL | TMDL |  |  | 13455.3882 | 2187531.6228 | 56 | 20% | 20% | 0.37009 | 0.030413
23 | 2 | 0.62083 | 121 | 23 | 2 | MDR | 7.0851 | 0.345 | 2693.279 | 131.118 | 0.895 | 0.911 | 6.34 | 0.314 | 2410.131 | 119.396 | 0.62083 | 6.34 | 0.314 | 3.9361 | 0.19494 | 0.895 | 0.9106 | 1593 | 5 | Dry Detention | 0.2 |  |  | TMDL | TMDL |  |  | 13455.3882 | 2187531.6228 | 121 | 20% | 20% | 0.78721 | 0.038988
23 | 3 | 18.6479 | 122 | 23 | 3 | HDR | 15.1365 | 1.11 | 4936.678 | 361.861 | 0.895 | 0.911 | 13.544 | 1.011 | 4417.226 | 329.591 | 18.6479 | 13.544 | 1.011 | 252.5673 | 18.853 | 0.895 | 0.91082 | 1593 | 5 | Dry Detention | 0.2 |  |  | TMDL | TMDL |  |  | 13455.3882 | 2187531.6228 | 122 | 20% | 20% | 50.5135 | 3.7706
23 | 4 | 16.9947 | 123 | 23 | 4 | IND | 10.0422 | 0.85 | 5417.453 | 458.426 | 0.893 | 0.909 | 8.963 | 0.773 | 4835.422 | 416.755 | 16.9947 | 8.963 | 0.773 | 152.3236 | 13.1369 | 0.893 | 0.9091 | 1593 | 5 | Dry Detention | 0.2 |  |  | TMDL | TMDL |  |  | 13455.3882 | 2187531.6228 | 123 | 20% | 20% | 30.4647 | 2.6274
23 | 12 | 1.2807 | 129 | 23 | 12 | WAT | 0.49355 | 0.016 | 34.255 | 1.077 | 0.898 | 0.913 | 0.443 | 0.014 | 30.778 | 0.983 | 1.2807 | 0.443 | 0.014 | 0.56735 | 0.01793 | 0.898 | 0.91306 | 1593 | 5 | Dry Detention | 0.2 |  |  | TMDL | TMDL |  |  | 13455.3882 | 2187531.6228 | 129 | 20% | 20% | 0.11347 | 0.003586
23 | 13 | 2.2997 | 130 | 23 | 13 | WET | 8.0216 | 0.526 | 6987.131 | 457.734 | 0.893 | 0.91 | 7.166 | 0.478 | 6241.869 | 416.507 | 2.2997 | 7.166 | 0.478 | 16.4794 | 1.0992 | 0.893 | 0.90993 | 1593 | 5 | Dry Detention | 0.2 |  |  | TMDL | TMDL |  |  | 13455.3882 | 2187531.6228 | 130 | 20% | 20% | 3.2959 | 0.21985
23 | 4 | 0.09283 | 123 | 23 | 4 | IND | 10.0422 | 0.85 | 5417.453 | 458.426 | 0.893 | 0.909 | 8.963 | 0.773 | 4835.422 | 416.755 | 0.09283 | 8.963 | 0.773 | 0.83203 | 0.071757 | 0.893 | 0.9091 | 1594 | 5 | Dry Detention | 0.2 |  |  | TMDL | TMDL |  |  | 256.7117 | 4043.6404 | 123 | 20% | 20% | 0.16641 | 0.014351
12 | 4 | 2.0159 | 32 | 12 | 4 | IND | 14.5181 | 1.342 | 4977.165 | 460.2 | 0.187 | 0.143 | 2.714 | 0.191 | 930.547 | 65.617 | 2.0159 | 1.286 | 0.097 | 2.5924 | 0.19554 | 0.089 | 0.072122 | 1595 | 5 | Dry Detention | 0.2 |  |  | TMDL | TMDL |  |  | 1282.7148 | 87811.5826 | 32 | 20% | 20% | 0.51849 | 0.039108
12 | 4 | 2.9516 | 32 | 12 | 4 | IND | 14.5181 | 1.342 | 4977.165 | 460.2 | 0.187 | 0.143 | 2.714 | 0.191 | 930.547 | 65.617 | 2.9516 | 1.286 | 0.097 | 3.7957 | 0.2863 | 0.089 | 0.072122 | 1596 | 5 | Dry Detention | 0.2 |  |  | TMDL | TMDL |  |  | 1621.8165 | 128570.6686 | 32 | 20% | 20% | 0.75915 | 0.057261
12 | 4 | 1.4439 | 32 | 12 | 4 | IND | 14.5181 | 1.342 | 4977.165 | 460.2 | 0.187 | 0.143 | 2.714 | 0.191 | 930.547 | 65.617 | 1.4439 | 1.286 | 0.097 | 1.8569 | 0.14006 | 0.089 | 0.072122 | 1597 | 5 | Dry Detention | 0.2 |  |  | TMDL | TMDL |  |  | 991.2226 | 62897.8414 | 32 | 20% | 20% | 0.37138 | 0.028012
12 | 4 | 0.68719 | 32 | 12 | 4 | IND | 14.5181 | 1.342 | 4977.165 | 460.2 | 0.187 | 0.143 | 2.714 | 0.191 | 930.547 | 65.617 | 0.68719 | 1.286 | 0.097 | 0.88372 | 0.066657 | 0.089 | 0.072122 | 1598 | 5 | Dry Detention | 0.2 |  |  | TMDL | TMDL |  |  | 690.334 | 29933.7476 | 32 | 20% | 20% | 0.17674 | 0.013331
12 | 2 | 0.14933 | 30 | 12 | 2 | MDR | 9.8043 | 0.478 | 3299.018 | 160.951 | 0.191 | 0.144 | 1.876 | 0.069 | 631.242 | 23.116 | 0.14933 | 0.895 | 0.035 | 0.13365 | 0.0052266 | 0.091 | 0.072588 | 1599 | 5 | Dry Detention | 0.2 |  |  | TMDL | TMDL |  |  | 1121.841 | 74592.0184 | 30 | 20% | 20% | 0.02673 | 0.0010453
12 | 4 | 1.5631 | 32 | 12 | 4 | IND | 14.5181 | 1.342 | 4977.165 | 460.2 | 0.187 | 0.143 | 2.714 | 0.191 | 930.547 | 65.617 | 1.5631 | 1.286 | 0.097 | 2.0101 | 0.15162 | 0.089 | 0.072122 | 1599 | 5 | Dry Detention | 0.2 |  |  | TMDL | TMDL |  |  | 1121.841 | 74592.0184 | 32 | 20% | 20% | 0.40202 | 0.030324
12 | 4 | 1.6286 | 32 | 12 | 4 | IND | 14.5181 | 1.342 | 4977.165 | 460.2 | 0.187 | 0.143 | 2.714 | 0.191 | 930.547 | 65.617 | 1.6286 | 1.286 | 0.097 | 2.0943 | 0.15797 | 0.089 | 0.072122 | 1600 | 5 | Dry Detention | 0.2 |  |  | TMDL | TMDL |  |  | 1117.2463 | 70940.3985 | 32 | 20% | 20% | 0.41887 | 0.031594
12 | 2 | 0.0068077 | 30 | 12 | 2 | MDR | 9.8043 | 0.478 | 3299.018 | 160.951 | 0.191 | 0.144 | 1.876 | 0.069 | 631.242 | 23.116 | 0.0068077 | 0.895 | 0.035 | 0.0060929 | 0.00023827 | 0.091 | 0.072588 | 1601 | 5 | Dry Detention | 0.2 |  |  | TMDL | TMDL |  |  | 2338.6522 | 193845.4716 | 30 | 20% | 20% | 0.0012186 | 4.7654e-05
12 | 4 | 0.00013495 | 32 | 12 | 4 | IND | 14.5181 | 1.342 | 4977.165 | 460.2 | 0.187 | 0.143 | 2.714 | 0.191 | 930.547 | 65.617 | 0.00013495 | 1.286 | 0.097 | 0.00017354 | 1.309e-05 | 0.089 | 0.072122 | 1601 | 5 | Dry Detention | 0.2 |  |  | TMDL | TMDL |  |  | 2338.6522 | 193845.4716 | 32 | 20% | 20% | 3.4709e-05 | 2.618e-06
23 | 2 | 2.5274 | 121 | 23 | 2 | MDR | 7.0851 | 0.345 | 2693.279 | 131.118 | 0.895 | 0.911 | 6.34 | 0.314 | 2410.131 | 119.396 | 2.5274 | 6.34 | 0.314 | 16.0238 | 0.79361 | 0.895 | 0.9106 | 1601 | 5 | Dry Detention | 0.2 |  |  | TMDL | TMDL |  |  | 2338.6522 | 193845.4716 | 121 | 20% | 20% | 3.2048 | 0.15872
23 | 4 | 1.9157 | 123 | 23 | 4 | IND | 10.0422 | 0.85 | 5417.453 | 458.426 | 0.893 | 0.909 | 8.963 | 0.773 | 4835.422 | 416.755 | 1.9157 | 8.963 | 0.773 | 17.1708 | 1.4809 | 0.893 | 0.9091 | 1601 | 5 | Dry Detention | 0.2 |  |  | TMDL | TMDL |  |  | 2338.6522 | 193845.4716 | 123 | 20% | 20% | 3.4342 | 0.29617
23 | 4 | 4.8594 | 123 | 23 | 4 | IND | 10.0422 | 0.85 | 5417.453 | 458.426 | 0.893 | 0.909 | 8.963 | 0.773 | 4835.422 | 416.755 | 4.8594 | 8.963 | 0.773 | 43.555 | 3.7563 | 0.893 | 0.9091 | 1602 | 5 | Dry Detention | 0.2 |  |  | TMDL | TMDL |  |  | 2045.8774 | 222763.0508 | 123 | 20% | 20% | 8.711 | 0.75127
23 | 6 | 0.25454 | 125 | 23 | 6 | OPE | 3.6976 | 0.161 | 262.851 | 11.454 | 0.896 | 0.912 | 3.313 | 0.147 | 235.546 | 10.445 | 0.25454 | 3.313 | 0.147 | 0.84329 | 0.037417 | 0.896 | 0.91192 | 1602 | 5 | Dry Detention | 0.2 |  |  | TMDL | TMDL |  |  | 2045.8774 | 222763.0508 | 125 | 20% | 20% | 0.16866 | 0.0074835
23 | 4 | 5.7504 | 123 | 23 | 4 | IND | 10.0422 | 0.85 | 5417.453 | 458.426 | 0.893 | 0.909 | 8.963 | 0.773 | 4835.422 | 416.755 | 5.7504 | 8.963 | 0.773 | 51.5404 | 4.445 | 0.893 | 0.9091 | 1603 | 5 | Dry Detention | 0.2 |  |  | TMDL | TMDL |  |  | 2035.537 | 250484.4419 | 123 | 20% | 20% | 10.3081 | 0.889
15 | 2 | 0.47751 | 48 | 15 | 2 | MDR | 7.3702 | 0.422 | 5942.609 | 340.176 | 0.471 | 0.494 | 3.471 | 0.209 | 2798.745 | 168.156 | 0.47751 | 3.471 | 0.209 | 1.6574 | 0.0998 | 0.471 | 0.49432 | 1604 | 5 | Dry Detention | 0.2 |  |  | TMDL | TMDL |  |  | 580.2617 | 20800.3082 | 48 | 20% | 20% | 0.33149 | 0.01996
98 | 1 | 2.7917 | 612 | 98 | 1 | LDR | 5.2337 | 0.483 | 1131.223 | 104.393 | 1.01 | 2 | 5.286 | 0.966 | 1142.425 | 208.786 | 2.7917 | 4.367 | 0.398 | 12.1915 | 1.1111 | 0.834 | 0.82413 | 1605 | 5 | Dry Detention | 0.2 |  |  | TMDL | TMDL |  |  | 3678.5387 | 219566.221 | 612 | 20% | 20% | 2.4383 | 0.22222
98 | 7 | 0.95798 | 615 | 98 | 7 | PAS | 8.2347 | 0.77 | 1166.724 | 109.158 | 1.012 | 2 | 8.336 | 1.541 | 1181.074 | 218.316 | 0.95798 | 6.958 | 0.643 | 6.6656 | 0.61598 | 0.845 | 0.83495 | 1605 | 5 | Dry Detention | 0.2 |  |  | TMDL | TMDL |  |  | 3678.5387 | 219566.221 | 615 | 20% | 20% | 1.3331 | 0.1232
98 | 11 | 1.0445 | 618 | 98 | 11 | FOR | 1.936 | 0.155 | 605.947 | 48.477 | 1.012 | 2 | 1.96 | 0.31 | 613.42 | 96.954 | 1.0445 | 1.647 | 0.13 | 1.7203 | 0.13578 | 0.85 | 0.83988 | 1605 | 5 | Dry Detention | 0.2 |  |  | TMDL | TMDL |  |  | 3678.5387 | 219566.221 | 618 | 20% | 20% | 0.34405 | 0.027157
98 | 13 | 0.24638 | 620 | 98 | 13 | WET | 2.2526 | 0.176 | 2135.004 | 166.457 | 1.017 | 2 | 2.29 | 0.351 | 2170.555 | 332.915 | 0.24638 | 1.946 | 0.15 | 0.47945 | 0.036957 | 0.864 | 0.85634 | 1605 | 5 | Dry Detention | 0.2 |  |  | TMDL | TMDL |  |  | 3678.5387 | 219566.221 | 620 | 20% | 20% | 0.095891 | 0.0073914
39 | 2 | 0.060596 | 260 | 39 | 2 | MDR | 5.5159 | 0.507 | 1488.242 | 136.786 | 1.075 | 1.082 | 5.931 | 0.548 | 1600.239 | 147.975 | 0.060596 | 5.492 | 0.499 | 0.33279 | 0.030237 | 0.996 | 0.98346 | 1606 | 5 | Dry Detention | 0.2 |  |  | TMDL | TMDL |  |  | 217.3317 | 2639.5482 | 260 | 20% | 20% | 0.066559 | 0.0060475
15 | 4 | 0.22895 | 50 | 15 | 4 | IND | 9.745 | 0.997 | 2826.058 | 289.213 | 0.468 | 0.494 | 4.565 | 0.492 | 1323.876 | 142.73 | 0.22895 | 4.565 | 0.492 | 1.0452 | 0.11264 | 0.468 | 0.49351 | 1607 | 5 | Dry Detention | 0.2 |  |  | TMDL | TMDL |  |  | 400.6426 | 9972.958 | 50 | 20% | 20% | 0.20903 | 0.022529
15 | 2 | 2.3685 | 48 | 15 | 2 | MDR | 7.3702 | 0.422 | 5942.609 | 340.176 | 0.471 | 0.494 | 3.471 | 0.209 | 2798.745 | 168.156 | 2.3685 | 3.471 | 0.209 | 8.221 | 0.49501 | 0.471 | 0.49432 | 1608 | 5 | Dry Detention | 0.2 |  |  | TMDL | TMDL |  |  | 2282.0349 | 150928.3163 | 48 | 20% | 20% | 1.6442 | 0.099002
15 | 13 | 1.0964 | 56 | 15 | 13 | WET | 5.949 | 0.459 | 2341.804 | 180.724 | 0.473 | 0.503 | 2.811 | 0.231 | 1106.548 | 90.851 | 1.0964 | 2.811 | 0.231 | 3.0819 | 0.25326 | 0.473 | 0.50271 | 1608 | 5 | Dry Detention | 0.2 |  |  | TMDL | TMDL |  |  | 2282.0349 | 150928.3163 | 56 | 20% | 20% | 0.61639 | 0.050653
12 | 4 | 0.010063 | 32 | 12 | 4 | IND | 14.5181 | 1.342 | 4977.165 | 460.2 | 0.187 | 0.143 | 2.714 | 0.191 | 930.547 | 65.617 | 0.010063 | 1.286 | 0.097 | 0.012941 | 0.00097615 | 0.089 | 0.072122 | 1609 | 5 | Dry Detention | 0.2 |  |  | TMDL | TMDL |  |  | 173.1895 | 438.3586 | 32 | 20% | 20% | 0.0025883 | 0.00019523
15 | 2 | 0.058854 | 48 | 15 | 2 | MDR | 7.3702 | 0.422 | 5942.609 | 340.176 | 0.471 | 0.494 | 3.471 | 0.209 | 2798.745 | 168.156 | 0.058854 | 3.471 | 0.209 | 0.20428 | 0.012301 | 0.471 | 0.49432 | 1610 | 5 | Dry Detention | 0.2 |  |  | TMDL | TMDL |  |  | 747.4153 | 31545.9596 | 48 | 20% | 20% | 0.040857 | 0.0024601
15 | 4 | 0.66534 | 50 | 15 | 4 | IND | 9.745 | 0.997 | 2826.058 | 289.213 | 0.468 | 0.494 | 4.565 | 0.492 | 1323.876 | 142.73 | 0.66534 | 4.565 | 0.492 | 3.0373 | 0.32735 | 0.468 | 0.49351 | 1610 | 5 | Dry Detention | 0.2 |  |  | TMDL | TMDL |  |  | 747.4153 | 31545.9596 | 50 | 20% | 20% | 0.60746 | 0.06547
92 | 4 | 0.28483 | 569 | 92 | 4 | IND | 18.1266 | 1.692 | 2033.405 | 189.788 | 0.402 | 0.328 | 7.291 | 0.554 | 817.913 | 62.182 | 0.28483 | 3.829 | 0.278 | 1.0906 | 0.079182 | 0.211 | 0.16435 | 1611 | 5 | Dry Detention | 0.2 |  |  | TMDL | TMDL |  |  | 719.3818 | 12407.0891 | 569 | 20% | 20% | 0.21812 | 0.015836
15 | 2 | 0.18723 | 48 | 15 | 2 | MDR | 7.3702 | 0.422 | 5942.609 | 340.176 | 0.471 | 0.494 | 3.471 | 0.209 | 2798.745 | 168.156 | 0.18723 | 3.471 | 0.209 | 0.64988 | 0.039131 | 0.471 | 0.49432 | 1612 | 5 | Dry Detention | 0.2 |  |  | TMDL | TMDL |  |  | 1026.4302 | 64927.5078 | 48 | 20% | 20% | 0.12998 | 0.0078263
15 | 4 | 1.3033 | 50 | 15 | 4 | IND | 9.745 | 0.997 | 2826.058 | 289.213 | 0.468 | 0.494 | 4.565 | 0.492 | 1323.876 | 142.73 | 1.3033 | 4.565 | 0.492 | 5.9496 | 0.64123 | 0.468 | 0.49351 | 1612 | 5 | Dry Detention | 0.2 |  |  | TMDL | TMDL |  |  | 1026.4302 | 64927.5078 | 50 | 20% | 20% | 1.1899 | 0.12825
15 | 4 | 0.43858 | 50 | 15 | 4 | IND | 9.745 | 0.997 | 2826.058 | 289.213 | 0.468 | 0.494 | 4.565 | 0.492 | 1323.876 | 142.73 | 0.43858 | 4.565 | 0.492 | 2.0021 | 0.21578 | 0.468 | 0.49351 | 1613 | 5 | Dry Detention | 0.2 |  |  | TMDL | TMDL |  |  | 562.1442 | 19104.364 | 50 | 20% | 20% | 0.40042 | 0.043156
12 | 4 | 0.14446 | 32 | 12 | 4 | IND | 14.5181 | 1.342 | 4977.165 | 460.2 | 0.187 | 0.143 | 2.714 | 0.191 | 930.547 | 65.617 | 0.14446 | 1.286 | 0.097 | 0.18577 | 0.014013 | 0.089 | 0.072122 | 1614 | 5 | Dry Detention | 0.2 |  |  | TMDL | TMDL |  |  | 366.5512 | 6292.614 | 32 | 20% | 20% | 0.037155 | 0.0028025
92 | 4 | 0.010212 | 569 | 92 | 4 | IND | 18.1266 | 1.692 | 2033.405 | 189.788 | 0.402 | 0.328 | 7.291 | 0.554 | 817.913 | 62.182 | 0.010212 | 3.829 | 0.278 | 0.039102 | 0.0028389 | 0.211 | 0.16435 | 1615 | 5 | Dry Detention | 0.2 |  |  | TMDL | TMDL |  |  | 120.1457 | 444.831 | 569 | 20% | 20% | 0.0078203 | 0.00056778
15 | 2 | 2.9687 | 48 | 15 | 2 | MDR | 7.3702 | 0.422 | 5942.609 | 340.176 | 0.471 | 0.494 | 3.471 | 0.209 | 2798.745 | 168.156 | 2.9687 | 3.471 | 0.209 | 10.3044 | 0.62046 | 0.471 | 0.49432 | 1616 | 5 | Dry Detention | 0.2 |  |  | TMDL | TMDL |  |  | 1982.6936 | 129316.4789 | 48 | 20% | 20% | 2.0609 | 0.12409
92 | 4 | 0.52509 | 569 | 92 | 4 | IND | 18.1266 | 1.692 | 2033.405 | 189.788 | 0.402 | 0.328 | 7.291 | 0.554 | 817.913 | 62.182 | 0.52509 | 3.829 | 0.278 | 2.0106 | 0.14598 | 0.211 | 0.16435 | 1617 | 5 | Dry Detention | 0.2 |  |  | TMDL | TMDL |  |  | 589.478 | 22872.9176 | 569 | 20% | 20% | 0.40212 | 0.029195
15 | 2 | 2.9581 | 48 | 15 | 2 | MDR | 7.3702 | 0.422 | 5942.609 | 340.176 | 0.471 | 0.494 | 3.471 | 0.209 | 2798.745 | 168.156 | 2.9581 | 3.471 | 0.209 | 10.2677 | 0.61825 | 0.471 | 0.49432 | 1618 | 5 | Dry Detention | 0.2 |  |  | TMDL | TMDL |  |  | 4270.0906 | 319316.6955 | 48 | 20% | 20% | 2.0535 | 0.12365
15 | 4 | 4.3724 | 50 | 15 | 4 | IND | 9.745 | 0.997 | 2826.058 | 289.213 | 0.468 | 0.494 | 4.565 | 0.492 | 1323.876 | 142.73 | 4.3724 | 4.565 | 0.492 | 19.96 | 2.1512 | 0.468 | 0.49351 | 1618 | 5 | Dry Detention | 0.2 |  |  | TMDL | TMDL |  |  | 4270.0906 | 319316.6955 | 50 | 20% | 20% | 3.992 | 0.43024
15 | 2 | 2.4594 | 48 | 15 | 2 | MDR | 7.3702 | 0.422 | 5942.609 | 340.176 | 0.471 | 0.494 | 3.471 | 0.209 | 2798.745 | 168.156 | 2.4594 | 3.471 | 0.209 | 8.5367 | 0.51402 | 0.471 | 0.49432 | 1619 | 5 | Dry Detention | 0.2 |  |  | TMDL | TMDL |  |  | 1540.2018 | 113957.8239 | 48 | 20% | 20% | 1.7073 | 0.1028
15 | 13 | 0.15669 | 56 | 15 | 13 | WET | 5.949 | 0.459 | 2341.804 | 180.724 | 0.473 | 0.503 | 2.811 | 0.231 | 1106.548 | 90.851 | 0.15669 | 2.811 | 0.231 | 0.44046 | 0.036195 | 0.473 | 0.50271 | 1619 | 5 | Dry Detention | 0.2 |  |  | TMDL | TMDL |  |  | 1540.2018 | 113957.8239 | 56 | 20% | 20% | 0.088091 | 0.0072391
23 | 4 | 1.0561 | 123 | 23 | 4 | IND | 10.0422 | 0.85 | 5417.453 | 458.426 | 0.893 | 0.909 | 8.963 | 0.773 | 4835.422 | 416.755 | 1.0561 | 8.963 | 0.773 | 9.4661 | 0.81639 | 0.893 | 0.9091 | 1620 | 5 | Dry Detention | 0.2 |  |  | TMDL | TMDL |  |  | 925.6793 | 46004.822 | 123 | 20% | 20% | 1.8932 | 0.16328
38 | 8 | 6.4204 | 253 | 38 | 8 | AGR | 8.5893 | 0.81 | 771.565 | 72.737 | 0.766 | 0.751 | 6.579 | 0.608 | 590.985 | 54.619 | 6.4204 | 6.579 | 0.608 | 42.2397 | 3.9036 | 0.766 | 0.75091 | 1621 | 5 | Dry Detention | 0.2 |  |  | TMDL | TMDL |  |  | 2137.2727 | 279670.586 | 253 | 20% | 20% | 8.4479 | 0.78072
36 | 1 | 0.51207 | 226 | 36 | 1 | LDR | 4.6704 | 0.433 | 1027.379 | 95.227 | 0.665 | 0.617 | 3.104 | 0.267 | 682.806 | 58.773 | 0.51207 | 3.104 | 0.267 | 1.5895 | 0.13672 | 0.665 | 0.61719 | 1622 | 5 | Dry Detention | 0.2 |  |  | TMDL | TMDL |  |  | 872.6629 | 46929.2472 | 226 | 20% | 20% | 0.31789 | 0.027344
36 | 8 | 0.56529 | 233 | 36 | 8 | AGR | 8.712 | 0.844 | 4028.692 | 390.487 | 0.677 | 0.635 | 5.9 | 0.536 | 2728.126 | 247.809 | 0.56529 | 5.9 | 0.536 | 3.3352 | 0.30299 | 0.677 | 0.63461 | 1622 | 5 | Dry Detention | 0.2 |  |  | TMDL | TMDL |  |  | 872.6629 | 46929.2472 | 233 | 20% | 20% | 0.66704 | 0.060599
15 | 2 | 0.5129 | 48 | 15 | 2 | MDR | 7.3702 | 0.422 | 5942.609 | 340.176 | 0.471 | 0.494 | 3.471 | 0.209 | 2798.745 | 168.156 | 0.5129 | 3.471 | 0.209 | 1.7803 | 0.1072 | 0.471 | 0.49432 | 1623 | 5 | Dry Detention | 0.2 |  |  | TMDL | TMDL |  |  | 622.2061 | 23956.5615 | 48 | 20% | 20% | 0.35605 | 0.021439
15 | 13 | 0.037071 | 56 | 15 | 13 | WET | 5.949 | 0.459 | 2341.804 | 180.724 | 0.473 | 0.503 | 2.811 | 0.231 | 1106.548 | 90.851 | 0.037071 | 2.811 | 0.231 | 0.10421 | 0.0085634 | 0.473 | 0.50271 | 1623 | 5 | Dry Detention | 0.2 |  |  | TMDL | TMDL |  |  | 622.2061 | 23956.5615 | 56 | 20% | 20% | 0.020841 | 0.0017127
15 | 3 | 3.0754 | 49 | 15 | 3 | HDR | 15.855 | 1.386 | 5622.889 | 491.639 | 0.471 | 0.496 | 7.465 | 0.687 | 2647.371 | 243.749 | 3.0754 | 7.465 | 0.687 | 22.9582 | 2.1128 | 0.471 | 0.49579 | 1624 | 5 | Dry Detention | 0.2 |  |  | TMDL | TMDL |  |  | 2762.0251 | 236473.4771 | 49 | 20% | 20% | 4.5916 | 0.42257
15 | 4 | 2.3533 | 50 | 15 | 4 | IND | 9.745 | 0.997 | 2826.058 | 289.213 | 0.468 | 0.494 | 4.565 | 0.492 | 1323.876 | 142.73 | 2.3533 | 4.565 | 0.492 | 10.7427 | 1.1578 | 0.468 | 0.49351 | 1624 | 5 | Dry Detention | 0.2 |  |  | TMDL | TMDL |  |  | 2762.0251 | 236473.4771 | 50 | 20% | 20% | 2.1485 | 0.23156
39 | 2 | 0.14233 | 260 | 39 | 2 | MDR | 5.5159 | 0.507 | 1488.242 | 136.786 | 1.075 | 1.082 | 5.931 | 0.548 | 1600.239 | 147.975 | 0.14233 | 5.492 | 0.499 | 0.78168 | 0.071023 | 0.996 | 0.98346 | 1625 | 5 | Dry Detention | 0.2 |  |  | TMDL | TMDL |  |  | 317.062 | 6199.8776 | 260 | 20% | 20% | 0.15634 | 0.014205
92 | 4 | 1.5251 | 569 | 92 | 4 | IND | 18.1266 | 1.692 | 2033.405 | 189.788 | 0.402 | 0.328 | 7.291 | 0.554 | 817.913 | 62.182 | 1.5251 | 3.829 | 0.278 | 5.8395 | 0.42397 | 0.211 | 0.16435 | 1626 | 5 | Dry Detention | 0.2 |  |  | TMDL | TMDL |  |  | 1061.8976 | 66432.3911 | 569 | 20% | 20% | 1.1679 | 0.084795
12 | 4 | 0.53749 | 32 | 12 | 4 | IND | 14.5181 | 1.342 | 4977.165 | 460.2 | 0.187 | 0.143 | 2.714 | 0.191 | 930.547 | 65.617 | 0.53749 | 1.286 | 0.097 | 0.69121 | 0.052136 | 0.089 | 0.072122 | 1627 | 5 | Dry Detention | 0.2 |  |  | TMDL | TMDL |  |  | 717.1691 | 23478.506 | 32 | 20% | 20% | 0.13824 | 0.010427
92 | 4 | 0.0015067 | 569 | 92 | 4 | IND | 18.1266 | 1.692 | 2033.405 | 189.788 | 0.402 | 0.328 | 7.291 | 0.554 | 817.913 | 62.182 | 0.0015067 | 3.829 | 0.278 | 0.005769 | 0.00041885 | 0.211 | 0.16435 | 1627 | 5 | Dry Detention | 0.2 |  |  | TMDL | TMDL |  |  | 717.1691 | 23478.506 | 569 | 20% | 20% | 0.0011538 | 8.377e-05
12 | 4 | 1.7478 | 32 | 12 | 4 | IND | 14.5181 | 1.342 | 4977.165 | 460.2 | 0.187 | 0.143 | 2.714 | 0.191 | 930.547 | 65.617 | 1.7478 | 1.286 | 0.097 | 2.2477 | 0.16954 | 0.089 | 0.072122 | 1628 | 5 | Dry Detention | 0.2 |  |  | TMDL | TMDL |  |  | 1159.4619 | 76135.5158 | 32 | 20% | 20% | 0.44954 | 0.033908
12 | 4 | 1.5404 | 32 | 12 | 4 | IND | 14.5181 | 1.342 | 4977.165 | 460.2 | 0.187 | 0.143 | 2.714 | 0.191 | 930.547 | 65.617 | 1.5404 | 1.286 | 0.097 | 1.981 | 0.14942 | 0.089 | 0.072122 | 1629 | 5 | Dry Detention | 0.2 |  |  | TMDL | TMDL |  |  | 1192.9984 | 74084.487 | 32 | 20% | 20% | 0.3962 | 0.029885
12 | 13 | 0.16031 | 37 | 12 | 13 | WET | 13.7162 | 0.865 | 322.406 | 20.343 | 0.189 | 0.147 | 2.587 | 0.127 | 60.82 | 2.985 | 0.16031 | 1.23 | 0.064 | 0.19718 | 0.01026 | 0.09 | 0.074432 | 1629 | 5 | Dry Detention | 0.2 |  |  | TMDL | TMDL |  |  | 1192.9984 | 74084.487 | 37 | 20% | 20% | 0.039435 | 0.0020519
12 | 4 | 1.1511 | 32 | 12 | 4 | IND | 14.5181 | 1.342 | 4977.165 | 460.2 | 0.187 | 0.143 | 2.714 | 0.191 | 930.547 | 65.617 | 1.1511 | 1.286 | 0.097 | 1.4803 | 0.11166 | 0.089 | 0.072122 | 1630 | 5 | Dry Detention | 0.2 |  |  | TMDL | TMDL |  |  | 1088.395 | 58257.3038 | 32 | 20% | 20% | 0.29607 | 0.022332
12 | 13 | 0.18629 | 37 | 12 | 13 | WET | 13.7162 | 0.865 | 322.406 | 20.343 | 0.189 | 0.147 | 2.587 | 0.127 | 60.82 | 2.985 | 0.18629 | 1.23 | 0.064 | 0.22914 | 0.011923 | 0.09 | 0.074432 | 1630 | 5 | Dry Detention | 0.2 |  |  | TMDL | TMDL |  |  | 1088.395 | 58257.3038 | 37 | 20% | 20% | 0.045828 | 0.0023845
12 | 4 | 0.36624 | 32 | 12 | 4 | IND | 14.5181 | 1.342 | 4977.165 | 460.2 | 0.187 | 0.143 | 2.714 | 0.191 | 930.547 | 65.617 | 0.36624 | 1.286 | 0.097 | 0.47098 | 0.035525 | 0.089 | 0.072122 | 1631 | 5 | Dry Detention | 0.2 |  |  | TMDL | TMDL |  |  | 512.8429 | 15953.1428 | 32 | 20% | 20% | 0.094196 | 0.007105
90 | 2 | 0.27306 | 546 | 90 | 2 | MDR | 11.3664 | 0.605 | 14884.136 | 791.874 | 0.804 | 0.836 | 9.135 | 0.506 | 11961.814 | 662.37 | 0.27306 | 4.317 | 0.251 | 1.1788 | 0.068539 | 0.38 | 0.41575 | 1632 | 5 | Dry Detention | 0.2 |  |  | TMDL | TMDL |  |  | 449.5653 | 11894.6306 | 546 | 20% | 20% | 0.23576 | 0.013708
15 | 3 | 0.013001 | 49 | 15 | 3 | HDR | 15.855 | 1.386 | 5622.889 | 491.639 | 0.471 | 0.496 | 7.465 | 0.687 | 2647.371 | 243.749 | 0.013001 | 7.465 | 0.687 | 0.097052 | 0.0089316 | 0.471 | 0.49579 | 1633 | 5 | Dry Detention | 0.2 |  |  | TMDL | TMDL |  |  | 709.1006 | 24713.1539 | 49 | 20% | 20% | 0.01941 | 0.0017863
15 | 4 | 0.55434 | 50 | 15 | 4 | IND | 9.745 | 0.997 | 2826.058 | 289.213 | 0.468 | 0.494 | 4.565 | 0.492 | 1323.876 | 142.73 | 0.55434 | 4.565 | 0.492 | 2.5305 | 0.27273 | 0.468 | 0.49351 | 1633 | 5 | Dry Detention | 0.2 |  |  | TMDL | TMDL |  |  | 709.1006 | 24713.1539 | 50 | 20% | 20% | 0.50611 | 0.054547
36 | 11 | 2.6584 | 235 | 36 | 11 | FOR | 1.6973 | 0.136 | 456.356 | 36.497 | 0.685 | 0.642 | 1.162 | 0.087 | 312.528 | 23.445 | 2.6584 | 1.162 | 0.087 | 3.089 | 0.23128 | 0.685 | 0.64239 | 1635 | 5 | Dry Detention | 0.2 |  |  | TMDL | TMDL |  |  | 1493.7465 | 115798.1275 | 235 | 20% | 20% | 0.61781 | 0.046256
98 | 11 | 0.9793 | 618 | 98 | 11 | FOR | 1.936 | 0.155 | 605.947 | 48.477 | 1.012 | 2 | 1.96 | 0.31 | 613.42 | 96.954 | 0.9793 | 1.647 | 0.13 | 1.6129 | 0.12731 | 0.85 | 0.83988 | 1636 | 5 | Dry Detention | 0.2 |  |  | TMDL | TMDL |  |  | 826.666 | 42657.9178 | 618 | 20% | 20% | 0.32258 | 0.025462
98 | 11 | 6.0933 | 618 | 98 | 11 | FOR | 1.936 | 0.155 | 605.947 | 48.477 | 1.012 | 2 | 1.96 | 0.31 | 613.42 | 96.954 | 6.0933 | 1.647 | 0.13 | 10.0357 | 0.79213 | 0.85 | 0.83988 | 1637 | 5 | Dry Detention | 0.2 |  |  | TMDL | TMDL |  |  | 2257.2561 | 265423.6706 | 618 | 20% | 20% | 2.0071 | 0.15843
12 | 4 | 0.51225 | 32 | 12 | 4 | IND | 14.5181 | 1.342 | 4977.165 | 460.2 | 0.187 | 0.143 | 2.714 | 0.191 | 930.547 | 65.617 | 0.51225 | 1.286 | 0.097 | 0.65876 | 0.049689 | 0.089 | 0.072122 | 1638 | 5 | Dry Detention | 0.2 |  |  | TMDL | TMDL |  |  | 973.4133 | 49411.4296 | 32 | 20% | 20% | 0.13175 | 0.0099377
12 | 10 | 0.086774 | 34 | 12 | 10 | RAN | 4.3461 | 0.174 | 55.201 | 2.209 | 0.198 | 0.155 | 0.86 | 0.027 | 10.929 | 0.342 | 0.086774 | 0.415 | 0.014 | 0.036011 | 0.0012148 | 0.095 | 0.078964 | 1638 | 5 | Dry Detention | 0.2 |  |  | TMDL | TMDL |  |  | 973.4133 | 49411.4296 | 34 | 20% | 20% | 0.0072023 | 0.00024297
23 | 4 | 0.49337 | 123 | 23 | 4 | IND | 10.0422 | 0.85 | 5417.453 | 458.426 | 0.893 | 0.909 | 8.963 | 0.773 | 4835.422 | 416.755 | 0.49337 | 8.963 | 0.773 | 4.4221 | 0.38137 | 0.893 | 0.9091 | 1638 | 5 | Dry Detention | 0.2 |  |  | TMDL | TMDL |  |  | 973.4133 | 49411.4296 | 123 | 20% | 20% | 0.88441 | 0.076275
23 | 10 | 0.041937 | 127 | 23 | 10 | RAN | 2.7374 | 0.11 | 128.156 | 5.163 | 0.897 | 0.913 | 2.456 | 0.101 | 114.999 | 4.714 | 0.041937 | 2.456 | 0.101 | 0.103 | 0.0042357 | 0.897 | 0.91292 | 1638 | 5 | Dry Detention | 0.2 |  |  | TMDL | TMDL |  |  | 973.4133 | 49411.4296 | 127 | 20% | 20% | 0.0206 | 0.00084713
39 | 2 | 0.35502 | 260 | 39 | 2 | MDR | 5.5159 | 0.507 | 1488.242 | 136.786 | 1.075 | 1.082 | 5.931 | 0.548 | 1600.239 | 147.975 | 0.35502 | 5.492 | 0.499 | 1.9498 | 0.17716 | 0.996 | 0.98346 | 1639 | 5 | Dry Detention | 0.2 |  |  | TMDL | TMDL |  |  | 566.2759 | 15464.7148 | 260 | 20% | 20% | 0.38996 | 0.035431
98 | 11 | 1.7527 | 618 | 98 | 11 | FOR | 1.936 | 0.155 | 605.947 | 48.477 | 1.012 | 2 | 1.96 | 0.31 | 613.42 | 96.954 | 1.7527 | 1.647 | 0.13 | 2.8867 | 0.22785 | 0.85 | 0.83988 | 1640 | 5 | Dry Detention | 0.2 |  |  | TMDL | TMDL |  |  | 1097.1991 | 76348.0684 | 618 | 20% | 20% | 0.57734 | 0.045571
38 | 8 | 0.51882 | 253 | 38 | 8 | AGR | 8.5893 | 0.81 | 771.565 | 72.737 | 0.766 | 0.751 | 6.579 | 0.608 | 590.985 | 54.619 | 0.51882 | 6.579 | 0.608 | 3.4133 | 0.31544 | 0.766 | 0.75091 | 1641 | 5 | Dry Detention | 0.2 |  |  | TMDL | TMDL |  |  | 678.8543 | 22599.6227 | 253 | 20% | 20% | 0.68266 | 0.063088
92 | 4 | 1.6338 | 569 | 92 | 4 | IND | 18.1266 | 1.692 | 2033.405 | 189.788 | 0.402 | 0.328 | 7.291 | 0.554 | 817.913 | 62.182 | 1.6338 | 3.829 | 0.278 | 6.2558 | 0.4542 | 0.211 | 0.16435 | 1642 | 5 | Dry Detention | 0.2 |  |  | TMDL | TMDL |  |  | 1069.5945 | 71168.0489 | 569 | 20% | 20% | 1.2512 | 0.090839
98 | 7 | 4.8872 | 615 | 98 | 7 | PAS | 8.2347 | 0.77 | 1166.724 | 109.158 | 1.012 | 2 | 8.336 | 1.541 | 1181.074 | 218.316 | 4.8872 | 6.958 | 0.643 | 34.0052 | 3.1425 | 0.845 | 0.83495 | 1643 | 5 | Dry Detention | 0.2 |  |  | TMDL | TMDL |  |  | 2255.1741 | 310493.8654 | 615 | 20% | 20% | 6.801 | 0.6285
98 | 11 | 2.2408 | 618 | 98 | 11 | FOR | 1.936 | 0.155 | 605.947 | 48.477 | 1.012 | 2 | 1.96 | 0.31 | 613.42 | 96.954 | 2.2408 | 1.647 | 0.13 | 3.6906 | 0.2913 | 0.85 | 0.83988 | 1643 | 5 | Dry Detention | 0.2 |  |  | TMDL | TMDL |  |  | 2255.1741 | 310493.8654 | 618 | 20% | 20% | 0.73811 | 0.05826
92 | 2 | 0.41034 | 567 | 92 | 2 | MDR | 11.4307 | 0.577 | 3171.321 | 160.031 | 0.415 | 0.333 | 4.743 | 0.192 | 1315.816 | 53.26 | 0.41034 | 2.534 | 0.096 | 1.0398 | 0.039392 | 0.222 | 0.16717 | 1644 | 5 | Dry Detention | 0.2 |  |  | TMDL | TMDL |  |  | 566.1254 | 17874.2503 | 567 | 20% | 20% | 0.20796 | 0.0078785
92 | 2 | 0.69785 | 567 | 92 | 2 | MDR | 11.4307 | 0.577 | 3171.321 | 160.031 | 0.415 | 0.333 | 4.743 | 0.192 | 1315.816 | 53.26 | 0.69785 | 2.534 | 0.096 | 1.7684 | 0.066994 | 0.222 | 0.16717 | 1645 | 5 | Dry Detention | 0.2 |  |  | TMDL | TMDL |  |  | 737.2207 | 30398.1918 | 567 | 20% | 20% | 0.35367 | 0.013399
98 | 1 | 19.2876 | 612 | 98 | 1 | LDR | 5.2337 | 0.483 | 1131.223 | 104.393 | 1.01 | 2 | 5.286 | 0.966 | 1142.425 | 208.786 | 19.2876 | 4.367 | 0.398 | 84.2289 | 7.6765 | 0.834 | 0.82413 | 1646 | 5 | Dry Detention | 0.2 |  |  | TMDL | TMDL |  |  | 8667.6886 | 1407156.0229 | 612 | 20% | 20% | 16.8458 | 1.5353
98 | 11 | 10.2576 | 618 | 98 | 11 | FOR | 1.936 | 0.155 | 605.947 | 48.477 | 1.012 | 2 | 1.96 | 0.31 | 613.42 | 96.954 | 10.2576 | 1.647 | 0.13 | 16.8942 | 1.3335 | 0.85 | 0.83988 | 1646 | 5 | Dry Detention | 0.2 |  |  | TMDL | TMDL |  |  | 8667.6886 | 1407156.0229 | 618 | 20% | 20% | 3.3788 | 0.2667
98 | 13 | 1.2299 | 620 | 98 | 13 | WET | 2.2526 | 0.176 | 2135.004 | 166.457 | 1.017 | 2 | 2.29 | 0.351 | 2170.555 | 332.915 | 1.2299 | 1.946 | 0.15 | 2.3934 | 0.18448 | 0.864 | 0.85634 | 1646 | 5 | Dry Detention | 0.2 |  |  | TMDL | TMDL |  |  | 8667.6886 | 1407156.0229 | 620 | 20% | 20% | 0.47867 | 0.036897
12 | 4 | 0.18865 | 32 | 12 | 4 | IND | 14.5181 | 1.342 | 4977.165 | 460.2 | 0.187 | 0.143 | 2.714 | 0.191 | 930.547 | 65.617 | 0.18865 | 1.286 | 0.097 | 0.2426 | 0.018299 | 0.089 | 0.072122 | 1647 | 5 | Dry Detention | 0.2 |  |  | TMDL | TMDL |  |  | 368.1076 | 8217.4702 | 32 | 20% | 20% | 0.04852 | 0.0036598
15 | 2 | 0.28766 | 48 | 15 | 2 | MDR | 7.3702 | 0.422 | 5942.609 | 340.176 | 0.471 | 0.494 | 3.471 | 0.209 | 2798.745 | 168.156 | 0.28766 | 3.471 | 0.209 | 0.99845 | 0.06012 | 0.471 | 0.49432 | 1648 | 5 | Dry Detention | 0.2 |  |  | TMDL | TMDL |  |  | 515.7701 | 12530.2397 | 48 | 20% | 20% | 0.19969 | 0.012024
98 | 11 | 0.0027992 | 618 | 98 | 11 | FOR | 1.936 | 0.155 | 605.947 | 48.477 | 1.012 | 2 | 1.96 | 0.31 | 613.42 | 96.954 | 0.0027992 | 1.647 | 0.13 | 0.0046102 | 0.00036389 | 0.85 | 0.83988 | 1649 | 5 | Dry Detention | 0.2 |  |  | TMDL | TMDL |  |  | 925.5668 | 20800.4317 | 618 | 20% | 20% | 0.00092204 | 7.2778e-05
90 | 2 | 0.61493 | 546 | 90 | 2 | MDR | 11.3664 | 0.605 | 14884.136 | 791.874 | 0.804 | 0.836 | 9.135 | 0.506 | 11961.814 | 662.37 | 0.61493 | 4.317 | 0.251 | 2.6546 | 0.15435 | 0.38 | 0.41575 | 1650 | 5 | Dry Detention | 0.2 |  |  | TMDL | TMDL |  |  | 5493.4578 | 614333.1593 | 546 | 20% | 20% | 0.53093 | 0.030869
90 | 13 | 13.4883 | 555 | 90 | 13 | WET | 1.6912 | 0.073 | 1170.334 | 50.223 | 0.811 | 0.843 | 1.372 | 0.061 | 949.219 | 42.348 | 13.4883 | 0.66 | 0.031 | 8.9023 | 0.41814 | 0.39 | 0.4275 | 1650 | 5 | Dry Detention | 0.2 |  |  | TMDL | TMDL |  |  | 5493.4578 | 614333.1593 | 555 | 20% | 20% | 1.7805 | 0.083627
12 | 2 | 0.3977 | 30 | 12 | 2 | MDR | 9.8043 | 0.478 | 3299.018 | 160.951 | 0.191 | 0.144 | 1.876 | 0.069 | 631.242 | 23.116 | 0.3977 | 0.895 | 0.035 | 0.35594 | 0.01392 | 0.091 | 0.072588 | 1651 | 5 | Dry Detention | 0.2 |  |  | TMDL | TMDL |  |  | 4231.8507 | 378113.054 | 30 | 20% | 20% | 0.071189 | 0.0027839
12 | 4 | 8.1561 | 32 | 12 | 4 | IND | 14.5181 | 1.342 | 4977.165 | 460.2 | 0.187 | 0.143 | 2.714 | 0.191 | 930.547 | 65.617 | 8.1561 | 1.286 | 0.097 | 10.4888 | 0.79114 | 0.089 | 0.072122 | 1651 | 5 | Dry Detention | 0.2 |  |  | TMDL | TMDL |  |  | 4231.8507 | 378113.054 | 32 | 20% | 20% | 2.0978 | 0.15823
12 | 13 | 0.12648 | 37 | 12 | 13 | WET | 13.7162 | 0.865 | 322.406 | 20.343 | 0.189 | 0.147 | 2.587 | 0.127 | 60.82 | 2.985 | 0.12648 | 1.23 | 0.064 | 0.15557 | 0.0080949 | 0.09 | 0.074432 | 1651 | 5 | Dry Detention | 0.2 |  |  | TMDL | TMDL |  |  | 4231.8507 | 378113.054 | 37 | 20% | 20% | 0.031115 | 0.001619
12 | 2 | 1.3237 | 30 | 12 | 2 | MDR | 9.8043 | 0.478 | 3299.018 | 160.951 | 0.191 | 0.144 | 1.876 | 0.069 | 631.242 | 23.116 | 1.3237 | 0.895 | 0.035 | 1.1847 | 0.04633 | 0.091 | 0.072588 | 1652 | 5 | Dry Detention | 0.2 |  |  | TMDL | TMDL |  |  | 2349.1921 | 285997.951 | 30 | 20% | 20% | 0.23695 | 0.0092661
12 | 4 | 5.2419 | 32 | 12 | 4 | IND | 14.5181 | 1.342 | 4977.165 | 460.2 | 0.187 | 0.143 | 2.714 | 0.191 | 930.547 | 65.617 | 5.2419 | 1.286 | 0.097 | 6.7411 | 0.50847 | 0.089 | 0.072122 | 1652 | 5 | Dry Detention | 0.2 |  |  | TMDL | TMDL |  |  | 2349.1921 | 285997.951 | 32 | 20% | 20% | 1.3482 | 0.10169
39 | 2 | 0.28891 | 260 | 39 | 2 | MDR | 5.5159 | 0.507 | 1488.242 | 136.786 | 1.075 | 1.082 | 5.931 | 0.548 | 1600.239 | 147.975 | 0.28891 | 5.492 | 0.499 | 1.5867 | 0.14417 | 0.996 | 0.98346 | 1653 | 5 | Dry Detention | 0.2 |  |  | TMDL | TMDL |  |  | 454.0729 | 12584.9276 | 260 | 20% | 20% | 0.31734 | 0.028833
98 | 11 | 0.60949 | 618 | 98 | 11 | FOR | 1.936 | 0.155 | 605.947 | 48.477 | 1.012 | 2 | 1.96 | 0.31 | 613.42 | 96.954 | 0.60949 | 1.647 | 0.13 | 1.0038 | 0.079233 | 0.85 | 0.83988 | 1654 | 5 | Dry Detention | 0.2 |  |  | TMDL | TMDL |  |  | 657.6533 | 26549.2618 | 618 | 20% | 20% | 0.20077 | 0.015847
15 | 4 | 1.73 | 50 | 15 | 4 | IND | 9.745 | 0.997 | 2826.058 | 289.213 | 0.468 | 0.494 | 4.565 | 0.492 | 1323.876 | 142.73 | 1.73 | 4.565 | 0.492 | 7.8973 | 0.85114 | 0.468 | 0.49351 | 1655 | 5 | Dry Detention | 0.2 |  |  | TMDL | TMDL |  |  | 1090.6495 | 75357.1442 | 50 | 20% | 20% | 1.5795 | 0.17023
15 | 2 | 0.22861 | 48 | 15 | 2 | MDR | 7.3702 | 0.422 | 5942.609 | 340.176 | 0.471 | 0.494 | 3.471 | 0.209 | 2798.745 | 168.156 | 0.22861 | 3.471 | 0.209 | 0.7935 | 0.047779 | 0.471 | 0.49432 | 1656 | 5 | Dry Detention | 0.2 |  |  | TMDL | TMDL |  |  | 413.0403 | 9958.1991 | 48 | 20% | 20% | 0.1587 | 0.0095559
15 | 4 | 0.09466 | 50 | 15 | 4 | IND | 9.745 | 0.997 | 2826.058 | 289.213 | 0.468 | 0.494 | 4.565 | 0.492 | 1323.876 | 142.73 | 0.09466 | 4.565 | 0.492 | 0.43212 | 0.046573 | 0.468 | 0.49351 | 1657 | 5 | Dry Detention | 0.2 |  |  | TMDL | TMDL |  |  | 400.4921 | 4123.3755 | 50 | 20% | 20% | 0.086425 | 0.0093145
23 | 2 | 0.16215 | 121 | 23 | 2 | MDR | 7.0851 | 0.345 | 2693.279 | 131.118 | 0.895 | 0.911 | 6.34 | 0.314 | 2410.131 | 119.396 | 0.16215 | 6.34 | 0.314 | 1.028 | 0.050915 | 0.895 | 0.9106 | 1658 | 5 | Dry Detention | 0.2 |  |  | TMDL | TMDL |  |  | 384.0633 | 7063.1919 | 121 | 20% | 20% | 0.20561 | 0.010183
12 | 2 | 0.054603 | 30 | 12 | 2 | MDR | 9.8043 | 0.478 | 3299.018 | 160.951 | 0.191 | 0.144 | 1.876 | 0.069 | 631.242 | 23.116 | 0.054603 | 0.895 | 0.035 | 0.048869 | 0.0019111 | 0.091 | 0.072588 | 1659 | 5 | Dry Detention | 0.2 |  |  | TMDL | TMDL |  |  | 216.3501 | 2378.4857 | 30 | 20% | 20% | 0.0097739 | 0.00038222
23 | 12 | 0.0027047 | 129 | 23 | 12 | WAT | 0.49355 | 0.016 | 34.255 | 1.077 | 0.898 | 0.913 | 0.443 | 0.014 | 30.778 | 0.983 | 0.0027047 | 0.443 | 0.014 | 0.0011982 | 3.7866e-05 | 0.898 | 0.91306 | 1660 | 5 | Dry Detention | 0.2 |  |  | TMDL | TMDL |  |  | 721.1132 | 8945.9725 | 129 | 20% | 20% | 0.00023964 | 7.5731e-06
23 | 13 | 0.20267 | 130 | 23 | 13 | WET | 8.0216 | 0.526 | 6987.131 | 457.734 | 0.893 | 0.91 | 7.166 | 0.478 | 6241.869 | 416.507 | 0.20267 | 7.166 | 0.478 | 1.4523 | 0.096877 | 0.893 | 0.90993 | 1660 | 5 | Dry Detention | 0.2 |  |  | TMDL | TMDL |  |  | 721.1132 | 8945.9725 | 130 | 20% | 20% | 0.29047 | 0.019375
92 | 2 | 0.24952 | 567 | 92 | 2 | MDR | 11.4307 | 0.577 | 3171.321 | 160.031 | 0.415 | 0.333 | 4.743 | 0.192 | 1315.816 | 53.26 | 0.24952 | 2.534 | 0.096 | 0.63229 | 0.023954 | 0.222 | 0.16717 | 1661 | 5 | Dry Detention | 0.2 |  |  | TMDL | TMDL |  |  | 417.545 | 10869.1819 | 567 | 20% | 20% | 0.12646 | 0.0047908
98 | 11 | 1.085 | 618 | 98 | 11 | FOR | 1.936 | 0.155 | 605.947 | 48.477 | 1.012 | 2 | 1.96 | 0.31 | 613.42 | 96.954 | 1.085 | 1.647 | 0.13 | 1.787 | 0.14105 | 0.85 | 0.83988 | 1662 | 5 | Dry Detention | 0.2 |  |  | TMDL | TMDL |  |  | 886.0292 | 47263.5222 | 618 | 20% | 20% | 0.35741 | 0.028211
12 | 2 | 0.11465 | 30 | 12 | 2 | MDR | 9.8043 | 0.478 | 3299.018 | 160.951 | 0.191 | 0.144 | 1.876 | 0.069 | 631.242 | 23.116 | 0.11465 | 0.895 | 0.035 | 0.10261 | 0.0040128 | 0.091 | 0.072588 | 1663 | 5 | Dry Detention | 0.2 |  |  | TMDL | TMDL |  |  | 297.3208 | 4994.2412 | 30 | 20% | 20% | 0.020523 | 0.00080257
12 | 2 | 0.084637 | 30 | 12 | 2 | MDR | 9.8043 | 0.478 | 3299.018 | 160.951 | 0.191 | 0.144 | 1.876 | 0.069 | 631.242 | 23.116 | 0.084637 | 0.895 | 0.035 | 0.07575 | 0.0029623 | 0.091 | 0.072588 | 1664 | 5 | Dry Detention | 0.2 |  |  | TMDL | TMDL |  |  | 249.3385 | 3686.7716 | 30 | 20% | 20% | 0.01515 | 0.00059246
12 | 2 | 0.35466 | 30 | 12 | 2 | MDR | 9.8043 | 0.478 | 3299.018 | 160.951 | 0.191 | 0.144 | 1.876 | 0.069 | 631.242 | 23.116 | 0.35466 | 0.895 | 0.035 | 0.31742 | 0.012413 | 0.091 | 0.072588 | 1665 | 5 | Dry Detention | 0.2 |  |  | TMDL | TMDL |  |  | 507.7947 | 15448.7196 | 30 | 20% | 20% | 0.063483 | 0.0024826
39 | 2 | 0.36878 | 260 | 39 | 2 | MDR | 5.5159 | 0.507 | 1488.242 | 136.786 | 1.075 | 1.082 | 5.931 | 0.548 | 1600.239 | 147.975 | 0.36878 | 5.492 | 0.499 | 2.0254 | 0.18402 | 0.996 | 0.98346 | 1666 | 5 | Dry Detention | 0.2 |  |  | TMDL | TMDL |  |  | 539.7255 | 16078.8049 | 260 | 20% | 20% | 0.40507 | 0.036804
39 | 12 | 0.00033784 | 269 | 39 | 12 | WAT | 0.27851 | 0.019 | 88.781 | 6.052 | 1.081 | 1.084 | 0.301 | 0.021 | 95.936 | 6.562 | 0.00033784 | 0.279 | 0.019 | 9.4258e-05 | 6.419e-06 | 1.001 | 0.98565 | 1666 | 5 | Dry Detention | 0.2 |  |  | TMDL | TMDL |  |  | 539.7255 | 16078.8049 | 269 | 20% | 20% | 1.8852e-05 | 1.2838e-06
92 | 4 | 2.4218 | 569 | 92 | 4 | IND | 18.1266 | 1.692 | 2033.405 | 189.788 | 0.402 | 0.328 | 7.291 | 0.554 | 817.913 | 62.182 | 2.4218 | 3.829 | 0.278 | 9.2731 | 0.67326 | 0.211 | 0.16435 | 1667 | 5 | Dry Detention | 0.2 |  |  | TMDL | TMDL |  |  | 1340.5381 | 105493.4693 | 569 | 20% | 20% | 1.8546 | 0.13465
11 | 4 | 0.00060158 | 23 | 0 | 0 |  | 0 | 0 | 0 | 0 | 0 | 0 | 0 | 0 | 0 | 0 | 0.00060158 | 0 | 0 | 0 | 0 | 0 | 0 | 1668 | 5 | Dry Detention | 0.2 |  |  | TMDL | TMDL |  |  | 5492.5162 | 1340141.2696 | 23 | 20% | 20% | 0 | 0
92 | 4 | 19.7182 | 569 | 92 | 4 | IND | 18.1266 | 1.692 | 2033.405 | 189.788 | 0.402 | 0.328 | 7.291 | 0.554 | 817.913 | 62.182 | 19.7182 | 3.829 | 0.278 | 75.5012 | 5.4817 | 0.211 | 0.16435 | 1668 | 5 | Dry Detention | 0.2 |  |  | TMDL | TMDL |  |  | 5492.5162 | 1340141.2696 | 569 | 20% | 20% | 15.1002 | 1.0963
94 | 4 | 9.625 | 587 | 94 | 4 | IND | 15.2828 | 1.533 | 490.251 | 49.176 | 0.233 | 0.178 | 3.566 | 0.273 | 114.384 | 8.766 | 9.625 | 0.819 | 0.053 | 7.8829 | 0.51013 | 0.054 | 0.034328 | 1668 | 5 | Dry Detention | 0.2 |  |  | TMDL | TMDL |  |  | 5492.5162 | 1340141.2696 | 587 | 20% | 20% | 1.5766 | 0.10203
94 | 12 | 1.4217 | 590 | 94 | 12 | WAT | 0.23936 | 0.006 | 3.541 | 0.09 | 0.297 | 0.223 | 0.071 | 0.001 | 1.051 | 0.02 | 1.4217 | 0.02 | 0 | 0.028433 | 0 | 0.083 | 0.052512 | 1668 | 5 | Dry Detention | 0.2 |  |  | TMDL | TMDL |  |  | 5492.5162 | 1340141.2696 | 590 | 20% | 20% | 0.0056867 | 0
15 | 2 | 0.43577 | 48 | 15 | 2 | MDR | 7.3702 | 0.422 | 5942.609 | 340.176 | 0.471 | 0.494 | 3.471 | 0.209 | 2798.745 | 168.156 | 0.43577 | 3.471 | 0.209 | 1.5125 | 0.091075 | 0.471 | 0.49432 | 1669 | 5 | Dry Detention | 0.2 |  |  | TMDL | TMDL |  |  | 818.8566 | 33043.7315 | 48 | 20% | 20% | 0.30251 | 0.018215
15 | 13 | 0.32282 | 56 | 15 | 13 | WET | 5.949 | 0.459 | 2341.804 | 180.724 | 0.473 | 0.503 | 2.811 | 0.231 | 1106.548 | 90.851 | 0.32282 | 2.811 | 0.231 | 0.90744 | 0.074571 | 0.473 | 0.50271 | 1669 | 5 | Dry Detention | 0.2 |  |  | TMDL | TMDL |  |  | 818.8566 | 33043.7315 | 56 | 20% | 20% | 0.18149 | 0.014914
92 | 2 | 0.39327 | 567 | 92 | 2 | MDR | 11.4307 | 0.577 | 3171.321 | 160.031 | 0.415 | 0.333 | 4.743 | 0.192 | 1315.816 | 53.26 | 0.39327 | 2.534 | 0.096 | 0.99655 | 0.037754 | 0.222 | 0.16717 | 1670 | 5 | Dry Detention | 0.2 |  |  | TMDL | TMDL |  |  | 562.5019 | 17130.9103 | 567 | 20% | 20% | 0.19931 | 0.0075508
12 | 4 | 0.58646 | 32 | 12 | 4 | IND | 14.5181 | 1.342 | 4977.165 | 460.2 | 0.187 | 0.143 | 2.714 | 0.191 | 930.547 | 65.617 | 0.58646 | 1.286 | 0.097 | 0.75418 | 0.056886 | 0.089 | 0.072122 | 1671 | 5 | Dry Detention | 0.2 |  |  | TMDL | TMDL |  |  | 956.4926 | 52503.4316 | 32 | 20% | 20% | 0.15084 | 0.011377
21 | 4 | 0.61886 | 103 | 21 | 4 | IND | 10.5311 | 1.016 | 2225.298 | 214.731 | 0.569 | 0.516 | 5.997 | 0.524 | 1267.178 | 110.76 | 0.61886 | 5.358 | 0.477 | 3.3159 | 0.2952 | 0.509 | 0.46982 | 1671 | 5 | Dry Detention | 0.2 |  |  | TMDL | TMDL |  |  | 956.4926 | 52503.4316 | 103 | 20% | 20% | 0.66317 | 0.059039
12 | 2 | 0.20323 | 30 | 12 | 2 | MDR | 9.8043 | 0.478 | 3299.018 | 160.951 | 0.191 | 0.144 | 1.876 | 0.069 | 631.242 | 23.116 | 0.20323 | 0.895 | 0.035 | 0.18189 | 0.0071131 | 0.091 | 0.072588 | 1672 | 5 | Dry Detention | 0.2 |  |  | TMDL | TMDL |  |  | 473.681 | 8852.7567 | 30 | 20% | 20% | 0.036379 | 0.0014226
12 | 2 | 0.096525 | 30 | 12 | 2 | MDR | 9.8043 | 0.478 | 3299.018 | 160.951 | 0.191 | 0.144 | 1.876 | 0.069 | 631.242 | 23.116 | 0.096525 | 0.895 | 0.035 | 0.08639 | 0.0033784 | 0.091 | 0.072588 | 1673 | 5 | Dry Detention | 0.2 |  |  | TMDL | TMDL |  |  | 278.227 | 4204.625 | 30 | 20% | 20% | 0.017278 | 0.00067568
12 | 2 | 0.53612 | 30 | 12 | 2 | MDR | 9.8043 | 0.478 | 3299.018 | 160.951 | 0.191 | 0.144 | 1.876 | 0.069 | 631.242 | 23.116 | 0.53612 | 0.895 | 0.035 | 0.47983 | 0.018764 | 0.091 | 0.072588 | 1674 | 5 | Dry Detention | 0.2 |  |  | TMDL | TMDL |  |  | 634.8826 | 23909.3823 | 30 | 20% | 20% | 0.095966 | 0.0037528
12 | 4 | 0.012765 | 32 | 12 | 4 | IND | 14.5181 | 1.342 | 4977.165 | 460.2 | 0.187 | 0.143 | 2.714 | 0.191 | 930.547 | 65.617 | 0.012765 | 1.286 | 0.097 | 0.016415 | 0.0012382 | 0.089 | 0.072122 | 1674 | 5 | Dry Detention | 0.2 |  |  | TMDL | TMDL |  |  | 634.8826 | 23909.3823 | 32 | 20% | 20% | 0.0032831 | 0.00024764
12 | 2 | 1.2508 | 30 | 12 | 2 | MDR | 9.8043 | 0.478 | 3299.018 | 160.951 | 0.191 | 0.144 | 1.876 | 0.069 | 631.242 | 23.116 | 1.2508 | 0.895 | 0.035 | 1.1195 | 0.043779 | 0.091 | 0.072588 | 1675 | 5 | Dry Detention | 0.2 |  |  | TMDL | TMDL |  |  | 1335.5124 | 54485.6354 | 30 | 20% | 20% | 0.2239 | 0.0087558
12 | 2 | 0.80007 | 30 | 12 | 2 | MDR | 9.8043 | 0.478 | 3299.018 | 160.951 | 0.191 | 0.144 | 1.876 | 0.069 | 631.242 | 23.116 | 0.80007 | 0.895 | 0.035 | 0.71606 | 0.028002 | 0.091 | 0.072588 | 1676 | 5 | Dry Detention | 0.2 |  |  | TMDL | TMDL |  |  | 866.1568 | 34850.7438 | 30 | 20% | 20% | 0.14321 | 0.0056005
12 | 2 | 0.27221 | 30 | 12 | 2 | MDR | 9.8043 | 0.478 | 3299.018 | 160.951 | 0.191 | 0.144 | 1.876 | 0.069 | 631.242 | 23.116 | 0.27221 | 0.895 | 0.035 | 0.24362 | 0.0095272 | 0.091 | 0.072588 | 1677 | 5 | Dry Detention | 0.2 |  |  | TMDL | TMDL |  |  | 436.9797 | 11857.2032 | 30 | 20% | 20% | 0.048725 | 0.0019054
12 | 2 | 0.27264 | 30 | 12 | 2 | MDR | 9.8043 | 0.478 | 3299.018 | 160.951 | 0.191 | 0.144 | 1.876 | 0.069 | 631.242 | 23.116 | 0.27264 | 0.895 | 0.035 | 0.24401 | 0.0095424 | 0.091 | 0.072588 | 1678 | 5 | Dry Detention | 0.2 |  |  | TMDL | TMDL |  |  | 436.8409 | 11876.1669 | 30 | 20% | 20% | 0.048803 | 0.0019085
23 | 2 | 0.95001 | 121 | 23 | 2 | MDR | 7.0851 | 0.345 | 2693.279 | 131.118 | 0.895 | 0.911 | 6.34 | 0.314 | 2410.131 | 119.396 | 0.95001 | 6.34 | 0.314 | 6.0231 | 0.2983 | 0.895 | 0.9106 | 1679 | 5 | Dry Detention | 0.2 |  |  | TMDL | TMDL |  |  | 813.1282 | 41382.3329 | 121 | 20% | 20% | 1.2046 | 0.059661
15 | 2 | 0.26752 | 48 | 15 | 2 | MDR | 7.3702 | 0.422 | 5942.609 | 340.176 | 0.471 | 0.494 | 3.471 | 0.209 | 2798.745 | 168.156 | 0.26752 | 3.471 | 0.209 | 0.92858 | 0.055913 | 0.471 | 0.49432 | 1680 | 5 | Dry Detention | 0.2 |  |  | TMDL | TMDL |  |  | 449.0335 | 11653.3295 | 48 | 20% | 20% | 0.18572 | 0.011183
23 | 2 | 0.032942 | 121 | 23 | 2 | MDR | 7.0851 | 0.345 | 2693.279 | 131.118 | 0.895 | 0.911 | 6.34 | 0.314 | 2410.131 | 119.396 | 0.032942 | 6.34 | 0.314 | 0.20885 | 0.010344 | 0.895 | 0.9106 | 1681 | 5 | Dry Detention | 0.2 |  |  | TMDL | TMDL |  |  | 951.1688 | 49742.0543 | 121 | 20% | 20% | 0.04177 | 0.0020687
23 | 4 | 1.109 | 123 | 23 | 4 | IND | 10.0422 | 0.85 | 5417.453 | 458.426 | 0.893 | 0.909 | 8.963 | 0.773 | 4835.422 | 416.755 | 1.109 | 8.963 | 0.773 | 9.9398 | 0.85724 | 0.893 | 0.9091 | 1681 | 5 | Dry Detention | 0.2 |  |  | TMDL | TMDL |  |  | 951.1688 | 49742.0543 | 123 | 20% | 20% | 1.988 | 0.17145
15 | 2 | 3.9446 | 48 | 15 | 2 | MDR | 7.3702 | 0.422 | 5942.609 | 340.176 | 0.471 | 0.494 | 3.471 | 0.209 | 2798.745 | 168.156 | 3.9446 | 3.471 | 0.209 | 13.6916 | 0.82441 | 0.471 | 0.49432 | 1682 | 5 | Dry Detention | 0.2 |  |  | TMDL | TMDL |  |  | 1867.6219 | 171824.5569 | 48 | 20% | 20% | 2.7383 | 0.16488
12 | 2 | 0.11251 | 30 | 12 | 2 | MDR | 9.8043 | 0.478 | 3299.018 | 160.951 | 0.191 | 0.144 | 1.876 | 0.069 | 631.242 | 23.116 | 0.11251 | 0.895 | 0.035 | 0.1007 | 0.0039379 | 0.091 | 0.072588 | 1683 | 5 | Dry Detention | 0.2 |  |  | TMDL | TMDL |  |  | 303.2717 | 4901.0094 | 30 | 20% | 20% | 0.02014 | 0.00078759
12 | 2 | 0.24055 | 30 | 12 | 2 | MDR | 9.8043 | 0.478 | 3299.018 | 160.951 | 0.191 | 0.144 | 1.876 | 0.069 | 631.242 | 23.116 | 0.24055 | 0.895 | 0.035 | 0.21529 | 0.0084191 | 0.091 | 0.072588 | 1684 | 5 | Dry Detention | 0.2 |  |  | TMDL | TMDL |  |  | 409.9431 | 10478.0992 | 30 | 20% | 20% | 0.043058 | 0.0016838
12 | 2 | 0.1399 | 30 | 12 | 2 | MDR | 9.8043 | 0.478 | 3299.018 | 160.951 | 0.191 | 0.144 | 1.876 | 0.069 | 631.242 | 23.116 | 0.1399 | 0.895 | 0.035 | 0.12521 | 0.0048965 | 0.091 | 0.072588 | 1685 | 5 | Dry Detention | 0.2 |  |  | TMDL | TMDL |  |  | 327.803 | 6094.0363 | 30 | 20% | 20% | 0.025042 | 0.0009793
12 | 2 | 0.1211 | 30 | 12 | 2 | MDR | 9.8043 | 0.478 | 3299.018 | 160.951 | 0.191 | 0.144 | 1.876 | 0.069 | 631.242 | 23.116 | 0.1211 | 0.895 | 0.035 | 0.10839 | 0.0042385 | 0.091 | 0.072588 | 1686 | 5 | Dry Detention | 0.2 |  |  | TMDL | TMDL |  |  | 312.8998 | 5275.1476 | 30 | 20% | 20% | 0.021677 | 0.00084771
98 | 11 | 0.17773 | 618 | 98 | 11 | FOR | 1.936 | 0.155 | 605.947 | 48.477 | 1.012 | 2 | 1.96 | 0.31 | 613.42 | 96.954 | 0.17773 | 1.647 | 0.13 | 0.29273 | 0.023105 | 0.85 | 0.83988 | 1687 | 5 | Dry Detention | 0.2 |  |  | TMDL | TMDL |  |  | 1163.8705 | 7741.8258 | 618 | 20% | 20% | 0.058546 | 0.0046211
38 | 11 | 3.7989 | 256 | 38 | 11 | FOR | 1.6256 | 0.124 | 281.493 | 21.55 | 0.772 | 0.759 | 1.255 | 0.094 | 217.292 | 16.357 | 3.7989 | 1.255 | 0.094 | 4.7677 | 0.3571 | 0.772 | 0.759 | 1688 | 5 | Dry Detention | 0.2 |  |  | TMDL | TMDL |  |  | 2151.3268 | 181159.8406 | 256 | 20% | 20% | 0.95354 | 0.07142
38 | 13 | 0.00056914 | 258 | 38 | 13 | WET | 6.7199 | 0.666 | 2399.981 | 237.942 | 0.759 | 0.75 | 5.104 | 0.5 | 1822.705 | 178.541 | 0.00056914 | 5.104 | 0.5 | 0.0029049 | 0.00028457 | 0.759 | 0.75035 | 1688 | 5 | Dry Detention | 0.2 |  |  | TMDL | TMDL |  |  | 2151.3268 | 181159.8406 | 258 | 20% | 20% | 0.00058098 | 5.6914e-05
39 | 11 | 0.35936 | 268 | 39 | 11 | FOR | 0.99237 | 0.07 | 385.77 | 27.224 | 1.075 | 1.083 | 1.067 | 0.076 | 414.895 | 29.493 | 0.35936 | 0.988 | 0.069 | 0.35505 | 0.024796 | 0.996 | 0.98485 | 1688 | 5 | Dry Detention | 0.2 |  |  | TMDL | TMDL |  |  | 2151.3268 | 181159.8406 | 268 | 20% | 20% | 0.071009 | 0.0049592
15 | 2 | 0.18437 | 48 | 15 | 2 | MDR | 7.3702 | 0.422 | 5942.609 | 340.176 | 0.471 | 0.494 | 3.471 | 0.209 | 2798.745 | 168.156 | 0.18437 | 3.471 | 0.209 | 0.63994 | 0.038533 | 0.471 | 0.49432 | 1689 | 5 | Dry Detention | 0.2 |  |  | TMDL | TMDL |  |  | 731.1795 | 21550.3655 | 48 | 20% | 20% | 0.12799 | 0.0077065
90 | 2 | 0.31036 | 546 | 90 | 2 | MDR | 11.3664 | 0.605 | 14884.136 | 791.874 | 0.804 | 0.836 | 9.135 | 0.506 | 11961.814 | 662.37 | 0.31036 | 4.317 | 0.251 | 1.3398 | 0.077901 | 0.38 | 0.41575 | 1689 | 5 | Dry Detention | 0.2 |  |  | TMDL | TMDL |  |  | 731.1795 | 21550.3655 | 546 | 20% | 20% | 0.26797 | 0.01558
36 | 7 | 5.9925 | 232 | 36 | 7 | PAS | 7.2649 | 0.677 | 845.245 | 78.733 | 0.671 | 0.628 | 4.874 | 0.425 | 567.104 | 49.454 | 5.9925 | 4.874 | 0.425 | 29.2074 | 2.5468 | 0.671 | 0.62812 | 1690 | 5 | Dry Detention | 0.2 |  |  | TMDL | TMDL |  |  | 2181.0974 | 289087.887 | 232 | 20% | 20% | 5.8415 | 0.50936
36 | 11 | 0.64409 | 235 | 36 | 11 | FOR | 1.6973 | 0.136 | 456.356 | 36.497 | 0.685 | 0.642 | 1.162 | 0.087 | 312.528 | 23.445 | 0.64409 | 1.162 | 0.087 | 0.74843 | 0.056036 | 0.685 | 0.64239 | 1690 | 5 | Dry Detention | 0.2 |  |  | TMDL | TMDL |  |  | 2181.0974 | 289087.887 | 235 | 20% | 20% | 0.14969 | 0.011207
98 | 10 | 1.2678 | 617 | 98 | 10 | RAN | 3.1394 | 0.258 | 135.888 | 11.178 | 1.012 | 2 | 3.179 | 0.516 | 137.587 | 22.356 | 1.2678 | 2.658 | 0.216 | 3.3698 | 0.27384 | 0.847 | 0.83643 | 1691 | 5 | Dry Detention | 0.2 |  |  | TMDL | TMDL |  |  | 3201.9417 | 177137.5585 | 617 | 20% | 20% | 0.67396 | 0.054769
98 | 11 | 2.7985 | 618 | 98 | 11 | FOR | 1.936 | 0.155 | 605.947 | 48.477 | 1.012 | 2 | 1.96 | 0.31 | 613.42 | 96.954 | 2.7985 | 1.647 | 0.13 | 4.6092 | 0.36381 | 0.85 | 0.83988 | 1691 | 5 | Dry Detention | 0.2 |  |  | TMDL | TMDL |  |  | 3201.9417 | 177137.5585 | 618 | 20% | 20% | 0.92183 | 0.072761
98 | 13 | 0.00022057 | 620 | 98 | 13 | WET | 2.2526 | 0.176 | 2135.004 | 166.457 | 1.017 | 2 | 2.29 | 0.351 | 2170.555 | 332.915 | 0.00022057 | 1.946 | 0.15 | 0.00042923 | 3.3086e-05 | 0.864 | 0.85634 | 1691 | 5 | Dry Detention | 0.2 |  |  | TMDL | TMDL |  |  | 3201.9417 | 177137.5585 | 620 | 20% | 20% | 8.5847e-05 | 6.6172e-06
37 | 8 | 0.94657 | 241 | 37 | 8 | AGR | 9.9881 | 0.954 | 5753.428 | 549.77 | 0.832 | 0.809 | 8.308 | 0.772 | 4785.623 | 444.557 | 0.94657 | 8.308 | 0.772 | 7.8641 | 0.73075 | 0.832 | 0.80862 | 1692 | 5 | Dry Detention | 0.2 |  |  | TMDL | TMDL |  |  | 1399.7294 | 41232.657 | 241 | 20% | 20% | 1.5728 | 0.14615
92 | 2 | 0.53167 | 567 | 92 | 2 | MDR | 11.4307 | 0.577 | 3171.321 | 160.031 | 0.415 | 0.333 | 4.743 | 0.192 | 1315.816 | 53.26 | 0.53167 | 2.534 | 0.096 | 1.3473 | 0.051041 | 0.222 | 0.16717 | 1693 | 5 | Dry Detention | 0.2 |  |  | TMDL | TMDL |  |  | 677.1518 | 23159.5885 | 567 | 20% | 20% | 0.26945 | 0.010208
23 | 2 | 0.41643 | 121 | 23 | 2 | MDR | 7.0851 | 0.345 | 2693.279 | 131.118 | 0.895 | 0.911 | 6.34 | 0.314 | 2410.131 | 119.396 | 0.41643 | 6.34 | 0.314 | 2.6401 | 0.13076 | 0.895 | 0.9106 | 1694 | 5 | Dry Detention | 0.2 |  |  | TMDL | TMDL |  |  | 570.9044 | 18139.4576 | 121 | 20% | 20% | 0.52803 | 0.026152
98 | 7 | 5.3264 | 615 | 98 | 7 | PAS | 8.2347 | 0.77 | 1166.724 | 109.158 | 1.012 | 2 | 8.336 | 1.541 | 1181.074 | 218.316 | 5.3264 | 6.958 | 0.643 | 37.0611 | 3.4249 | 0.845 | 0.83495 | 1695 | 5 | Dry Detention | 0.2 |  |  | TMDL | TMDL |  |  | 3740.7596 | 359007.5776 | 615 | 20% | 20% | 7.4122 | 0.68497
98 | 11 | 2.8075 | 618 | 98 | 11 | FOR | 1.936 | 0.155 | 605.947 | 48.477 | 1.012 | 2 | 1.96 | 0.31 | 613.42 | 96.954 | 2.8075 | 1.647 | 0.13 | 4.624 | 0.36498 | 0.85 | 0.83988 | 1695 | 5 | Dry Detention | 0.2 |  |  | TMDL | TMDL |  |  | 3740.7596 | 359007.5776 | 618 | 20% | 20% | 0.92479 | 0.072995
98 | 12 | 0.10782 | 619 | 98 | 12 | WAT | 0.59178 | 0.041 | 1.065 | 0.073 | 1.016 | 2 | 0.602 | 0.081 | 1.083 | 0.147 | 0.10782 | 0.508 | 0.035 | 0.054771 | 0.0037736 | 0.858 | 0.84853 | 1695 | 5 | Dry Detention | 0.2 |  |  | TMDL | TMDL |  |  | 3740.7596 | 359007.5776 | 619 | 20% | 20% | 0.010954 | 0.00075471
98 | 13 | 1.7818e-05 | 620 | 98 | 13 | WET | 2.2526 | 0.176 | 2135.004 | 166.457 | 1.017 | 2 | 2.29 | 0.351 | 2170.555 | 332.915 | 1.7818e-05 | 1.946 | 0.15 | 3.4673e-05 | 2.6726e-06 | 0.864 | 0.85634 | 1695 | 5 | Dry Detention | 0.2 |  |  | TMDL | TMDL |  |  | 3740.7596 | 359007.5776 | 620 | 20% | 20% | 6.9346e-06 | 5.3453e-07
12 | 2 | 0.71181 | 30 | 12 | 2 | MDR | 9.8043 | 0.478 | 3299.018 | 160.951 | 0.191 | 0.144 | 1.876 | 0.069 | 631.242 | 23.116 | 0.71181 | 0.895 | 0.035 | 0.63707 | 0.024913 | 0.091 | 0.072588 | 1696 | 5 | Dry Detention | 0.2 |  |  | TMDL | TMDL |  |  | 874.1633 | 31006.487 | 30 | 20% | 20% | 0.12741 | 0.0049827
12 | 2 | 0.34216 | 30 | 12 | 2 | MDR | 9.8043 | 0.478 | 3299.018 | 160.951 | 0.191 | 0.144 | 1.876 | 0.069 | 631.242 | 23.116 | 0.34216 | 0.895 | 0.035 | 0.30623 | 0.011976 | 0.091 | 0.072588 | 1697 | 5 | Dry Detention | 0.2 |  |  | TMDL | TMDL |  |  | 496.6136 | 14904.4385 | 30 | 20% | 20% | 0.061247 | 0.0023951
12 | 2 | 0.4042 | 30 | 12 | 2 | MDR | 9.8043 | 0.478 | 3299.018 | 160.951 | 0.191 | 0.144 | 1.876 | 0.069 | 631.242 | 23.116 | 0.4042 | 0.895 | 0.035 | 0.36176 | 0.014147 | 0.091 | 0.072588 | 1698 | 5 | Dry Detention | 0.2 |  |  | TMDL | TMDL |  |  | 615.7492 | 17607.0727 | 30 | 20% | 20% | 0.072353 | 0.0028294
12 | 2 | 0.63366 | 30 | 12 | 2 | MDR | 9.8043 | 0.478 | 3299.018 | 160.951 | 0.191 | 0.144 | 1.876 | 0.069 | 631.242 | 23.116 | 0.63366 | 0.895 | 0.035 | 0.56713 | 0.022178 | 0.091 | 0.072588 | 1699 | 5 | Dry Detention | 0.2 |  |  | TMDL | TMDL |  |  | 2387.8583 | 204584.4066 | 30 | 20% | 20% | 0.11343 | 0.0044356
12 | 4 | 4.0626 | 32 | 12 | 4 | IND | 14.5181 | 1.342 | 4977.165 | 460.2 | 0.187 | 0.143 | 2.714 | 0.191 | 930.547 | 65.617 | 4.0626 | 1.286 | 0.097 | 5.2245 | 0.39408 | 0.089 | 0.072122 | 1699 | 5 | Dry Detention | 0.2 |  |  | TMDL | TMDL |  |  | 2387.8583 | 204584.4066 | 32 | 20% | 20% | 1.0449 | 0.078815
12 | 10 | 0.00033212 | 34 | 12 | 10 | RAN | 4.3461 | 0.174 | 55.201 | 2.209 | 0.198 | 0.155 | 0.86 | 0.027 | 10.929 | 0.342 | 0.00033212 | 0.415 | 0.014 | 0.00013783 | 4.6497e-06 | 0.095 | 0.078964 | 1699 | 5 | Dry Detention | 0.2 |  |  | TMDL | TMDL |  |  | 2387.8583 | 204584.4066 | 34 | 20% | 20% | 2.7566e-05 | 9.2995e-07
12 | 2 | 0.27306 | 30 | 12 | 2 | MDR | 9.8043 | 0.478 | 3299.018 | 160.951 | 0.191 | 0.144 | 1.876 | 0.069 | 631.242 | 23.116 | 0.27306 | 0.895 | 0.035 | 0.24439 | 0.009557 | 0.091 | 0.072588 | 1700 | 5 | Dry Detention | 0.2 |  |  | TMDL | TMDL |  |  | 1361.5918 | 93610.3894 | 30 | 20% | 20% | 0.048877 | 0.0019114
12 | 4 | 1.876 | 32 | 12 | 4 | IND | 14.5181 | 1.342 | 4977.165 | 460.2 | 0.187 | 0.143 | 2.714 | 0.191 | 930.547 | 65.617 | 1.876 | 1.286 | 0.097 | 2.4125 | 0.18197 | 0.089 | 0.072122 | 1700 | 5 | Dry Detention | 0.2 |  |  | TMDL | TMDL |  |  | 1361.5918 | 93610.3894 | 32 | 20% | 20% | 0.48249 | 0.036393
39 | 2 | 0.041977 | 260 | 39 | 2 | MDR | 5.5159 | 0.507 | 1488.242 | 136.786 | 1.075 | 1.082 | 5.931 | 0.548 | 1600.239 | 147.975 | 0.041977 | 5.492 | 0.499 | 0.23054 | 0.020947 | 0.996 | 0.98346 | 1701 | 5 | Dry Detention | 0.2 |  |  | TMDL | TMDL |  |  | 356.6874 | 7467.2899 | 260 | 20% | 20% | 0.046108 | 0.0041893
39 | 2 | 0.16644 | 260 | 39 | 2 | MDR | 5.5159 | 0.507 | 1488.242 | 136.786 | 1.075 | 1.082 | 5.931 | 0.548 | 1600.239 | 147.975 | 0.16644 | 5.492 | 0.499 | 0.91408 | 0.083053 | 0.996 | 0.98346 | 1702 | 5 | Dry Detention | 0.2 |  |  | TMDL | TMDL |  |  | 397.7493 | 9032.763 | 260 | 20% | 20% | 0.18282 | 0.016611
39 | 2 | 0.036956 | 260 | 39 | 2 | MDR | 5.5159 | 0.507 | 1488.242 | 136.786 | 1.075 | 1.082 | 5.931 | 0.548 | 1600.239 | 147.975 | 0.036956 | 5.492 | 0.499 | 0.20296 | 0.018441 | 0.996 | 0.98346 | 1703 | 5 | Dry Detention | 0.2 |  |  | TMDL | TMDL |  |  | 300.7781 | 1958.1681 | 260 | 20% | 20% | 0.040592 | 0.0036882
23 | 2 | 0.085788 | 121 | 23 | 2 | MDR | 7.0851 | 0.345 | 2693.279 | 131.118 | 0.895 | 0.911 | 6.34 | 0.314 | 2410.131 | 119.396 | 0.085788 | 6.34 | 0.314 | 0.54389 | 0.026937 | 0.895 | 0.9106 | 1704 | 5 | Dry Detention | 0.2 |  |  | TMDL | TMDL |  |  | 848.8951 | 36102.7541 | 121 | 20% | 20% | 0.10878 | 0.0053875
23 | 4 | 0.74302 | 123 | 23 | 4 | IND | 10.0422 | 0.85 | 5417.453 | 458.426 | 0.893 | 0.909 | 8.963 | 0.773 | 4835.422 | 416.755 | 0.74302 | 8.963 | 0.773 | 6.6597 | 0.57436 | 0.893 | 0.9091 | 1704 | 5 | Dry Detention | 0.2 |  |  | TMDL | TMDL |  |  | 848.8951 | 36102.7541 | 123 | 20% | 20% | 1.3319 | 0.11487
23 | 3 | 0.0072837 | 122 | 23 | 3 | HDR | 15.1365 | 1.11 | 4936.678 | 361.861 | 0.895 | 0.911 | 13.544 | 1.011 | 4417.226 | 329.591 | 0.0072837 | 13.544 | 1.011 | 0.098651 | 0.0073638 | 0.895 | 0.91082 | 1705 | 5 | Dry Detention | 0.2 |  |  | TMDL | TMDL |  |  | 231.6266 | 1518.8595 | 122 | 20% | 20% | 0.01973 | 0.0014728
23 | 13 | 0.027585 | 130 | 23 | 13 | WET | 8.0216 | 0.526 | 6987.131 | 457.734 | 0.893 | 0.91 | 7.166 | 0.478 | 6241.869 | 416.507 | 0.027585 | 7.166 | 0.478 | 0.19767 | 0.013185 | 0.893 | 0.90993 | 1705 | 5 | Dry Detention | 0.2 |  |  | TMDL | TMDL |  |  | 231.6266 | 1518.8595 | 130 | 20% | 20% | 0.039534 | 0.0026371
15 | 2 | 0.98715 | 48 | 15 | 2 | MDR | 7.3702 | 0.422 | 5942.609 | 340.176 | 0.471 | 0.494 | 3.471 | 0.209 | 2798.745 | 168.156 | 0.98715 | 3.471 | 0.209 | 3.4264 | 0.20631 | 0.471 | 0.49432 | 1706 | 5 | Dry Detention | 0.2 |  |  | TMDL | TMDL |  |  | 867.1227 | 42999.9025 | 48 | 20% | 20% | 0.68528 | 0.041263
15 | 2 | 0.26288 | 48 | 15 | 2 | MDR | 7.3702 | 0.422 | 5942.609 | 340.176 | 0.471 | 0.494 | 3.471 | 0.209 | 2798.745 | 168.156 | 0.26288 | 3.471 | 0.209 | 0.91245 | 0.054942 | 0.471 | 0.49432 | 1707 | 5 | Dry Detention | 0.2 |  |  | TMDL | TMDL |  |  | 452.2449 | 11882.6716 | 48 | 20% | 20% | 0.18249 | 0.010988
15 | 13 | 0.0099102 | 56 | 15 | 13 | WET | 5.949 | 0.459 | 2341.804 | 180.724 | 0.473 | 0.503 | 2.811 | 0.231 | 1106.548 | 90.851 | 0.0099102 | 2.811 | 0.231 | 0.027858 | 0.0022893 | 0.473 | 0.50271 | 1707 | 5 | Dry Detention | 0.2 |  |  | TMDL | TMDL |  |  | 452.2449 | 11882.6716 | 56 | 20% | 20% | 0.0055715 | 0.00045785
12 | 2 | 0.17219 | 30 | 12 | 2 | MDR | 9.8043 | 0.478 | 3299.018 | 160.951 | 0.191 | 0.144 | 1.876 | 0.069 | 631.242 | 23.116 | 0.17219 | 0.895 | 0.035 | 0.15411 | 0.0060266 | 0.091 | 0.072588 | 1708 | 5 | Dry Detention | 0.2 |  |  | TMDL | TMDL |  |  | 427.8612 | 11279.3938 | 30 | 20% | 20% | 0.030822 | 0.0012053
21 | 2 | 0.086751 | 101 | 21 | 2 | MDR | 6.6729 | 0.344 | 2377.176 | 122.649 | 0.581 | 0.521 | 3.875 | 0.179 | 1380.281 | 63.876 | 0.086751 | 3.469 | 0.163 | 0.30094 | 0.01414 | 0.52 | 0.47481 | 1708 | 5 | Dry Detention | 0.2 |  |  | TMDL | TMDL |  |  | 427.8612 | 11279.3938 | 101 | 20% | 20% | 0.060188 | 0.0028281
38 | 8 | 3.4925 | 253 | 38 | 8 | AGR | 8.5893 | 0.81 | 771.565 | 72.737 | 0.766 | 0.751 | 6.579 | 0.608 | 590.985 | 54.619 | 3.4925 | 6.579 | 0.608 | 22.9773 | 2.1235 | 0.766 | 0.75091 | 1709 | 5 | Dry Detention | 0.2 |  |  | TMDL | TMDL |  |  | 1580.744 | 152133.9253 | 253 | 20% | 20% | 4.5955 | 0.42469
38 | 8 | 2.1229 | 253 | 38 | 8 | AGR | 8.5893 | 0.81 | 771.565 | 72.737 | 0.766 | 0.751 | 6.579 | 0.608 | 590.985 | 54.619 | 2.1229 | 6.579 | 0.608 | 13.9668 | 1.2907 | 0.766 | 0.75091 | 1710 | 5 | Dry Detention | 0.2 |  |  | TMDL | TMDL |  |  | 1922.6866 | 92970.1566 | 253 | 20% | 20% | 2.7934 | 0.25815
38 | 13 | 0.011365 | 258 | 38 | 13 | WET | 6.7199 | 0.666 | 2399.981 | 237.942 | 0.759 | 0.75 | 5.104 | 0.5 | 1822.705 | 178.541 | 0.011365 | 5.104 | 0.5 | 0.058008 | 0.0056826 | 0.759 | 0.75035 | 1710 | 5 | Dry Detention | 0.2 |  |  | TMDL | TMDL |  |  | 1922.6866 | 92970.1566 | 258 | 20% | 20% | 0.011602 | 0.0011365
15 | 2 | 0.037735 | 48 | 15 | 2 | MDR | 7.3702 | 0.422 | 5942.609 | 340.176 | 0.471 | 0.494 | 3.471 | 0.209 | 2798.745 | 168.156 | 0.037735 | 3.471 | 0.209 | 0.13098 | 0.0078867 | 0.471 | 0.49432 | 1711 | 5 | Dry Detention | 0.2 |  |  | TMDL | TMDL |  |  | 3052.3532 | 239845.636 | 48 | 20% | 20% | 0.026196 | 0.0015773
90 | 2 | 3.0964 | 546 | 90 | 2 | MDR | 11.3664 | 0.605 | 14884.136 | 791.874 | 0.804 | 0.836 | 9.135 | 0.506 | 11961.814 | 662.37 | 3.0964 | 4.317 | 0.251 | 13.3673 | 0.7772 | 0.38 | 0.41575 | 1711 | 5 | Dry Detention | 0.2 |  |  | TMDL | TMDL |  |  | 3052.3532 | 239845.636 | 546 | 20% | 20% | 2.6735 | 0.15544
90 | 13 | 2.372 | 555 | 90 | 13 | WET | 1.6912 | 0.073 | 1170.334 | 50.223 | 0.811 | 0.843 | 1.372 | 0.061 | 949.219 | 42.348 | 2.372 | 0.66 | 0.031 | 1.5655 | 0.07353 | 0.39 | 0.4275 | 1711 | 5 | Dry Detention | 0.2 |  |  | TMDL | TMDL |  |  | 3052.3532 | 239845.636 | 555 | 20% | 20% | 0.3131 | 0.014706
94 | 2 | 0.17855 | 586 | 94 | 2 | MDR | 9.6055 | 0.522 | 1751.97 | 95.149 | 0.245 | 0.182 | 2.356 | 0.095 | 429.647 | 17.285 | 0.17855 | 0.559 | 0.018 | 0.099811 | 0.003214 | 0.058 | 0.034724 | 1712 | 5 | Dry Detention | 0.2 |  |  | TMDL | TMDL |  |  | 2306.1255 | 295162.9914 | 586 | 20% | 20% | 0.019962 | 0.00064279
94 | 4 | 6.5973 | 587 | 94 | 4 | IND | 15.2828 | 1.533 | 490.251 | 49.176 | 0.233 | 0.178 | 3.566 | 0.273 | 114.384 | 8.766 | 6.5973 | 0.819 | 0.053 | 5.4032 | 0.34966 | 0.054 | 0.034328 | 1712 | 5 | Dry Detention | 0.2 |  |  | TMDL | TMDL |  |  | 2306.1255 | 295162.9914 | 587 | 20% | 20% | 1.0806 | 0.069931
94 | 10 | 0.000176 | 588 | 94 | 10 | RAN | 3.7538 | 0.168 | 13.313 | 0.594 | 0.262 | 0.197 | 0.983 | 0.033 | 3.486 | 0.117 | 0.000176 | 0.242 | 0.007 | 4.2593e-05 | 1.232e-06 | 0.065 | 0.039678 | 1712 | 5 | Dry Detention | 0.2 |  |  | TMDL | TMDL |  |  | 2306.1255 | 295162.9914 | 588 | 20% | 20% | 8.5186e-06 | 2.4641e-07
92 | 2 | 0.091796 | 567 | 92 | 2 | MDR | 11.4307 | 0.577 | 3171.321 | 160.031 | 0.415 | 0.333 | 4.743 | 0.192 | 1315.816 | 53.26 | 0.091796 | 2.534 | 0.096 | 0.23261 | 0.0088124 | 0.222 | 0.16717 | 1713 | 5 | Dry Detention | 0.2 |  |  | TMDL | TMDL |  |  | 2178.6537 | 289027.5878 | 567 | 20% | 20% | 0.046522 | 0.0017625
92 | 4 | 3.4767 | 569 | 92 | 4 | IND | 18.1266 | 1.692 | 2033.405 | 189.788 | 0.402 | 0.328 | 7.291 | 0.554 | 817.913 | 62.182 | 3.4767 | 3.829 | 0.278 | 13.3124 | 0.96653 | 0.211 | 0.16435 | 1713 | 5 | Dry Detention | 0.2 |  |  | TMDL | TMDL |  |  | 2178.6537 | 289027.5878 | 569 | 20% | 20% | 2.6625 | 0.19331
92 | 12 | 0.45931 | 575 | 92 | 12 | WAT | 0.29016 | 0.007 | 10.083 | 0.236 | 0.467 | 0.388 | 0.136 | 0.003 | 4.713 | 0.092 | 0.45931 | 0.078 | 0.001 | 0.035826 | 0.00045931 | 0.269 | 0.21102 | 1713 | 5 | Dry Detention | 0.2 |  |  | TMDL | TMDL |  |  | 2178.6537 | 289027.5878 | 575 | 20% | 20% | 0.0071652 | 9.1862e-05
94 | 2 | 0.3868 | 586 | 94 | 2 | MDR | 9.6055 | 0.522 | 1751.97 | 95.149 | 0.245 | 0.182 | 2.356 | 0.095 | 429.647 | 17.285 | 0.3868 | 0.559 | 0.018 | 0.21622 | 0.0069623 | 0.058 | 0.034724 | 1713 | 5 | Dry Detention | 0.2 |  |  | TMDL | TMDL |  |  | 2178.6537 | 289027.5878 | 586 | 20% | 20% | 0.043244 | 0.0013925
94 | 4 | 2.2206 | 587 | 94 | 4 | IND | 15.2828 | 1.533 | 490.251 | 49.176 | 0.233 | 0.178 | 3.566 | 0.273 | 114.384 | 8.766 | 2.2206 | 0.819 | 0.053 | 1.8186 | 0.11769 | 0.054 | 0.034328 | 1713 | 5 | Dry Detention | 0.2 |  |  | TMDL | TMDL |  |  | 2178.6537 | 289027.5878 | 587 | 20% | 20% | 0.36373 | 0.023538
98 | 11 | 2.6613 | 618 | 98 | 11 | FOR | 1.936 | 0.155 | 605.947 | 48.477 | 1.012 | 2 | 1.96 | 0.31 | 613.42 | 96.954 | 2.6613 | 1.647 | 0.13 | 4.3832 | 0.34597 | 0.85 | 0.83988 | 1714 | 5 | Dry Detention | 0.2 |  |  | TMDL | TMDL |  |  | 1509.5311 | 115926.863 | 618 | 20% | 20% | 0.87664 | 0.069194
98 | 13 | 1.1828e-05 | 620 | 98 | 13 | WET | 2.2526 | 0.176 | 2135.004 | 166.457 | 1.017 | 2 | 2.29 | 0.351 | 2170.555 | 332.915 | 1.1828e-05 | 1.946 | 0.15 | 2.3018e-05 | 1.7742e-06 | 0.864 | 0.85634 | 1714 | 5 | Dry Detention | 0.2 |  |  | TMDL | TMDL |  |  | 1509.5311 | 115926.863 | 620 | 20% | 20% | 4.6035e-06 | 3.5484e-07
92 | 2 | 0.054406 | 567 | 92 | 2 | MDR | 11.4307 | 0.577 | 3171.321 | 160.031 | 0.415 | 0.333 | 4.743 | 0.192 | 1315.816 | 53.26 | 0.054406 | 2.534 | 0.096 | 0.13787 | 0.005223 | 0.222 | 0.16717 | 1715 | 5 | Dry Detention | 0.2 |  |  | TMDL | TMDL |  |  | 1843.8659 | 211954.8055 | 567 | 20% | 20% | 0.027573 | 0.0010446
92 | 6 | 4.8114 | 570 | 92 | 6 | OPE | 5.3152 | 0.232 | 137.066 | 5.988 | 0.426 | 0.348 | 2.264 | 0.081 | 58.386 | 2.083 | 4.8114 | 1.226 | 0.041 | 5.8988 | 0.19727 | 0.231 | 0.17741 | 1715 | 5 | Dry Detention | 0.2 |  |  | TMDL | TMDL |  |  | 1843.8659 | 211954.8055 | 570 | 20% | 20% | 1.1798 | 0.039454
12 | 2 | 0.17367 | 30 | 12 | 2 | MDR | 9.8043 | 0.478 | 3299.018 | 160.951 | 0.191 | 0.144 | 1.876 | 0.069 | 631.242 | 23.116 | 0.17367 | 0.895 | 0.035 | 0.15544 | 0.0060785 | 0.091 | 0.072588 | 1716 | 5 | Dry Detention | 0.2 |  |  | TMDL | TMDL |  |  | 354.3588 | 7565.1028 | 30 | 20% | 20% | 0.031087 | 0.0012157
12 | 2 | 0.079034 | 30 | 12 | 2 | MDR | 9.8043 | 0.478 | 3299.018 | 160.951 | 0.191 | 0.144 | 1.876 | 0.069 | 631.242 | 23.116 | 0.079034 | 0.895 | 0.035 | 0.070735 | 0.0027662 | 0.091 | 0.072588 | 1717 | 5 | Dry Detention | 0.2 |  |  | TMDL | TMDL |  |  | 573.1137 | 13827.5 | 30 | 20% | 20% | 0.014147 | 0.00055324
21 | 2 | 0.2384 | 101 | 21 | 2 | MDR | 6.6729 | 0.344 | 2377.176 | 122.649 | 0.581 | 0.521 | 3.875 | 0.179 | 1380.281 | 63.876 | 0.2384 | 3.469 | 0.163 | 0.82702 | 0.03886 | 0.52 | 0.47481 | 1717 | 5 | Dry Detention | 0.2 |  |  | TMDL | TMDL |  |  | 573.1137 | 13827.5 | 101 | 20% | 20% | 0.1654 | 0.0077719
12 | 2 | 0.35595 | 30 | 12 | 2 | MDR | 9.8043 | 0.478 | 3299.018 | 160.951 | 0.191 | 0.144 | 1.876 | 0.069 | 631.242 | 23.116 | 0.35595 | 0.895 | 0.035 | 0.31858 | 0.012458 | 0.091 | 0.072588 | 1718 | 5 | Dry Detention | 0.2 |  |  | TMDL | TMDL |  |  | 529.9511 | 15505.2702 | 30 | 20% | 20% | 0.063716 | 0.0024917
12 | 2 | 0.25113 | 30 | 12 | 2 | MDR | 9.8043 | 0.478 | 3299.018 | 160.951 | 0.191 | 0.144 | 1.876 | 0.069 | 631.242 | 23.116 | 0.25113 | 0.895 | 0.035 | 0.22476 | 0.0087897 | 0.091 | 0.072588 | 1719 | 5 | Dry Detention | 0.2 |  |  | TMDL | TMDL |  |  | 569.3925 | 10939.3309 | 30 | 20% | 20% | 0.044953 | 0.0017579
12 | 2 | 0.10683 | 30 | 12 | 2 | MDR | 9.8043 | 0.478 | 3299.018 | 160.951 | 0.191 | 0.144 | 1.876 | 0.069 | 631.242 | 23.116 | 0.10683 | 0.895 | 0.035 | 0.095616 | 0.0037392 | 0.091 | 0.072588 | 1720 | 5 | Dry Detention | 0.2 |  |  | TMDL | TMDL |  |  | 781.7769 | 26685.5813 | 30 | 20% | 20% | 0.019123 | 0.00074783
21 | 2 | 0.061423 | 101 | 21 | 2 | MDR | 6.6729 | 0.344 | 2377.176 | 122.649 | 0.581 | 0.521 | 3.875 | 0.179 | 1380.281 | 63.876 | 0.061423 | 3.469 | 0.163 | 0.21308 | 0.010012 | 0.52 | 0.47481 | 1720 | 5 | Dry Detention | 0.2 |  |  | TMDL | TMDL |  |  | 781.7769 | 26685.5813 | 101 | 20% | 20% | 0.042615 | 0.0020024
21 | 10 | 0.42258 | 105 | 21 | 10 | RAN | 2.6531 | 0.11 | 110.764 | 4.607 | 0.6 | 0.544 | 1.591 | 0.06 | 66.427 | 2.507 | 0.42258 | 1.429 | 0.055 | 0.60386 | 0.023242 | 0.539 | 0.49725 | 1720 | 5 | Dry Detention | 0.2 |  |  | TMDL | TMDL |  |  | 781.7769 | 26685.5813 | 105 | 20% | 20% | 0.12077 | 0.0046483
21 | 13 | 0.021786 | 108 | 21 | 13 | WET | 9.1936 | 0.658 | 2071.933 | 148.288 | 0.576 | 0.524 | 5.293 | 0.345 | 1192.781 | 77.679 | 0.021786 | 4.736 | 0.314 | 0.10318 | 0.0068409 | 0.515 | 0.47752 | 1720 | 5 | Dry Detention | 0.2 |  |  | TMDL | TMDL |  |  | 781.7769 | 26685.5813 | 108 | 20% | 20% | 0.020636 | 0.0013682
21 | 2 | 0.30831 | 101 | 21 | 2 | MDR | 6.6729 | 0.344 | 2377.176 | 122.649 | 0.581 | 0.521 | 3.875 | 0.179 | 1380.281 | 63.876 | 0.30831 | 3.469 | 0.163 | 1.0695 | 0.050255 | 0.52 | 0.47481 | 1721 | 5 | Dry Detention | 0.2 |  |  | TMDL | TMDL |  |  | 477.3289 | 13430.0271 | 101 | 20% | 20% | 0.21391 | 0.010051
36 | 1 | 0.66598 | 226 | 36 | 1 | LDR | 4.6704 | 0.433 | 1027.379 | 95.227 | 0.665 | 0.617 | 3.104 | 0.267 | 682.806 | 58.773 | 0.66598 | 3.104 | 0.267 | 2.0672 | 0.17782 | 0.665 | 0.61719 | 1722 | 5 | Dry Detention | 0.2 |  |  | TMDL | TMDL |  |  | 696.667 | 29010.0094 | 226 | 20% | 20% | 0.41344 | 0.035563
98 | 11 | 0.14984 | 618 | 98 | 11 | FOR | 1.936 | 0.155 | 605.947 | 48.477 | 1.012 | 2 | 1.96 | 0.31 | 613.42 | 96.954 | 0.14984 | 1.647 | 0.13 | 0.24678 | 0.019479 | 0.85 | 0.83988 | 1723 | 5 | Dry Detention | 0.2 |  |  | TMDL | TMDL |  |  | 339.1317 | 6548.9433 | 618 | 20% | 20% | 0.049356 | 0.0038957
98 | 13 | 0.00050703 | 620 | 98 | 13 | WET | 2.2526 | 0.176 | 2135.004 | 166.457 | 1.017 | 2 | 2.29 | 0.351 | 2170.555 | 332.915 | 0.00050703 | 1.946 | 0.15 | 0.00098668 | 7.6055e-05 | 0.864 | 0.85634 | 1723 | 5 | Dry Detention | 0.2 |  |  | TMDL | TMDL |  |  | 339.1317 | 6548.9433 | 620 | 20% | 20% | 0.00019734 | 1.5211e-05
92 | 4 | 1.982 | 569 | 92 | 4 | IND | 18.1266 | 1.692 | 2033.405 | 189.788 | 0.402 | 0.328 | 7.291 | 0.554 | 817.913 | 62.182 | 1.982 | 3.829 | 0.278 | 7.5891 | 0.551 | 0.211 | 0.16435 | 1724 | 5 | Dry Detention | 0.2 |  |  | TMDL | TMDL |  |  | 1223.3721 | 86335.5349 | 569 | 20% | 20% | 1.5178 | 0.1102
36 | 1 | 3.2825 | 226 | 36 | 1 | LDR | 4.6704 | 0.433 | 1027.379 | 95.227 | 0.665 | 0.617 | 3.104 | 0.267 | 682.806 | 58.773 | 3.2825 | 3.104 | 0.267 | 10.1889 | 0.87643 | 0.665 | 0.61719 | 1725 | 5 | Dry Detention | 0.2 |  |  | TMDL | TMDL |  |  | 3263.5679 | 426034.9629 | 226 | 20% | 20% | 2.0378 | 0.17529
36 | 8 | 5.3472 | 233 | 36 | 8 | AGR | 8.712 | 0.844 | 4028.692 | 390.487 | 0.677 | 0.635 | 5.9 | 0.536 | 2728.126 | 247.809 | 5.3472 | 5.9 | 0.536 | 31.5486 | 2.8661 | 0.677 | 0.63461 | 1725 | 5 | Dry Detention | 0.2 |  |  | TMDL | TMDL |  |  | 3263.5679 | 426034.9629 | 233 | 20% | 20% | 6.3097 | 0.57322
36 | 13 | 0.00010033 | 237 | 36 | 13 | WET | 2.5089 | 0.197 | 2607.78 | 205.211 | 0.69 | 0.646 | 1.731 | 0.127 | 1798.721 | 132.5 | 0.00010033 | 1.731 | 0.127 | 0.00017366 | 1.2741e-05 | 0.69 | 0.64567 | 1725 | 5 | Dry Detention | 0.2 |  |  | TMDL | TMDL |  |  | 3263.5679 | 426034.9629 | 237 | 20% | 20% | 3.4733e-05 | 2.5483e-06
98 | 1 | 0.70765 | 612 | 98 | 1 | LDR | 5.2337 | 0.483 | 1131.223 | 104.393 | 1.01 | 2 | 5.286 | 0.966 | 1142.425 | 208.786 | 0.70765 | 4.367 | 0.398 | 3.0903 | 0.28165 | 0.834 | 0.82413 | 1725 | 5 | Dry Detention | 0.2 |  |  | TMDL | TMDL |  |  | 3263.5679 | 426034.9629 | 612 | 20% | 20% | 0.61806 | 0.056329
98 | 8 | 0.44298 | 616 | 98 | 8 | AGR | 10.2093 | 0.993 | 222.204 | 21.614 | 1.012 | 2 | 10.335 | 1.986 | 224.947 | 43.228 | 0.44298 | 8.651 | 0.831 | 3.8322 | 0.36811 | 0.847 | 0.83698 | 1725 | 5 | Dry Detention | 0.2 |  |  | TMDL | TMDL |  |  | 3263.5679 | 426034.9629 | 616 | 20% | 20% | 0.76644 | 0.073622
98 | 10 | 1.3887 | 617 | 98 | 10 | RAN | 3.1394 | 0.258 | 135.888 | 11.178 | 1.012 | 2 | 3.179 | 0.516 | 137.587 | 22.356 | 1.3887 | 2.658 | 0.216 | 3.6911 | 0.29995 | 0.847 | 0.83643 | 1726 | 5 | Dry Detention | 0.2 |  |  | TMDL | TMDL |  |  | 1302.7815 | 60526.6901 | 617 | 20% | 20% | 0.73822 | 0.059991
98 | 11 | 0.00059758 | 618 | 98 | 11 | FOR | 1.936 | 0.155 | 605.947 | 48.477 | 1.012 | 2 | 1.96 | 0.31 | 613.42 | 96.954 | 0.00059758 | 1.647 | 0.13 | 0.00098421 | 7.7685e-05 | 0.85 | 0.83988 | 1726 | 5 | Dry Detention | 0.2 |  |  | TMDL | TMDL |  |  | 1302.7815 | 60526.6901 | 618 | 20% | 20% | 0.00019684 | 1.5537e-05
98 | 13 | 0.0002363 | 620 | 98 | 13 | WET | 2.2526 | 0.176 | 2135.004 | 166.457 | 1.017 | 2 | 2.29 | 0.351 | 2170.555 | 332.915 | 0.0002363 | 1.946 | 0.15 | 0.00045983 | 3.5444e-05 | 0.864 | 0.85634 | 1726 | 5 | Dry Detention | 0.2 |  |  | TMDL | TMDL |  |  | 1302.7815 | 60526.6901 | 620 | 20% | 20% | 9.1966e-05 | 7.0889e-06
98 | 11 | 0.23977 | 618 | 98 | 11 | FOR | 1.936 | 0.155 | 605.947 | 48.477 | 1.012 | 2 | 1.96 | 0.31 | 613.42 | 96.954 | 0.23977 | 1.647 | 0.13 | 0.3949 | 0.03117 | 0.85 | 0.83988 | 1727 | 5 | Dry Detention | 0.2 |  |  | TMDL | TMDL |  |  | 600.7506 | 10444.378 | 618 | 20% | 20% | 0.078979 | 0.0062339
98 | 13 | 5.6486e-06 | 620 | 98 | 13 | WET | 2.2526 | 0.176 | 2135.004 | 166.457 | 1.017 | 2 | 2.29 | 0.351 | 2170.555 | 332.915 | 5.6486e-06 | 1.946 | 0.15 | 1.0992e-05 | 8.4729e-07 | 0.864 | 0.85634 | 1727 | 5 | Dry Detention | 0.2 |  |  | TMDL | TMDL |  |  | 600.7506 | 10444.378 | 620 | 20% | 20% | 2.1984e-06 | 1.6946e-07
12 | 2 | 1.1002 | 30 | 12 | 2 | MDR | 9.8043 | 0.478 | 3299.018 | 160.951 | 0.191 | 0.144 | 1.876 | 0.069 | 631.242 | 23.116 | 1.1002 | 0.895 | 0.035 | 0.98466 | 0.038506 | 0.091 | 0.072588 | 1728 | 5 | Dry Detention | 0.2 |  |  | TMDL | TMDL |  |  | 1687.3524 | 48002.8445 | 30 | 20% | 20% | 0.19693 | 0.0077012
12 | 11 | 0.0018217 | 35 | 12 | 11 | FOR | 2.1714 | 0.085 | 37.448 | 1.465 | 0.205 | 0.167 | 0.446 | 0.014 | 7.688 | 0.245 | 0.0018217 | 0.217 | 0.007 | 0.00039531 | 1.2752e-05 | 0.1 | 0.086465 | 1728 | 5 | Dry Detention | 0.2 |  |  | TMDL | TMDL |  |  | 1687.3524 | 48002.8445 | 35 | 20% | 20% | 7.9062e-05 | 2.5504e-06
23 | 2 | 0.59581 | 121 | 23 | 2 | MDR | 7.0851 | 0.345 | 2693.279 | 131.118 | 0.895 | 0.911 | 6.34 | 0.314 | 2410.131 | 119.396 | 0.59581 | 6.34 | 0.314 | 3.7775 | 0.18709 | 0.895 | 0.9106 | 1729 | 5 | Dry Detention | 0.2 |  |  | TMDL | TMDL |  |  | 663.8676 | 25953.5176 | 121 | 20% | 20% | 0.75549 | 0.037417
21 | 2 | 0.22253 | 101 | 21 | 2 | MDR | 6.6729 | 0.344 | 2377.176 | 122.649 | 0.581 | 0.521 | 3.875 | 0.179 | 1380.281 | 63.876 | 0.22253 | 3.469 | 0.163 | 0.77194 | 0.036272 | 0.52 | 0.47481 | 1730 | 5 | Dry Detention | 0.2 |  |  | TMDL | TMDL |  |  | 392.8875 | 9693.1538 | 101 | 20% | 20% | 0.15439 | 0.0072543
21 | 10 | 0.10475 | 105 | 21 | 10 | RAN | 2.6531 | 0.11 | 110.764 | 4.607 | 0.6 | 0.544 | 1.591 | 0.06 | 66.427 | 2.507 | 0.10475 | 1.429 | 0.055 | 0.14969 | 0.0057613 | 0.539 | 0.49725 | 1731 | 5 | Dry Detention | 0.2 |  |  | TMDL | TMDL |  |  | 288.4815 | 4562.9098 | 105 | 20% | 20% | 0.029938 | 0.0011523
21 | 2 | 0.26014 | 101 | 21 | 2 | MDR | 6.6729 | 0.344 | 2377.176 | 122.649 | 0.581 | 0.521 | 3.875 | 0.179 | 1380.281 | 63.876 | 0.26014 | 3.469 | 0.163 | 0.90243 | 0.042403 | 0.52 | 0.47481 | 1732 | 5 | Dry Detention | 0.2 |  |  | TMDL | TMDL |  |  | 428.8772 | 11331.6479 | 101 | 20% | 20% | 0.18049 | 0.0084806
92 | 4 | 0.33141 | 569 | 92 | 4 | IND | 18.1266 | 1.692 | 2033.405 | 189.788 | 0.402 | 0.328 | 7.291 | 0.554 | 817.913 | 62.182 | 0.33141 | 3.829 | 0.278 | 1.269 | 0.092131 | 0.211 | 0.16435 | 1733 | 5 | Dry Detention | 0.2 |  |  | TMDL | TMDL |  |  | 491.3886 | 14436.0335 | 569 | 20% | 20% | 0.25379 | 0.018426
12 | 2 | 1.1394 | 30 | 12 | 2 | MDR | 9.8043 | 0.478 | 3299.018 | 160.951 | 0.191 | 0.144 | 1.876 | 0.069 | 631.242 | 23.116 | 1.1394 | 0.895 | 0.035 | 1.0198 | 0.03988 | 0.091 | 0.072588 | 1734 | 5 | Dry Detention | 0.2 |  |  | TMDL | TMDL |  |  | 1165.1994 | 63654.322 | 30 | 20% | 20% | 0.20396 | 0.007976
12 | 12 | 0.3212 | 36 | 12 | 12 | WAT | 0.25272 | 0.006 | 24.513 | 0.569 | 0.211 | 0.176 | 0.053 | 0.001 | 5.166 | 0.1 | 0.3212 | 0.026 | 0.001 | 0.0083512 | 0.0003212 | 0.105 | 0.091588 | 1734 | 5 | Dry Detention | 0.2 |  |  | TMDL | TMDL |  |  | 1165.1994 | 63654.322 | 36 | 20% | 20% | 0.0016702 | 6.424e-05
12 | 13 | 0.00067557 | 37 | 12 | 13 | WET | 13.7162 | 0.865 | 322.406 | 20.343 | 0.189 | 0.147 | 2.587 | 0.127 | 60.82 | 2.985 | 0.00067557 | 1.23 | 0.064 | 0.00083095 | 4.3237e-05 | 0.09 | 0.074432 | 1734 | 5 | Dry Detention | 0.2 |  |  | TMDL | TMDL |  |  | 1165.1994 | 63654.322 | 37 | 20% | 20% | 0.00016619 | 8.6473e-06
39 | 13 | 0.01651 | 270 | 39 | 13 | WET | 2.4147 | 0.224 | 8471.903 | 784.954 | 1.082 | 1.085 | 2.613 | 0.243 | 9167.141 | 851.506 | 0.01651 | 2.419 | 0.221 | 0.039938 | 0.0036487 | 1.002 | 0.98617 | 1735 | 5 | Dry Detention | 0.2 |  |  | TMDL | TMDL |  |  | 129.9726 | 719.1699 | 270 | 20% | 20% | 0.0079875 | 0.00072974
98 | 11 | 4.1229 | 618 | 98 | 11 | FOR | 1.936 | 0.155 | 605.947 | 48.477 | 1.012 | 2 | 1.96 | 0.31 | 613.42 | 96.954 | 4.1229 | 1.647 | 0.13 | 6.7904 | 0.53597 | 0.85 | 0.83988 | 1736 | 5 | Dry Detention | 0.2 |  |  | TMDL | TMDL |  |  | 2360.3626 | 260700.2317 | 618 | 20% | 20% | 1.3581 | 0.10719
98 | 13 | 0.00023701 | 620 | 98 | 13 | WET | 2.2526 | 0.176 | 2135.004 | 166.457 | 1.017 | 2 | 2.29 | 0.351 | 2170.555 | 332.915 | 0.00023701 | 1.946 | 0.15 | 0.00046121 | 3.5551e-05 | 0.864 | 0.85634 | 1736 | 5 | Dry Detention | 0.2 |  |  | TMDL | TMDL |  |  | 2360.3626 | 260700.2317 | 620 | 20% | 20% | 9.2243e-05 | 7.1102e-06
21 | 2 | 0.034298 | 101 | 21 | 2 | MDR | 6.6729 | 0.344 | 2377.176 | 122.649 | 0.581 | 0.521 | 3.875 | 0.179 | 1380.281 | 63.876 | 0.034298 | 3.469 | 0.163 | 0.11898 | 0.0055905 | 0.52 | 0.47481 | 1737 | 5 | Dry Detention | 0.2 |  |  | TMDL | TMDL |  |  | 186.6044 | 1494.0064 | 101 | 20% | 20% | 0.023796 | 0.0011181
92 | 2 | 0.10869 | 567 | 92 | 2 | MDR | 11.4307 | 0.577 | 3171.321 | 160.031 | 0.415 | 0.333 | 4.743 | 0.192 | 1315.816 | 53.26 | 0.10869 | 2.534 | 0.096 | 0.27542 | 0.010434 | 0.222 | 0.16717 | 1738 | 5 | Dry Detention | 0.2 |  |  | TMDL | TMDL |  |  | 287.5847 | 4734.5538 | 567 | 20% | 20% | 0.055085 | 0.0020869
92 | 2 | 0.28259 | 567 | 92 | 2 | MDR | 11.4307 | 0.577 | 3171.321 | 160.031 | 0.415 | 0.333 | 4.743 | 0.192 | 1315.816 | 53.26 | 0.28259 | 2.534 | 0.096 | 0.71608 | 0.027129 | 0.222 | 0.16717 | 1739 | 5 | Dry Detention | 0.2 |  |  | TMDL | TMDL |  |  | 446.5021 | 12309.5263 | 567 | 20% | 20% | 0.14322 | 0.0054257
92 | 2 | 0.3467 | 567 | 92 | 2 | MDR | 11.4307 | 0.577 | 3171.321 | 160.031 | 0.415 | 0.333 | 4.743 | 0.192 | 1315.816 | 53.26 | 0.3467 | 2.534 | 0.096 | 0.87854 | 0.033283 | 0.222 | 0.16717 | 1740 | 5 | Dry Detention | 0.2 |  |  | TMDL | TMDL |  |  | 502.3291 | 15102.2886 | 567 | 20% | 20% | 0.17571 | 0.0066567
90 | 2 | 97.2419 | 546 | 90 | 2 | MDR | 11.3664 | 0.605 | 14884.136 | 791.874 | 0.804 | 0.836 | 9.135 | 0.506 | 11961.814 | 662.37 | 97.2419 | 4.317 | 0.251 | 419.7931 | 24.4077 | 0.38 | 0.41575 | 1741 | 5 | Dry Detention | 0.2 |  |  | TMDL | TMDL |  |  | 56440.731 | 7099102.5354 | 546 | 20% | 20% | 83.9586 | 4.8815
90 | 3 | 0.010035 | 547 | 90 | 3 | HDR | 24.4137 | 2.012 | 3405.251 | 280.671 | 0.804 | 0.836 | 19.617 | 1.683 | 2736.254 | 234.726 | 0.010035 | 9.268 | 0.84 | 0.093004 | 0.0084294 | 0.38 | 0.4172 | 1741 | 5 | Dry Detention | 0.2 |  |  | TMDL | TMDL |  |  | 56440.731 | 7099102.5354 | 547 | 20% | 20% | 0.018601 | 0.0016859
90 | 4 | 8.3752 | 548 | 90 | 4 | IND | 14.9374 | 1.425 | 2368.245 | 225.99 | 0.803 | 0.836 | 11.993 | 1.191 | 1901.418 | 188.888 | 8.3752 | 5.645 | 0.592 | 47.2781 | 4.9581 | 0.378 | 0.41522 | 1741 | 5 | Dry Detention | 0.2 |  |  | TMDL | TMDL |  |  | 56440.731 | 7099102.5354 | 548 | 20% | 20% | 9.4556 | 0.99163
90 | 6 | 4.645 | 549 | 90 | 6 | OPE | 6.2286 | 0.301 | 946.924 | 45.732 | 0.804 | 0.837 | 5.007 | 0.252 | 761.157 | 38.267 | 4.645 | 2.372 | 0.125 | 11.018 | 0.58063 | 0.381 | 0.41716 | 1741 | 5 | Dry Detention | 0.2 |  |  | TMDL | TMDL |  |  | 56440.731 | 7099102.5354 | 549 | 20% | 20% | 2.2036 | 0.11613
90 | 11 | 37.254 | 553 | 90 | 11 | FOR | 2.8901 | 0.129 | 722.975 | 32.197 | 0.805 | 0.838 | 2.326 | 0.108 | 581.805 | 26.979 | 37.254 | 1.119 | 0.054 | 41.6872 | 2.0117 | 0.387 | 0.42305 | 1741 | 5 | Dry Detention | 0.2 |  |  | TMDL | TMDL |  |  | 56440.731 | 7099102.5354 | 553 | 20% | 20% | 8.3374 | 0.40234
90 | 12 | 1.2438 | 554 | 90 | 12 | WAT | 0.83586 | 0.028 | 130.779 | 4.341 | 0.808 | 0.839 | 0.676 | 0.023 | 105.721 | 3.643 | 1.2438 | 0.322 | 0.012 | 0.40049 | 0.014925 | 0.385 | 0.41867 | 1741 | 5 | Dry Detention | 0.2 |  |  | TMDL | TMDL |  |  | 56440.731 | 7099102.5354 | 554 | 20% | 20% | 0.080099 | 0.002985
90 | 13 | 14.1696 | 555 | 90 | 13 | WET | 1.6912 | 0.073 | 1170.334 | 50.223 | 0.811 | 0.843 | 1.372 | 0.061 | 949.219 | 42.348 | 14.1696 | 0.66 | 0.031 | 9.3519 | 0.43926 | 0.39 | 0.4275 | 1741 | 5 | Dry Detention | 0.2 |  |  | TMDL | TMDL |  |  | 56440.731 | 7099102.5354 | 555 | 20% | 20% | 1.8704 | 0.087851
91 | 2 | 0.034213 | 557 | 91 | 2 | MDR | 17.0725 | 0.876 | 2453.124 | 125.823 | 0.218 | 0.115 | 3.73 | 0.101 | 535.951 | 14.489 | 0.034213 | 1.431 | 0.043 | 0.048959 | 0.0014712 | 0.084 | 0.048784 | 1741 | 5 | Dry Detention | 0.2 |  |  | TMDL | TMDL |  |  | 56440.731 | 7099102.5354 | 557 | 20% | 20% | 0.0097918 | 0.00029423
23 | 2 | 0.42788 | 121 | 23 | 2 | MDR | 7.0851 | 0.345 | 2693.279 | 131.118 | 0.895 | 0.911 | 6.34 | 0.314 | 2410.131 | 119.396 | 0.42788 | 6.34 | 0.314 | 2.7127 | 0.13435 | 0.895 | 0.9106 | 1742 | 5 | Dry Detention | 0.2 |  |  | TMDL | TMDL |  |  | 588.8553 | 18638.1624 | 121 | 20% | 20% | 0.54255 | 0.026871
39 | 12 | 0.09542 | 269 | 39 | 12 | WAT | 0.27851 | 0.019 | 88.781 | 6.052 | 1.081 | 1.084 | 0.301 | 0.021 | 95.936 | 6.562 | 0.09542 | 0.279 | 0.019 | 0.026622 | 0.001813 | 1.001 | 0.98565 | 1743 | 5 | Dry Detention | 0.2 |  |  | TMDL | TMDL |  |  | 360.5629 | 4156.4798 | 269 | 20% | 20% | 0.0053244 | 0.0003626
21 | 2 | 0.53317 | 101 | 21 | 2 | MDR | 6.6729 | 0.344 | 2377.176 | 122.649 | 0.581 | 0.521 | 3.875 | 0.179 | 1380.281 | 63.876 | 0.53317 | 3.469 | 0.163 | 1.8496 | 0.086907 | 0.52 | 0.47481 | 1744 | 5 | Dry Detention | 0.2 |  |  | TMDL | TMDL |  |  | 611.0511 | 23224.9623 | 101 | 20% | 20% | 0.36992 | 0.017381
36 | 1 | 2.3637 | 226 | 36 | 1 | LDR | 4.6704 | 0.433 | 1027.379 | 95.227 | 0.665 | 0.617 | 3.104 | 0.267 | 682.806 | 58.773 | 2.3637 | 3.104 | 0.267 | 7.3371 | 0.63112 | 0.665 | 0.61719 | 1745 | 5 | Dry Detention | 0.2 |  |  | TMDL | TMDL |  |  | 2011.772 | 158652.8486 | 226 | 20% | 20% | 1.4674 | 0.12622
37 | 1 | 0.62521 | 238 | 37 | 1 | LDR | 5.1162 | 0.464 | 345.183 | 31.305 | 0.812 | 0.781 | 4.154 | 0.362 | 280.282 | 24.449 | 0.62521 | 4.154 | 0.362 | 2.5971 | 0.22633 | 0.812 | 0.78099 | 1745 | 5 | Dry Detention | 0.2 |  |  | TMDL | TMDL |  |  | 2011.772 | 158652.8486 | 238 | 20% | 20% | 0.51942 | 0.045265
37 | 8 | 0.65322 | 241 | 37 | 8 | AGR | 9.9881 | 0.954 | 5753.428 | 549.77 | 0.832 | 0.809 | 8.308 | 0.772 | 4785.623 | 444.557 | 0.65322 | 8.308 | 0.772 | 5.427 | 0.50429 | 0.832 | 0.80862 | 1745 | 5 | Dry Detention | 0.2 |  |  | TMDL | TMDL |  |  | 2011.772 | 158652.8486 | 241 | 20% | 20% | 1.0854 | 0.10086
90 | 13 | 0.018694 | 555 | 90 | 13 | WET | 1.6912 | 0.073 | 1170.334 | 50.223 | 0.811 | 0.843 | 1.372 | 0.061 | 949.219 | 42.348 | 0.018694 | 0.66 | 0.031 | 0.012338 | 0.00057952 | 0.39 | 0.4275 | 1746 | 5 | Dry Detention | 0.2 |  |  | TMDL | TMDL |  |  | 225.3246 | 814.3188 | 555 | 20% | 20% | 0.0024676 | 0.0001159
23 | 4 | 1.5269 | 123 | 23 | 4 | IND | 10.0422 | 0.85 | 5417.453 | 458.426 | 0.893 | 0.909 | 8.963 | 0.773 | 4835.422 | 416.755 | 1.5269 | 8.963 | 0.773 | 13.686 | 1.1803 | 0.893 | 0.9091 | 1747 | 5 | Dry Detention | 0.2 |  |  | TMDL | TMDL |  |  | 1093.8144 | 66513.5437 | 123 | 20% | 20% | 2.7372 | 0.23607
92 | 2 | 0.22841 | 567 | 92 | 2 | MDR | 11.4307 | 0.577 | 3171.321 | 160.031 | 0.415 | 0.333 | 4.743 | 0.192 | 1315.816 | 53.26 | 0.22841 | 2.534 | 0.096 | 0.57879 | 0.021927 | 0.222 | 0.16717 | 1748 | 5 | Dry Detention | 0.2 |  |  | TMDL | TMDL |  |  | 489.9069 | 14331.1792 | 567 | 20% | 20% | 0.11576 | 0.0043855
92 | 13 | 0.10059 | 576 | 92 | 13 | WET | 0.79346 | 0.031 | 85.726 | 3.331 | 0.479 | 0.43 | 0.38 | 0.013 | 41.037 | 1.433 | 0.10059 | 0.222 | 0.008 | 0.022331 | 0.00080472 | 0.279 | 0.24511 | 1748 | 5 | Dry Detention | 0.2 |  |  | TMDL | TMDL |  |  | 489.9069 | 14331.1792 | 576 | 20% | 20% | 0.0044662 | 0.00016094
12 | 2 | 2.111 | 30 | 12 | 2 | MDR | 9.8043 | 0.478 | 3299.018 | 160.951 | 0.191 | 0.144 | 1.876 | 0.069 | 631.242 | 23.116 | 2.111 | 0.895 | 0.035 | 1.8893 | 0.073884 | 0.091 | 0.072588 | 1749 | 5 | Dry Detention | 0.2 |  |  | TMDL | TMDL |  |  | 1586.1752 | 91953.1337 | 30 | 20% | 20% | 0.37786 | 0.014777
92 | 2 | 0.24218 | 567 | 92 | 2 | MDR | 11.4307 | 0.577 | 3171.321 | 160.031 | 0.415 | 0.333 | 4.743 | 0.192 | 1315.816 | 53.26 | 0.24218 | 2.534 | 0.096 | 0.61369 | 0.02325 | 0.222 | 0.16717 | 1750 | 5 | Dry Detention | 0.2 |  |  | TMDL | TMDL |  |  | 574.7339 | 10549.4226 | 567 | 20% | 20% | 0.12274 | 0.0046499
90 | 11 | 0.099581 | 553 | 90 | 11 | FOR | 2.8901 | 0.129 | 722.975 | 32.197 | 0.805 | 0.838 | 2.326 | 0.108 | 581.805 | 26.979 | 0.099581 | 1.119 | 0.054 | 0.11143 | 0.0053774 | 0.387 | 0.42305 | 1751 | 5 | Dry Detention | 0.2 |  |  | TMDL | TMDL |  |  | 1107.743 | 21283.2893 | 553 | 20% | 20% | 0.022286 | 0.0010755
90 | 13 | 0.38902 | 555 | 90 | 13 | WET | 1.6912 | 0.073 | 1170.334 | 50.223 | 0.811 | 0.843 | 1.372 | 0.061 | 949.219 | 42.348 | 0.38902 | 0.66 | 0.031 | 0.25675 | 0.01206 | 0.39 | 0.4275 | 1751 | 5 | Dry Detention | 0.2 |  |  | TMDL | TMDL |  |  | 1107.743 | 21283.2893 | 555 | 20% | 20% | 0.051351 | 0.0024119
98 | 11 | 10.6426 | 618 | 98 | 11 | FOR | 1.936 | 0.155 | 605.947 | 48.477 | 1.012 | 2 | 1.96 | 0.31 | 613.42 | 96.954 | 10.6426 | 1.647 | 0.13 | 17.5284 | 1.3835 | 0.85 | 0.83988 | 1752 | 5 | Dry Detention | 0.2 |  |  | TMDL | TMDL |  |  | 5269.9005 | 463599.3069 | 618 | 20% | 20% | 3.5057 | 0.27671
98 | 13 | 0.00018552 | 620 | 98 | 13 | WET | 2.2526 | 0.176 | 2135.004 | 166.457 | 1.017 | 2 | 2.29 | 0.351 | 2170.555 | 332.915 | 0.00018552 | 1.946 | 0.15 | 0.00036101 | 2.7827e-05 | 0.864 | 0.85634 | 1752 | 5 | Dry Detention | 0.2 |  |  | TMDL | TMDL |  |  | 5269.9005 | 463599.3069 | 620 | 20% | 20% | 7.2203e-05 | 5.5655e-06
92 | 4 | 0.74511 | 569 | 92 | 4 | IND | 18.1266 | 1.692 | 2033.405 | 189.788 | 0.402 | 0.328 | 7.291 | 0.554 | 817.913 | 62.182 | 0.74511 | 3.829 | 0.278 | 2.853 | 0.20714 | 0.211 | 0.16435 | 1753 | 5 | Dry Detention | 0.2 |  |  | TMDL | TMDL |  |  | 856.2196 | 32456.8353 | 569 | 20% | 20% | 0.5706 | 0.041428
21 | 4 | 0.27199 | 103 | 21 | 4 | IND | 10.5311 | 1.016 | 2225.298 | 214.731 | 0.569 | 0.516 | 5.997 | 0.524 | 1267.178 | 110.76 | 0.27199 | 5.358 | 0.477 | 1.4573 | 0.12974 | 0.509 | 0.46982 | 1754 | 5 | Dry Detention | 0.2 |  |  | TMDL | TMDL |  |  | 559.9556 | 11847.8219 | 103 | 20% | 20% | 0.29146 | 0.025948
21 | 4 | 2.8012 | 103 | 21 | 4 | IND | 10.5311 | 1.016 | 2225.298 | 214.731 | 0.569 | 0.516 | 5.997 | 0.524 | 1267.178 | 110.76 | 2.8012 | 5.358 | 0.477 | 15.0086 | 1.3362 | 0.509 | 0.46982 | 1755 | 5 | Dry Detention | 0.2 |  |  | TMDL | TMDL |  |  | 1636.5331 | 123095.4676 | 103 | 20% | 20% | 3.0017 | 0.26723
21 | 10 | 0.024728 | 105 | 21 | 10 | RAN | 2.6531 | 0.11 | 110.764 | 4.607 | 0.6 | 0.544 | 1.591 | 0.06 | 66.427 | 2.507 | 0.024728 | 1.429 | 0.055 | 0.035337 | 0.0013601 | 0.539 | 0.49725 | 1755 | 5 | Dry Detention | 0.2 |  |  | TMDL | TMDL |  |  | 1636.5331 | 123095.4676 | 105 | 20% | 20% | 0.0070674 | 0.00027201
21 | 2 | 0.24893 | 101 | 21 | 2 | MDR | 6.6729 | 0.344 | 2377.176 | 122.649 | 0.581 | 0.521 | 3.875 | 0.179 | 1380.281 | 63.876 | 0.24893 | 3.469 | 0.163 | 0.86353 | 0.040575 | 0.52 | 0.47481 | 1756 | 5 | Dry Detention | 0.2 |  |  | TMDL | TMDL |  |  | 417.6993 | 10843.3021 | 101 | 20% | 20% | 0.17271 | 0.0081151
38 | 9 | 1.4932 | 254 | 38 | 9 | AGT | 5.3381 | 0.48 | 328.365 | 29.544 | 0.766 | 0.75 | 4.09 | 0.36 | 251.603 | 22.171 | 1.4932 | 4.09 | 0.36 | 6.1072 | 0.53755 | 0.766 | 0.75046 | 1757 | 5 | Dry Detention | 0.2 |  |  | TMDL | TMDL |  |  | 1930.506 | 87670.7765 | 254 | 20% | 20% | 1.2214 | 0.10751
38 | 11 | 0.38718 | 256 | 38 | 11 | FOR | 1.6256 | 0.124 | 281.493 | 21.55 | 0.772 | 0.759 | 1.255 | 0.094 | 217.292 | 16.357 | 0.38718 | 1.255 | 0.094 | 0.48592 | 0.036395 | 0.772 | 0.759 | 1757 | 5 | Dry Detention | 0.2 |  |  | TMDL | TMDL |  |  | 1930.506 | 87670.7765 | 256 | 20% | 20% | 0.097183 | 0.0072791
39 | 9 | 0.13226 | 266 | 39 | 9 | AGT | 3.2415 | 0.281 | 204.239 | 17.702 | 1.075 | 1.083 | 3.484 | 0.304 | 219.54 | 19.169 | 0.13226 | 3.226 | 0.277 | 0.42667 | 0.036636 | 0.995 | 0.98444 | 1757 | 5 | Dry Detention | 0.2 |  |  | TMDL | TMDL |  |  | 1930.506 | 87670.7765 | 266 | 20% | 20% | 0.085334 | 0.0073272
92 | 2 | 0.27892 | 567 | 92 | 2 | MDR | 11.4307 | 0.577 | 3171.321 | 160.031 | 0.415 | 0.333 | 4.743 | 0.192 | 1315.816 | 53.26 | 0.27892 | 2.534 | 0.096 | 0.70678 | 0.026776 | 0.222 | 0.16717 | 1758 | 5 | Dry Detention | 0.2 |  |  | TMDL | TMDL |  |  | 457.4334 | 12225.0245 | 567 | 20% | 20% | 0.14136 | 0.0053552
92 | 13 | 0.0017314 | 576 | 92 | 13 | WET | 0.79346 | 0.031 | 85.726 | 3.331 | 0.479 | 0.43 | 0.38 | 0.013 | 41.037 | 1.433 | 0.0017314 | 0.222 | 0.008 | 0.00038438 | 1.3851e-05 | 0.279 | 0.24511 | 1758 | 5 | Dry Detention | 0.2 |  |  | TMDL | TMDL |  |  | 457.4334 | 12225.0245 | 576 | 20% | 20% | 7.6876e-05 | 2.7703e-06
21 | 2 | 0.15705 | 101 | 21 | 2 | MDR | 6.6729 | 0.344 | 2377.176 | 122.649 | 0.581 | 0.521 | 3.875 | 0.179 | 1380.281 | 63.876 | 0.15705 | 3.469 | 0.163 | 0.5448 | 0.025599 | 0.52 | 0.47481 | 1759 | 5 | Dry Detention | 0.2 |  |  | TMDL | TMDL |  |  | 332.7329 | 6840.9964 | 101 | 20% | 20% | 0.10896 | 0.0051198
98 | 1 | 2.451 | 612 | 98 | 1 | LDR | 5.2337 | 0.483 | 1131.223 | 104.393 | 1.01 | 2 | 5.286 | 0.966 | 1142.425 | 208.786 | 2.451 | 4.367 | 0.398 | 10.7036 | 0.97551 | 0.834 | 0.82413 | 1760 | 5 | Dry Detention | 0.2 |  |  | TMDL | TMDL |  |  | 1360.7725 | 106766.3381 | 612 | 20% | 20% | 2.1407 | 0.1951
98 | 8 | 0.4448 | 616 | 98 | 8 | AGR | 10.2093 | 0.993 | 222.204 | 21.614 | 1.012 | 2 | 10.335 | 1.986 | 224.947 | 43.228 | 0.4448 | 8.651 | 0.831 | 3.848 | 0.36963 | 0.847 | 0.83698 | 1761 | 5 | Dry Detention | 0.2 |  |  | TMDL | TMDL |  |  | 1469.6621 | 83909.0259 | 616 | 20% | 20% | 0.7696 | 0.073926
98 | 11 | 1.4815 | 618 | 98 | 11 | FOR | 1.936 | 0.155 | 605.947 | 48.477 | 1.012 | 2 | 1.96 | 0.31 | 613.42 | 96.954 | 1.4815 | 1.647 | 0.13 | 2.44 | 0.19259 | 0.85 | 0.83988 | 1761 | 5 | Dry Detention | 0.2 |  |  | TMDL | TMDL |  |  | 1469.6621 | 83909.0259 | 618 | 20% | 20% | 0.488 | 0.038519
12 | 2 | 0.31887 | 30 | 12 | 2 | MDR | 9.8043 | 0.478 | 3299.018 | 160.951 | 0.191 | 0.144 | 1.876 | 0.069 | 631.242 | 23.116 | 0.31887 | 0.895 | 0.035 | 0.28538 | 0.01116 | 0.091 | 0.072588 | 1762 | 5 | Dry Detention | 0.2 |  |  | TMDL | TMDL |  |  | 510.1902 | 13889.7315 | 30 | 20% | 20% | 0.057077 | 0.0022321
23 | 3 | 18.9246 | 122 | 23 | 3 | HDR | 15.1365 | 1.11 | 4936.678 | 361.861 | 0.895 | 0.911 | 13.544 | 1.011 | 4417.226 | 329.591 | 18.9246 | 13.544 | 1.011 | 256.315 | 19.1328 | 0.895 | 0.91082 | 1763 | 5 | Dry Detention | 0.2 |  |  | TMDL | TMDL |  |  | 4438.4888 | 851383.8738 | 122 | 20% | 20% | 51.263 | 3.8266
23 | 4 | 0.016999 | 123 | 23 | 4 | IND | 10.0422 | 0.85 | 5417.453 | 458.426 | 0.893 | 0.909 | 8.963 | 0.773 | 4835.422 | 416.755 | 0.016999 | 8.963 | 0.773 | 0.15236 | 0.01314 | 0.893 | 0.9091 | 1763 | 5 | Dry Detention | 0.2 |  |  | TMDL | TMDL |  |  | 4438.4888 | 851383.8738 | 123 | 20% | 20% | 0.030472 | 0.002628
23 | 8 | 0.60355 | 126 | 23 | 8 | AGR | 8.6099 | 0.429 | 979.986 | 48.777 | 0.897 | 0.913 | 7.725 | 0.391 | 879.312 | 44.533 | 0.60355 | 7.725 | 0.391 | 4.6624 | 0.23599 | 0.897 | 0.91298 | 1763 | 5 | Dry Detention | 0.2 |  |  | TMDL | TMDL |  |  | 4438.4888 | 851383.8738 | 126 | 20% | 20% | 0.93248 | 0.047197
97 | 7 | 0.0047255 | 607 | 97 | 7 | PAS | 8.0611 | 0.755 | 615.775 | 57.68 | 0.858 | 0.833 | 6.914 | 0.629 | 528.163 | 48.051 | 0.0047255 | 6.914 | 0.629 | 0.032672 | 0.0029723 | 0.858 | 0.83306 | 1764 | 5 | Dry Detention | 0.2 |  |  | TMDL | TMDL |  |  | 85.1136 | 205.8463 | 607 | 20% | 20% | 0.0065344 | 0.00059447
15 | 11 | 1.7715 | 54 | 15 | 11 | FOR | 1.9081 | 0.089 | 205.535 | 9.639 | 0.48 | 0.502 | 0.916 | 0.045 | 98.719 | 4.842 | 1.7715 | 0.916 | 0.045 | 1.6227 | 0.079718 | 0.48 | 0.50234 | 1765 | 5 | Dry Detention | 0.2 |  |  | TMDL | TMDL |  |  | 1191.3808 | 77166.3456 | 54 | 20% | 20% | 0.32454 | 0.015944
94 | 2 | 0.28975 | 586 | 94 | 2 | MDR | 9.6055 | 0.522 | 1751.97 | 95.149 | 0.245 | 0.182 | 2.356 | 0.095 | 429.647 | 17.285 | 0.28975 | 0.559 | 0.018 | 0.16197 | 0.0052155 | 0.058 | 0.034724 | 1766 | 5 | Dry Detention | 0.2 |  |  | TMDL | TMDL |  |  | 475.0822 | 12621.4351 | 586 | 20% | 20% | 0.032394 | 0.0010431
97 | 7 | 0.062661 | 607 | 97 | 7 | PAS | 8.0611 | 0.755 | 615.775 | 57.68 | 0.858 | 0.833 | 6.914 | 0.629 | 528.163 | 48.051 | 0.062661 | 6.914 | 0.629 | 0.43324 | 0.039414 | 0.858 | 0.83306 | 1767 | 5 | Dry Detention | 0.2 |  |  | TMDL | TMDL |  |  | 313.7255 | 2729.6885 | 607 | 20% | 20% | 0.086648 | 0.0078828
97 | 13 | 4.3899e-06 | 611 | 97 | 13 | WET | 2.5135 | 0.2 | 2832.084 | 225.479 | 0.875 | 0.856 | 2.199 | 0.171 | 2477.678 | 193.038 | 4.3899e-06 | 2.199 | 0.171 | 9.6534e-06 | 7.5067e-07 | 0.875 | 0.85613 | 1767 | 5 | Dry Detention | 0.2 |  |  | TMDL | TMDL |  |  | 313.7255 | 2729.6885 | 611 | 20% | 20% | 1.9307e-06 | 1.5013e-07
21 | 4 | 1.0054 | 103 | 21 | 4 | IND | 10.5311 | 1.016 | 2225.298 | 214.731 | 0.569 | 0.516 | 5.997 | 0.524 | 1267.178 | 110.76 | 1.0054 | 5.358 | 0.477 | 5.3871 | 0.47959 | 0.509 | 0.46982 | 1768 | 5 | Dry Detention | 0.2 |  |  | TMDL | TMDL |  |  | 1085.0565 | 43796.6296 | 103 | 20% | 20% | 1.0774 | 0.095919
21 | 2 | 0.34395 | 101 | 21 | 2 | MDR | 6.6729 | 0.344 | 2377.176 | 122.649 | 0.581 | 0.521 | 3.875 | 0.179 | 1380.281 | 63.876 | 0.34395 | 3.469 | 0.163 | 1.1932 | 0.056063 | 0.52 | 0.47481 | 1769 | 5 | Dry Detention | 0.2 |  |  | TMDL | TMDL |  |  | 523.4254 | 15920.8922 | 101 | 20% | 20% | 0.23863 | 0.011213
21 | 4 | 0.021547 | 103 | 21 | 4 | IND | 10.5311 | 1.016 | 2225.298 | 214.731 | 0.569 | 0.516 | 5.997 | 0.524 | 1267.178 | 110.76 | 0.021547 | 5.358 | 0.477 | 0.11545 | 0.010278 | 0.509 | 0.46982 | 1769 | 5 | Dry Detention | 0.2 |  |  | TMDL | TMDL |  |  | 523.4254 | 15920.8922 | 103 | 20% | 20% | 0.02309 | 0.0020556
21 | 2 | 0.51666 | 101 | 21 | 2 | MDR | 6.6729 | 0.344 | 2377.176 | 122.649 | 0.581 | 0.521 | 3.875 | 0.179 | 1380.281 | 63.876 | 0.51666 | 3.469 | 0.163 | 1.7923 | 0.084215 | 0.52 | 0.47481 | 1770 | 5 | Dry Detention | 0.2 |  |  | TMDL | TMDL |  |  | 699.1784 | 22505.5478 | 101 | 20% | 20% | 0.35846 | 0.016843
12 | 2 | 0.45493 | 30 | 12 | 2 | MDR | 9.8043 | 0.478 | 3299.018 | 160.951 | 0.191 | 0.144 | 1.876 | 0.069 | 631.242 | 23.116 | 0.45493 | 0.895 | 0.035 | 0.40716 | 0.015922 | 0.091 | 0.072588 | 1771 | 5 | Dry Detention | 0.2 |  |  | TMDL | TMDL |  |  | 3129.8199 | 293463.2676 | 30 | 20% | 20% | 0.081432 | 0.0031845
12 | 4 | 0.95276 | 32 | 12 | 4 | IND | 14.5181 | 1.342 | 4977.165 | 460.2 | 0.187 | 0.143 | 2.714 | 0.191 | 930.547 | 65.617 | 0.95276 | 1.286 | 0.097 | 1.2253 | 0.092418 | 0.089 | 0.072122 | 1771 | 5 | Dry Detention | 0.2 |  |  | TMDL | TMDL |  |  | 3129.8199 | 293463.2676 | 32 | 20% | 20% | 0.24505 | 0.018484
12 | 11 | 1.4546 | 35 | 12 | 11 | FOR | 2.1714 | 0.085 | 37.448 | 1.465 | 0.205 | 0.167 | 0.446 | 0.014 | 7.688 | 0.245 | 1.4546 | 0.217 | 0.007 | 0.31564 | 0.010182 | 0.1 | 0.086465 | 1771 | 5 | Dry Detention | 0.2 |  |  | TMDL | TMDL |  |  | 3129.8199 | 293463.2676 | 35 | 20% | 20% | 0.063128 | 0.0020364
12 | 12 | 0.16323 | 36 | 12 | 12 | WAT | 0.25272 | 0.006 | 24.513 | 0.569 | 0.211 | 0.176 | 0.053 | 0.001 | 5.166 | 0.1 | 0.16323 | 0.026 | 0.001 | 0.004244 | 0.00016323 | 0.105 | 0.091588 | 1771 | 5 | Dry Detention | 0.2 |  |  | TMDL | TMDL |  |  | 3129.8199 | 293463.2676 | 36 | 20% | 20% | 0.00084881 | 3.2647e-05
12 | 13 | 0.049719 | 37 | 12 | 13 | WET | 13.7162 | 0.865 | 322.406 | 20.343 | 0.189 | 0.147 | 2.587 | 0.127 | 60.82 | 2.985 | 0.049719 | 1.23 | 0.064 | 0.061155 | 0.003182 | 0.09 | 0.074432 | 1771 | 5 | Dry Detention | 0.2 |  |  | TMDL | TMDL |  |  | 3129.8199 | 293463.2676 | 37 | 20% | 20% | 0.012231 | 0.00063641
23 | 2 | 0.27419 | 121 | 23 | 2 | MDR | 7.0851 | 0.345 | 2693.279 | 131.118 | 0.895 | 0.911 | 6.34 | 0.314 | 2410.131 | 119.396 | 0.27419 | 6.34 | 0.314 | 1.7383 | 0.086095 | 0.895 | 0.9106 | 1771 | 5 | Dry Detention | 0.2 |  |  | TMDL | TMDL |  |  | 3129.8199 | 293463.2676 | 121 | 20% | 20% | 0.34767 | 0.017219
23 | 4 | 3.3876 | 123 | 23 | 4 | IND | 10.0422 | 0.85 | 5417.453 | 458.426 | 0.893 | 0.909 | 8.963 | 0.773 | 4835.422 | 416.755 | 3.3876 | 8.963 | 0.773 | 30.3632 | 2.6186 | 0.893 | 0.9091 | 1771 | 5 | Dry Detention | 0.2 |  |  | TMDL | TMDL |  |  | 3129.8199 | 293463.2676 | 123 | 20% | 20% | 6.0726 | 0.52373
21 | 2 | 0.25634 | 101 | 21 | 2 | MDR | 6.6729 | 0.344 | 2377.176 | 122.649 | 0.581 | 0.521 | 3.875 | 0.179 | 1380.281 | 63.876 | 0.25634 | 3.469 | 0.163 | 0.88925 | 0.041784 | 0.52 | 0.47481 | 1772 | 5 | Dry Detention | 0.2 |  |  | TMDL | TMDL |  |  | 423.0511 | 11166.2452 | 101 | 20% | 20% | 0.17785 | 0.0083568
36 | 1 | 5.0687 | 226 | 36 | 1 | LDR | 4.6704 | 0.433 | 1027.379 | 95.227 | 0.665 | 0.617 | 3.104 | 0.267 | 682.806 | 58.773 | 5.0687 | 3.104 | 0.267 | 15.7332 | 1.3533 | 0.665 | 0.61719 | 1773 | 5 | Dry Detention | 0.2 |  |  | TMDL | TMDL |  |  | 4028.3097 | 837081.879 | 226 | 20% | 20% | 3.1466 | 0.27067
36 | 7 | 7.3131 | 232 | 36 | 7 | PAS | 7.2649 | 0.677 | 845.245 | 78.733 | 0.671 | 0.628 | 4.874 | 0.425 | 567.104 | 49.454 | 7.3131 | 4.874 | 0.425 | 35.6442 | 3.1081 | 0.671 | 0.62812 | 1773 | 5 | Dry Detention | 0.2 |  |  | TMDL | TMDL |  |  | 4028.3097 | 837081.879 | 232 | 20% | 20% | 7.1288 | 0.62162
36 | 10 | 6.4447 | 234 | 36 | 10 | RAN | 2.7614 | 0.228 | 125.463 | 10.34 | 0.674 | 0.63 | 1.86 | 0.143 | 84.506 | 6.514 | 6.4447 | 1.86 | 0.143 | 11.9871 | 0.92159 | 0.674 | 0.63001 | 1773 | 5 | Dry Detention | 0.2 |  |  | TMDL | TMDL |  |  | 4028.3097 | 837081.879 | 234 | 20% | 20% | 2.3974 | 0.18432
36 | 13 | 0.39032 | 237 | 36 | 13 | WET | 2.5089 | 0.197 | 2607.78 | 205.211 | 0.69 | 0.646 | 1.731 | 0.127 | 1798.721 | 132.5 | 0.39032 | 1.731 | 0.127 | 0.67564 | 0.04957 | 0.69 | 0.64567 | 1773 | 5 | Dry Detention | 0.2 |  |  | TMDL | TMDL |  |  | 4028.3097 | 837081.879 | 237 | 20% | 20% | 0.13513 | 0.009914
98 | 1 | 1.4363 | 612 | 98 | 1 | LDR | 5.2337 | 0.483 | 1131.223 | 104.393 | 1.01 | 2 | 5.286 | 0.966 | 1142.425 | 208.786 | 1.4363 | 4.367 | 0.398 | 6.2725 | 0.57166 | 0.834 | 0.82413 | 1774 | 5 | Dry Detention | 0.2 |  |  | TMDL | TMDL |  |  | 4563.6114 | 81023.5756 | 612 | 20% | 20% | 1.2545 | 0.11433
98 | 8 | 0.39259 | 616 | 98 | 8 | AGR | 10.2093 | 0.993 | 222.204 | 21.614 | 1.012 | 2 | 10.335 | 1.986 | 224.947 | 43.228 | 0.39259 | 8.651 | 0.831 | 3.3963 | 0.32624 | 0.847 | 0.83698 | 1774 | 5 | Dry Detention | 0.2 |  |  | TMDL | TMDL |  |  | 4563.6114 | 81023.5756 | 616 | 20% | 20% | 0.67926 | 0.065248
98 | 11 | 0.031142 | 618 | 98 | 11 | FOR | 1.936 | 0.155 | 605.947 | 48.477 | 1.012 | 2 | 1.96 | 0.31 | 613.42 | 96.954 | 0.031142 | 1.647 | 0.13 | 0.051291 | 0.0040485 | 0.85 | 0.83988 | 1774 | 5 | Dry Detention | 0.2 |  |  | TMDL | TMDL |  |  | 4563.6114 | 81023.5756 | 618 | 20% | 20% | 0.010258 | 0.00080969
12 | 2 | 0.11293 | 30 | 12 | 2 | MDR | 9.8043 | 0.478 | 3299.018 | 160.951 | 0.191 | 0.144 | 1.876 | 0.069 | 631.242 | 23.116 | 0.11293 | 0.895 | 0.035 | 0.10107 | 0.0039525 | 0.091 | 0.072588 | 1775 | 5 | Dry Detention | 0.2 |  |  | TMDL | TMDL |  |  | 481.9185 | 13977.2952 | 30 | 20% | 20% | 0.020214 | 0.0007905
21 | 2 | 0.20795 | 101 | 21 | 2 | MDR | 6.6729 | 0.344 | 2377.176 | 122.649 | 0.581 | 0.521 | 3.875 | 0.179 | 1380.281 | 63.876 | 0.20795 | 3.469 | 0.163 | 0.72137 | 0.033895 | 0.52 | 0.47481 | 1775 | 5 | Dry Detention | 0.2 |  |  | TMDL | TMDL |  |  | 481.9185 | 13977.2952 | 101 | 20% | 20% | 0.14427 | 0.0067791
39 | 2 | 0.03508 | 260 | 39 | 2 | MDR | 5.5159 | 0.507 | 1488.242 | 136.786 | 1.075 | 1.082 | 5.931 | 0.548 | 1600.239 | 147.975 | 0.03508 | 5.492 | 0.499 | 0.19266 | 0.017505 | 0.996 | 0.98346 | 1776 | 5 | Dry Detention | 0.2 |  |  | TMDL | TMDL |  |  | 249.8888 | 3896.2905 | 260 | 20% | 20% | 0.038532 | 0.003501
39 | 4 | 0.054367 | 262 | 39 | 4 | IND | 9.1209 | 1.105 | 1283.176 | 155.409 | 1.075 | 1.081 | 9.803 | 1.194 | 1379.191 | 167.989 | 0.054367 | 9.077 | 1.086 | 0.49349 | 0.059043 | 0.995 | 0.98268 | 1776 | 5 | Dry Detention | 0.2 |  |  | TMDL | TMDL |  |  | 249.8888 | 3896.2905 | 262 | 20% | 20% | 0.098698 | 0.011809
98 | 11 | 0.074068 | 618 | 98 | 11 | FOR | 1.936 | 0.155 | 605.947 | 48.477 | 1.012 | 2 | 1.96 | 0.31 | 613.42 | 96.954 | 0.074068 | 1.647 | 0.13 | 0.12199 | 0.0096288 | 0.85 | 0.83988 | 1777 | 5 | Dry Detention | 0.2 |  |  | TMDL | TMDL |  |  | 274.8714 | 3226.4038 | 618 | 20% | 20% | 0.024398 | 0.0019258
92 | 2 | 0.21955 | 567 | 92 | 2 | MDR | 11.4307 | 0.577 | 3171.321 | 160.031 | 0.415 | 0.333 | 4.743 | 0.192 | 1315.816 | 53.26 | 0.21955 | 2.534 | 0.096 | 0.55635 | 0.021077 | 0.222 | 0.16717 | 1778 | 5 | Dry Detention | 0.2 |  |  | TMDL | TMDL |  |  | 400.0889 | 9563.7285 | 567 | 20% | 20% | 0.11127 | 0.0042154
21 | 2 | 0.31951 | 101 | 21 | 2 | MDR | 6.6729 | 0.344 | 2377.176 | 122.649 | 0.581 | 0.521 | 3.875 | 0.179 | 1380.281 | 63.876 | 0.31951 | 3.469 | 0.163 | 1.1084 | 0.05208 | 0.52 | 0.47481 | 1779 | 5 | Dry Detention | 0.2 |  |  | TMDL | TMDL |  |  | 499.7684 | 13917.7933 | 101 | 20% | 20% | 0.22168 | 0.010416
21 | 2 | 0.34206 | 101 | 21 | 2 | MDR | 6.6729 | 0.344 | 2377.176 | 122.649 | 0.581 | 0.521 | 3.875 | 0.179 | 1380.281 | 63.876 | 0.34206 | 3.469 | 0.163 | 1.1866 | 0.055755 | 0.52 | 0.47481 | 1780 | 5 | Dry Detention | 0.2 |  |  | TMDL | TMDL |  |  | 497.7849 | 14899.9406 | 101 | 20% | 20% | 0.23732 | 0.011151
21 | 2 | 0.33449 | 101 | 21 | 2 | MDR | 6.6729 | 0.344 | 2377.176 | 122.649 | 0.581 | 0.521 | 3.875 | 0.179 | 1380.281 | 63.876 | 0.33449 | 3.469 | 0.163 | 1.1603 | 0.054521 | 0.52 | 0.47481 | 1781 | 5 | Dry Detention | 0.2 |  |  | TMDL | TMDL |  |  | 493.7714 | 14570.1215 | 101 | 20% | 20% | 0.23207 | 0.010904
21 | 2 | 0.33597 | 101 | 21 | 2 | MDR | 6.6729 | 0.344 | 2377.176 | 122.649 | 0.581 | 0.521 | 3.875 | 0.179 | 1380.281 | 63.876 | 0.33597 | 3.469 | 0.163 | 1.1655 | 0.054762 | 0.52 | 0.47481 | 1782 | 5 | Dry Detention | 0.2 |  |  | TMDL | TMDL |  |  | 496.3652 | 14634.5874 | 101 | 20% | 20% | 0.23309 | 0.010952
21 | 2 | 0.076092 | 101 | 21 | 2 | MDR | 6.6729 | 0.344 | 2377.176 | 122.649 | 0.581 | 0.521 | 3.875 | 0.179 | 1380.281 | 63.876 | 0.076092 | 3.469 | 0.163 | 0.26396 | 0.012403 | 0.52 | 0.47481 | 1783 | 5 | Dry Detention | 0.2 |  |  | TMDL | TMDL |  |  | 373.5153 | 3314.5459 | 101 | 20% | 20% | 0.052792 | 0.0024806
21 | 2 | 0.47997 | 101 | 21 | 2 | MDR | 6.6729 | 0.344 | 2377.176 | 122.649 | 0.581 | 0.521 | 3.875 | 0.179 | 1380.281 | 63.876 | 0.47997 | 3.469 | 0.163 | 1.665 | 0.078236 | 0.52 | 0.47481 | 1784 | 5 | Dry Detention | 0.2 |  |  | TMDL | TMDL |  |  | 712.2257 | 20907.5513 | 101 | 20% | 20% | 0.33301 | 0.015647
39 | 3 | 7.734e-06 | 261 | 39 | 3 | HDR | 11.5112 | 1.269 | 2174.863 | 239.794 | 1.075 | 1.082 | 12.376 | 1.373 | 2338.17 | 259.4 | 7.734e-06 | 11.459 | 1.248 | 8.8624e-05 | 9.652e-06 | 0.995 | 0.98342 | 1785 | 5 | Dry Detention | 0.2 |  |  | TMDL | TMDL |  |  | 147.9707 | 286.3955 | 261 | 20% | 20% | 1.7725e-05 | 1.9304e-06
39 | 4 | 0.0065641 | 262 | 39 | 4 | IND | 9.1209 | 1.105 | 1283.176 | 155.409 | 1.075 | 1.081 | 9.803 | 1.194 | 1379.191 | 167.989 | 0.0065641 | 9.077 | 1.086 | 0.059582 | 0.0071286 | 0.995 | 0.98268 | 1785 | 5 | Dry Detention | 0.2 |  |  | TMDL | TMDL |  |  | 147.9707 | 286.3955 | 262 | 20% | 20% | 0.011916 | 0.0014257
39 | 12 | 0.0016511 | 269 | 39 | 12 | WAT | 0.27851 | 0.019 | 88.781 | 6.052 | 1.081 | 1.084 | 0.301 | 0.021 | 95.936 | 6.562 | 0.0016511 | 0.279 | 0.019 | 0.00046067 | 3.1372e-05 | 1.001 | 0.98565 | 1786 | 5 | Dry Detention | 0.2 |  |  | TMDL | TMDL |  |  | 47.1752 | 92.146 | 269 | 20% | 20% | 9.2134e-05 | 6.2743e-06
92 | 2 | 0.17861 | 567 | 92 | 2 | MDR | 11.4307 | 0.577 | 3171.321 | 160.031 | 0.415 | 0.333 | 4.743 | 0.192 | 1315.816 | 53.26 | 0.17861 | 2.534 | 0.096 | 0.45259 | 0.017146 | 0.222 | 0.16717 | 1787 | 5 | Dry Detention | 0.2 |  |  | TMDL | TMDL |  |  | 367.8076 | 7780.0806 | 567 | 20% | 20% | 0.090518 | 0.0034293
23 | 2 | 0.20463 | 121 | 23 | 2 | MDR | 7.0851 | 0.345 | 2693.279 | 131.118 | 0.895 | 0.911 | 6.34 | 0.314 | 2410.131 | 119.396 | 0.20463 | 6.34 | 0.314 | 1.2974 | 0.064255 | 0.895 | 0.9106 | 1788 | 5 | Dry Detention | 0.2 |  |  | TMDL | TMDL |  |  | 1601.2806 | 141815.0553 | 121 | 20% | 20% | 0.25947 | 0.012851
23 | 4 | 3.051 | 123 | 23 | 4 | IND | 10.0422 | 0.85 | 5417.453 | 458.426 | 0.893 | 0.909 | 8.963 | 0.773 | 4835.422 | 416.755 | 3.051 | 8.963 | 0.773 | 27.3462 | 2.3584 | 0.893 | 0.9091 | 1788 | 5 | Dry Detention | 0.2 |  |  | TMDL | TMDL |  |  | 1601.2806 | 141815.0553 | 123 | 20% | 20% | 5.4692 | 0.47169
92 | 2 | 0.11196 | 567 | 92 | 2 | MDR | 11.4307 | 0.577 | 3171.321 | 160.031 | 0.415 | 0.333 | 4.743 | 0.192 | 1315.816 | 53.26 | 0.11196 | 2.534 | 0.096 | 0.28371 | 0.010748 | 0.222 | 0.16717 | 1789 | 5 | Dry Detention | 0.2 |  |  | TMDL | TMDL |  |  | 413.2317 | 10183.4309 | 567 | 20% | 20% | 0.056742 | 0.0021497
94 | 2 | 0.12182 | 586 | 94 | 2 | MDR | 9.6055 | 0.522 | 1751.97 | 95.149 | 0.245 | 0.182 | 2.356 | 0.095 | 429.647 | 17.285 | 0.12182 | 0.559 | 0.018 | 0.068096 | 0.0021927 | 0.058 | 0.034724 | 1789 | 5 | Dry Detention | 0.2 |  |  | TMDL | TMDL |  |  | 413.2317 | 10183.4309 | 586 | 20% | 20% | 0.013619 | 0.00043855
36 | 1 | 0.96203 | 226 | 36 | 1 | LDR | 4.6704 | 0.433 | 1027.379 | 95.227 | 0.665 | 0.617 | 3.104 | 0.267 | 682.806 | 58.773 | 0.96203 | 3.104 | 0.267 | 2.9861 | 0.25686 | 0.665 | 0.61719 | 1790 | 5 | Dry Detention | 0.2 |  |  | TMDL | TMDL |  |  | 1867.8664 | 191795.3503 | 226 | 20% | 20% | 0.59723 | 0.051372
36 | 13 | 3.441 | 237 | 36 | 13 | WET | 2.5089 | 0.197 | 2607.78 | 205.211 | 0.69 | 0.646 | 1.731 | 0.127 | 1798.721 | 132.5 | 3.441 | 1.731 | 0.127 | 5.9564 | 0.43701 | 0.69 | 0.64567 | 1790 | 5 | Dry Detention | 0.2 |  |  | TMDL | TMDL |  |  | 1867.8664 | 191795.3503 | 237 | 20% | 20% | 1.1913 | 0.087402
23 | 3 | 0.019879 | 122 | 23 | 3 | HDR | 15.1365 | 1.11 | 4936.678 | 361.861 | 0.895 | 0.911 | 13.544 | 1.011 | 4417.226 | 329.591 | 0.019879 | 13.544 | 1.011 | 0.26924 | 0.020098 | 0.895 | 0.91082 | 1791 | 5 | Dry Detention | 0.2 |  |  | TMDL | TMDL |  |  | 618.0505 | 9101.5243 | 122 | 20% | 20% | 0.053849 | 0.0040196
23 | 13 | 0.18906 | 130 | 23 | 13 | WET | 8.0216 | 0.526 | 6987.131 | 457.734 | 0.893 | 0.91 | 7.166 | 0.478 | 6241.869 | 416.507 | 0.18906 | 7.166 | 0.478 | 1.3548 | 0.090373 | 0.893 | 0.90993 | 1791 | 5 | Dry Detention | 0.2 |  |  | TMDL | TMDL |  |  | 618.0505 | 9101.5243 | 130 | 20% | 20% | 0.27097 | 0.018075
98 | 13 | 0.0026214 | 620 | 98 | 13 | WET | 2.2526 | 0.176 | 2135.004 | 166.457 | 1.017 | 2 | 2.29 | 0.351 | 2170.555 | 332.915 | 0.0026214 | 1.946 | 0.15 | 0.0051013 | 0.00039322 | 0.864 | 0.85634 | 1792 | 5 | Dry Detention | 0.2 |  |  | TMDL | TMDL |  |  | 124.3282 | 114.1898 | 620 | 20% | 20% | 0.0010203 | 7.8643e-05
23 | 4 | 0.38951 | 123 | 23 | 4 | IND | 10.0422 | 0.85 | 5417.453 | 458.426 | 0.893 | 0.909 | 8.963 | 0.773 | 4835.422 | 416.755 | 0.38951 | 8.963 | 0.773 | 3.4911 | 0.30109 | 0.893 | 0.9091 | 1793 | 5 | Dry Detention | 0.2 |  |  | TMDL | TMDL |  |  | 534.9021 | 16966.7721 | 123 | 20% | 20% | 0.69823 | 0.060217
23 | 2 | 0.2138 | 121 | 23 | 2 | MDR | 7.0851 | 0.345 | 2693.279 | 131.118 | 0.895 | 0.911 | 6.34 | 0.314 | 2410.131 | 119.396 | 0.2138 | 6.34 | 0.314 | 1.3555 | 0.067133 | 0.895 | 0.9106 | 1794 | 5 | Dry Detention | 0.2 |  |  | TMDL | TMDL |  |  | 414.8919 | 9313.1295 | 121 | 20% | 20% | 0.2711 | 0.013427
23 | 2 | 0.41291 | 121 | 23 | 2 | MDR | 7.0851 | 0.345 | 2693.279 | 131.118 | 0.895 | 0.911 | 6.34 | 0.314 | 2410.131 | 119.396 | 0.41291 | 6.34 | 0.314 | 2.6178 | 0.12965 | 0.895 | 0.9106 | 1795 | 5 | Dry Detention | 0.2 |  |  | TMDL | TMDL |  |  | 1002.34 | 18804.674 | 121 | 20% | 20% | 0.52357 | 0.025931
23 | 12 | 0.0029114 | 129 | 23 | 12 | WAT | 0.49355 | 0.016 | 34.255 | 1.077 | 0.898 | 0.913 | 0.443 | 0.014 | 30.778 | 0.983 | 0.0029114 | 0.443 | 0.014 | 0.0012898 | 4.076e-05 | 0.898 | 0.91306 | 1795 | 5 | Dry Detention | 0.2 |  |  | TMDL | TMDL |  |  | 1002.34 | 18804.674 | 129 | 20% | 20% | 0.00025795 | 8.152e-06
23 | 13 | 0.015879 | 130 | 23 | 13 | WET | 8.0216 | 0.526 | 6987.131 | 457.734 | 0.893 | 0.91 | 7.166 | 0.478 | 6241.869 | 416.507 | 0.015879 | 7.166 | 0.478 | 0.11379 | 0.00759 | 0.893 | 0.90993 | 1795 | 5 | Dry Detention | 0.2 |  |  | TMDL | TMDL |  |  | 1002.34 | 18804.674 | 130 | 20% | 20% | 0.022757 | 0.001518
92 | 3 | 3.5268 | 568 | 92 | 3 | HDR | 26.2337 | 2.148 | 606.773 | 49.675 | 0.415 | 0.342 | 10.884 | 0.735 | 251.745 | 16.994 | 3.5268 | 5.816 | 0.375 | 20.5118 | 1.3225 | 0.222 | 0.17449 | 1796 | 5 | Dry Detention | 0.2 |  |  | TMDL | TMDL |  |  | 1805.8656 | 153626.0203 | 568 | 20% | 20% | 4.1024 | 0.26451
21 | 2 | 0.27273 | 101 | 21 | 2 | MDR | 6.6729 | 0.344 | 2377.176 | 122.649 | 0.581 | 0.521 | 3.875 | 0.179 | 1380.281 | 63.876 | 0.27273 | 3.469 | 0.163 | 0.9461 | 0.044455 | 0.52 | 0.47481 | 1797 | 5 | Dry Detention | 0.2 |  |  | TMDL | TMDL |  |  | 449.2349 | 11880.1242 | 101 | 20% | 20% | 0.18922 | 0.008891
21 | 2 | 0.16581 | 101 | 21 | 2 | MDR | 6.6729 | 0.344 | 2377.176 | 122.649 | 0.581 | 0.521 | 3.875 | 0.179 | 1380.281 | 63.876 | 0.16581 | 3.469 | 0.163 | 0.57521 | 0.027028 | 0.52 | 0.47481 | 1798 | 5 | Dry Detention | 0.2 |  |  | TMDL | TMDL |  |  | 382.0818 | 7222.8412 | 101 | 20% | 20% | 0.11504 | 0.0054055
23 | 2 | 0.32552 | 121 | 23 | 2 | MDR | 7.0851 | 0.345 | 2693.279 | 131.118 | 0.895 | 0.911 | 6.34 | 0.314 | 2410.131 | 119.396 | 0.32552 | 6.34 | 0.314 | 2.0638 | 0.10221 | 0.895 | 0.9106 | 1799 | 5 | Dry Detention | 0.2 |  |  | TMDL | TMDL |  |  | 625.4621 | 14179.6145 | 121 | 20% | 20% | 0.41276 | 0.020443
90 | 4 | 0.0020205 | 548 | 90 | 4 | IND | 14.9374 | 1.425 | 2368.245 | 225.99 | 0.803 | 0.836 | 11.993 | 1.191 | 1901.418 | 188.888 | 0.0020205 | 5.645 | 0.592 | 0.011406 | 0.0011962 | 0.378 | 0.41522 | 1800 | 5 | Dry Detention | 0.2 |  |  | TMDL | TMDL |  |  | 417.4469 | 10159.3205 | 548 | 20% | 20% | 0.0022812 | 0.00023923
90 | 11 | 0.23121 | 553 | 90 | 11 | FOR | 2.8901 | 0.129 | 722.975 | 32.197 | 0.805 | 0.838 | 2.326 | 0.108 | 581.805 | 26.979 | 0.23121 | 1.119 | 0.054 | 0.25872 | 0.012485 | 0.387 | 0.42305 | 1800 | 5 | Dry Detention | 0.2 |  |  | TMDL | TMDL |  |  | 417.4469 | 10159.3205 | 553 | 20% | 20% | 0.051744 | 0.002497
94 | 2 | 1.7422 | 586 | 94 | 2 | MDR | 9.6055 | 0.522 | 1751.97 | 95.149 | 0.245 | 0.182 | 2.356 | 0.095 | 429.647 | 17.285 | 1.7422 | 0.559 | 0.018 | 0.9739 | 0.03136 | 0.058 | 0.034724 | 1801 | 5 | Dry Detention | 0.2 |  |  | TMDL | TMDL |  |  | 1417.1499 | 75890.6791 | 586 | 20% | 20% | 0.19478 | 0.006272
11 | 2 | 5.0763 | 21 | 0 | 0 |  | 0 | 0 | 0 | 0 | 0 | 0 | 0 | 0 | 0 | 0 | 5.0763 | 0 | 0 | 0 | 0 | 0 | 0 | 1802 | 5 | Dry Detention | 0.2 |  |  | TMDL | TMDL |  |  | 7262.7899 | 952201.3287 | 21 | 20% | 20% | 0 | 0
94 | 2 | 15.5779 | 586 | 94 | 2 | MDR | 9.6055 | 0.522 | 1751.97 | 95.149 | 0.245 | 0.182 | 2.356 | 0.095 | 429.647 | 17.285 | 15.5779 | 0.559 | 0.018 | 8.708 | 0.2804 | 0.058 | 0.034724 | 1802 | 5 | Dry Detention | 0.2 |  |  | TMDL | TMDL |  |  | 7262.7899 | 952201.3287 | 586 | 20% | 20% | 1.7416 | 0.05608
94 | 4 | 0.24208 | 587 | 94 | 4 | IND | 15.2828 | 1.533 | 490.251 | 49.176 | 0.233 | 0.178 | 3.566 | 0.273 | 114.384 | 8.766 | 0.24208 | 0.819 | 0.053 | 0.19826 | 0.01283 | 0.054 | 0.034328 | 1802 | 5 | Dry Detention | 0.2 |  |  | TMDL | TMDL |  |  | 7262.7899 | 952201.3287 | 587 | 20% | 20% | 0.039653 | 0.002566
94 | 13 | 0.9634 | 591 | 94 | 13 | WET | 0.65136 | 0.028 | 32.964 | 1.408 | 0.308 | 0.255 | 0.201 | 0.007 | 10.154 | 0.36 | 0.9634 | 0.058 | 0.002 | 0.055877 | 0.0019268 | 0.089 | 0.067279 | 1802 | 5 | Dry Detention | 0.2 |  |  | TMDL | TMDL |  |  | 7262.7899 | 952201.3287 | 591 | 20% | 20% | 0.011175 | 0.00038536
37 | 8 | 0.84945 | 241 | 37 | 8 | AGR | 9.9881 | 0.954 | 5753.428 | 549.77 | 0.832 | 0.809 | 8.308 | 0.772 | 4785.623 | 444.557 | 0.84945 | 8.308 | 0.772 | 7.0572 | 0.65578 | 0.832 | 0.80862 | 1803 | 5 | Dry Detention | 0.2 |  |  | TMDL | TMDL |  |  | 769.7255 | 37001.941 | 241 | 20% | 20% | 1.4114 | 0.13116
94 | 2 | 0.0032777 | 586 | 94 | 2 | MDR | 9.6055 | 0.522 | 1751.97 | 95.149 | 0.245 | 0.182 | 2.356 | 0.095 | 429.647 | 17.285 | 0.0032777 | 0.559 | 0.018 | 0.0018322 | 5.8998e-05 | 0.058 | 0.034724 | 1804 | 5 | Dry Detention | 0.2 |  |  | TMDL | TMDL |  |  | 100.0611 | 142.7954 | 586 | 20% | 20% | 0.00036645 | 1.18e-05
94 | 13 | 3.6195e-08 | 591 | 94 | 13 | WET | 0.65136 | 0.028 | 32.964 | 1.408 | 0.308 | 0.255 | 0.201 | 0.007 | 10.154 | 0.36 | 3.6195e-08 | 0.058 | 0.002 | 2.0993e-09 | 7.2391e-11 | 0.089 | 0.067279 | 1804 | 5 | Dry Detention | 0.2 |  |  | TMDL | TMDL |  |  | 100.0611 | 142.7954 | 591 | 20% | 20% | 4.1987e-10 | 1.4478e-11
39 | 1 | 0.31823 | 259 | 39 | 1 | LDR | 2.8996 | 0.259 | 1035.599 | 92.373 | 1.075 | 1.082 | 3.118 | 0.28 | 1113.717 | 99.953 | 0.31823 | 2.887 | 0.254 | 0.91874 | 0.080831 | 0.996 | 0.98369 | 1805 | 5 | Dry Detention | 0.2 |  |  | TMDL | TMDL |  |  | 2993.7473 | 172538.4095 | 259 | 20% | 20% | 0.18375 | 0.016166
39 | 2 | 0.13274 | 260 | 39 | 2 | MDR | 5.5159 | 0.507 | 1488.242 | 136.786 | 1.075 | 1.082 | 5.931 | 0.548 | 1600.239 | 147.975 | 0.13274 | 5.492 | 0.499 | 0.729 | 0.066237 | 0.996 | 0.98346 | 1805 | 5 | Dry Detention | 0.2 |  |  | TMDL | TMDL |  |  | 2993.7473 | 172538.4095 | 260 | 20% | 20% | 0.1458 | 0.013247
39 | 10 | 1.4258 | 267 | 39 | 10 | RAN | 1.5738 | 0.121 | 122.792 | 9.427 | 1.074 | 1.083 | 1.69 | 0.131 | 131.882 | 10.206 | 1.4258 | 1.565 | 0.119 | 2.2314 | 0.16967 | 0.994 | 0.98421 | 1805 | 5 | Dry Detention | 0.2 |  |  | TMDL | TMDL |  |  | 2993.7473 | 172538.4095 | 267 | 20% | 20% | 0.44629 | 0.033935
39 | 11 | 2.0525 | 268 | 39 | 11 | FOR | 0.99237 | 0.07 | 385.77 | 27.224 | 1.075 | 1.083 | 1.067 | 0.076 | 414.895 | 29.493 | 2.0525 | 0.988 | 0.069 | 2.0279 | 0.14162 | 0.996 | 0.98485 | 1805 | 5 | Dry Detention | 0.2 |  |  | TMDL | TMDL |  |  | 2993.7473 | 172538.4095 | 268 | 20% | 20% | 0.40557 | 0.028324
39 | 13 | 0.01771 | 270 | 39 | 13 | WET | 2.4147 | 0.224 | 8471.903 | 784.954 | 1.082 | 1.085 | 2.613 | 0.243 | 9167.141 | 851.506 | 0.01771 | 2.419 | 0.221 | 0.04284 | 0.0039139 | 1.002 | 0.98617 | 1805 | 5 | Dry Detention | 0.2 |  |  | TMDL | TMDL |  |  | 2993.7473 | 172538.4095 | 270 | 20% | 20% | 0.008568 | 0.00078277
36 | 1 | 2.2953 | 226 | 36 | 1 | LDR | 4.6704 | 0.433 | 1027.379 | 95.227 | 0.665 | 0.617 | 3.104 | 0.267 | 682.806 | 58.773 | 2.2953 | 3.104 | 0.267 | 7.1246 | 0.61284 | 0.665 | 0.61719 | 1806 | 5 | Dry Detention | 0.2 |  |  | TMDL | TMDL |  |  | 1995.2116 | 214385.0161 | 226 | 20% | 20% | 1.4249 | 0.12257
36 | 13 | 1.2825 | 237 | 36 | 13 | WET | 2.5089 | 0.197 | 2607.78 | 205.211 | 0.69 | 0.646 | 1.731 | 0.127 | 1798.721 | 132.5 | 1.2825 | 1.731 | 0.127 | 2.22 | 0.16288 | 0.69 | 0.64567 | 1806 | 5 | Dry Detention | 0.2 |  |  | TMDL | TMDL |  |  | 1995.2116 | 214385.0161 | 237 | 20% | 20% | 0.444 | 0.032576
37 | 1 | 0.58201 | 238 | 37 | 1 | LDR | 5.1162 | 0.464 | 345.183 | 31.305 | 0.812 | 0.781 | 4.154 | 0.362 | 280.282 | 24.449 | 0.58201 | 4.154 | 0.362 | 2.4177 | 0.21069 | 0.812 | 0.78099 | 1806 | 5 | Dry Detention | 0.2 |  |  | TMDL | TMDL |  |  | 1995.2116 | 214385.0161 | 238 | 20% | 20% | 0.48353 | 0.042137
37 | 8 | 0.76183 | 241 | 37 | 8 | AGR | 9.9881 | 0.954 | 5753.428 | 549.77 | 0.832 | 0.809 | 8.308 | 0.772 | 4785.623 | 444.557 | 0.76183 | 8.308 | 0.772 | 6.3293 | 0.58813 | 0.832 | 0.80862 | 1806 | 5 | Dry Detention | 0.2 |  |  | TMDL | TMDL |  |  | 1995.2116 | 214385.0161 | 241 | 20% | 20% | 1.2659 | 0.11763
98 | 8 | 1.1798 | 616 | 98 | 8 | AGR | 10.2093 | 0.993 | 222.204 | 21.614 | 1.012 | 2 | 10.335 | 1.986 | 224.947 | 43.228 | 1.1798 | 8.651 | 0.831 | 10.2067 | 0.98043 | 0.847 | 0.83698 | 1807 | 5 | Dry Detention | 0.2 |  |  | TMDL | TMDL |  |  | 2069.1579 | 156251.4645 | 616 | 20% | 20% | 2.0413 | 0.19609
98 | 13 | 2.4072 | 620 | 98 | 13 | WET | 2.2526 | 0.176 | 2135.004 | 166.457 | 1.017 | 2 | 2.29 | 0.351 | 2170.555 | 332.915 | 2.4072 | 1.946 | 0.15 | 4.6845 | 0.36108 | 0.864 | 0.85634 | 1807 | 5 | Dry Detention | 0.2 |  |  | TMDL | TMDL |  |  | 2069.1579 | 156251.4645 | 620 | 20% | 20% | 0.93689 | 0.072217
23 | 2 | 0.72635 | 121 | 23 | 2 | MDR | 7.0851 | 0.345 | 2693.279 | 131.118 | 0.895 | 0.911 | 6.34 | 0.314 | 2410.131 | 119.396 | 0.72635 | 6.34 | 0.314 | 4.6051 | 0.22808 | 0.895 | 0.9106 | 1808 | 5 | Dry Detention | 0.2 |  |  | TMDL | TMDL |  |  | 799.1027 | 31639.8797 | 121 | 20% | 20% | 0.92102 | 0.045615
98 | 11 | 5.5827 | 618 | 98 | 11 | FOR | 1.936 | 0.155 | 605.947 | 48.477 | 1.012 | 2 | 1.96 | 0.31 | 613.42 | 96.954 | 5.5827 | 1.647 | 0.13 | 9.1947 | 0.72575 | 0.85 | 0.83988 | 1809 | 5 | Dry Detention | 0.2 |  |  | TMDL | TMDL |  |  | 2447.777 | 243181.1761 | 618 | 20% | 20% | 1.8389 | 0.14515
98 | 1 | 0.96255 | 612 | 98 | 1 | LDR | 5.2337 | 0.483 | 1131.223 | 104.393 | 1.01 | 2 | 5.286 | 0.966 | 1142.425 | 208.786 | 0.96255 | 4.367 | 0.398 | 4.2034 | 0.38309 | 0.834 | 0.82413 | 1810 | 5 | Dry Detention | 0.2 |  |  | TMDL | TMDL |  |  | 1279.5305 | 41928.9882 | 612 | 20% | 20% | 0.84069 | 0.076619
92 | 3 | 4.6143 | 568 | 92 | 3 | HDR | 26.2337 | 2.148 | 606.773 | 49.675 | 0.415 | 0.342 | 10.884 | 0.735 | 251.745 | 16.994 | 4.6143 | 5.816 | 0.375 | 26.8365 | 1.7303 | 0.222 | 0.17449 | 1811 | 5 | Dry Detention | 0.2 |  |  | TMDL | TMDL |  |  | 3513.8891 | 201007.4418 | 568 | 20% | 20% | 5.3673 | 0.34607
92 | 13 | 0.0002628 | 576 | 92 | 13 | WET | 0.79346 | 0.031 | 85.726 | 3.331 | 0.479 | 0.43 | 0.38 | 0.013 | 41.037 | 1.433 | 0.0002628 | 0.222 | 0.008 | 5.8341e-05 | 2.1024e-06 | 0.279 | 0.24511 | 1811 | 5 | Dry Detention | 0.2 |  |  | TMDL | TMDL |  |  | 3513.8891 | 201007.4418 | 576 | 20% | 20% | 1.1668e-05 | 4.2047e-07
21 | 2 | 0.2353 | 101 | 21 | 2 | MDR | 6.6729 | 0.344 | 2377.176 | 122.649 | 0.581 | 0.521 | 3.875 | 0.179 | 1380.281 | 63.876 | 0.2353 | 3.469 | 0.163 | 0.81627 | 0.038354 | 0.52 | 0.47481 | 1812 | 5 | Dry Detention | 0.2 |  |  | TMDL | TMDL |  |  | 425.4322 | 10249.7836 | 101 | 20% | 20% | 0.16325 | 0.0076709
21 | 2 | 0.31124 | 101 | 21 | 2 | MDR | 6.6729 | 0.344 | 2377.176 | 122.649 | 0.581 | 0.521 | 3.875 | 0.179 | 1380.281 | 63.876 | 0.31124 | 3.469 | 0.163 | 1.0797 | 0.050733 | 0.52 | 0.47481 | 1813 | 5 | Dry Detention | 0.2 |  |  | TMDL | TMDL |  |  | 473.2406 | 13557.6965 | 101 | 20% | 20% | 0.21594 | 0.010147
98 | 13 | 5.1013 | 620 | 98 | 13 | WET | 2.2526 | 0.176 | 2135.004 | 166.457 | 1.017 | 2 | 2.29 | 0.351 | 2170.555 | 332.915 | 5.1013 | 1.946 | 0.15 | 9.9272 | 0.7652 | 0.864 | 0.85634 | 1814 | 5 | Dry Detention | 0.2 |  |  | TMDL | TMDL |  |  | 2029.9897 | 222213.7271 | 620 | 20% | 20% | 1.9854 | 0.15304
92 | 2 | 0.65508 | 567 | 92 | 2 | MDR | 11.4307 | 0.577 | 3171.321 | 160.031 | 0.415 | 0.333 | 4.743 | 0.192 | 1315.816 | 53.26 | 0.65508 | 2.534 | 0.096 | 1.66 | 0.062888 | 0.222 | 0.16717 | 1815 | 5 | Dry Detention | 0.2 |  |  | TMDL | TMDL |  |  | 770.1271 | 28846.0027 | 567 | 20% | 20% | 0.332 | 0.012578
92 | 13 | 0.0071333 | 576 | 92 | 13 | WET | 0.79346 | 0.031 | 85.726 | 3.331 | 0.479 | 0.43 | 0.38 | 0.013 | 41.037 | 1.433 | 0.0071333 | 0.222 | 0.008 | 0.0015836 | 5.7066e-05 | 0.279 | 0.24511 | 1815 | 5 | Dry Detention | 0.2 |  |  | TMDL | TMDL |  |  | 770.1271 | 28846.0027 | 576 | 20% | 20% | 0.00031672 | 1.1413e-05
92 | 2 | 0.21308 | 567 | 92 | 2 | MDR | 11.4307 | 0.577 | 3171.321 | 160.031 | 0.415 | 0.333 | 4.743 | 0.192 | 1315.816 | 53.26 | 0.21308 | 2.534 | 0.096 | 0.53994 | 0.020455 | 0.222 | 0.16717 | 1816 | 5 | Dry Detention | 0.2 |  |  | TMDL | TMDL |  |  | 483.0086 | 9295.6327 | 567 | 20% | 20% | 0.10799 | 0.0040911
92 | 13 | 0.00032149 | 576 | 92 | 13 | WET | 0.79346 | 0.031 | 85.726 | 3.331 | 0.479 | 0.43 | 0.38 | 0.013 | 41.037 | 1.433 | 0.00032149 | 0.222 | 0.008 | 7.1372e-05 | 2.572e-06 | 0.279 | 0.24511 | 1816 | 5 | Dry Detention | 0.2 |  |  | TMDL | TMDL |  |  | 483.0086 | 9295.6327 | 576 | 20% | 20% | 1.4274e-05 | 5.1439e-07
21 | 2 | 1.0252 | 101 | 21 | 2 | MDR | 6.6729 | 0.344 | 2377.176 | 122.649 | 0.581 | 0.521 | 3.875 | 0.179 | 1380.281 | 63.876 | 1.0252 | 3.469 | 0.163 | 3.5565 | 0.16711 | 0.52 | 0.47481 | 1817 | 5 | Dry Detention | 0.2 |  |  | TMDL | TMDL |  |  | 1051.048 | 44658.0167 | 101 | 20% | 20% | 0.71129 | 0.033422
21 | 2 | 0.79457 | 101 | 21 | 2 | MDR | 6.6729 | 0.344 | 2377.176 | 122.649 | 0.581 | 0.521 | 3.875 | 0.179 | 1380.281 | 63.876 | 0.79457 | 3.469 | 0.163 | 2.7564 | 0.12951 | 0.52 | 0.47481 | 1818 | 5 | Dry Detention | 0.2 |  |  | TMDL | TMDL |  |  | 966.1027 | 36221.4754 | 101 | 20% | 20% | 0.55127 | 0.025903
21 | 12 | 0.036967 | 107 | 21 | 12 | WAT | 0.21083 | 0.005 | 4.617 | 0.107 | 0.624 | 0.563 | 0.132 | 0.003 | 2.882 | 0.06 | 0.036967 | 0.119 | 0.003 | 0.0043991 | 0.0001109 | 0.565 | 0.51707 | 1818 | 5 | Dry Detention | 0.2 |  |  | TMDL | TMDL |  |  | 966.1027 | 36221.4754 | 107 | 20% | 20% | 0.00087981 | 2.218e-05
21 | 2 | 0.31213 | 101 | 21 | 2 | MDR | 6.6729 | 0.344 | 2377.176 | 122.649 | 0.581 | 0.521 | 3.875 | 0.179 | 1380.281 | 63.876 | 0.31213 | 3.469 | 0.163 | 1.0828 | 0.050877 | 0.52 | 0.47481 | 1819 | 5 | Dry Detention | 0.2 |  |  | TMDL | TMDL |  |  | 472.4828 | 13596.2251 | 101 | 20% | 20% | 0.21655 | 0.010175
92 | 3 | 6.5472 | 568 | 92 | 3 | HDR | 26.2337 | 2.148 | 606.773 | 49.675 | 0.415 | 0.342 | 10.884 | 0.735 | 251.745 | 16.994 | 6.5472 | 5.816 | 0.375 | 38.0787 | 2.4552 | 0.222 | 0.17449 | 1820 | 5 | Dry Detention | 0.2 |  |  | TMDL | TMDL |  |  | 6555.2877 | 404470.2221 | 568 | 20% | 20% | 7.6157 | 0.49104
92 | 4 | 2.1959 | 569 | 92 | 4 | IND | 18.1266 | 1.692 | 2033.405 | 189.788 | 0.402 | 0.328 | 7.291 | 0.554 | 817.913 | 62.182 | 2.1959 | 3.829 | 0.278 | 8.408 | 0.61045 | 0.211 | 0.16435 | 1820 | 5 | Dry Detention | 0.2 |  |  | TMDL | TMDL |  |  | 6555.2877 | 404470.2221 | 569 | 20% | 20% | 1.6816 | 0.12209
92 | 13 | 0.5423 | 576 | 92 | 13 | WET | 0.79346 | 0.031 | 85.726 | 3.331 | 0.479 | 0.43 | 0.38 | 0.013 | 41.037 | 1.433 | 0.5423 | 0.222 | 0.008 | 0.12039 | 0.0043384 | 0.279 | 0.24511 | 1820 | 5 | Dry Detention | 0.2 |  |  | TMDL | TMDL |  |  | 6555.2877 | 404470.2221 | 576 | 20% | 20% | 0.024078 | 0.00086768
39 | 1 | 0.42721 | 259 | 39 | 1 | LDR | 2.8996 | 0.259 | 1035.599 | 92.373 | 1.075 | 1.082 | 3.118 | 0.28 | 1113.717 | 99.953 | 0.42721 | 2.887 | 0.254 | 1.2334 | 0.10851 | 0.996 | 0.98369 | 1821 | 5 | Dry Detention | 0.2 |  |  | TMDL | TMDL |  |  | 769.8416 | 35564.4431 | 259 | 20% | 20% | 0.24667 | 0.021702
39 | 7 | 0.38924 | 264 | 39 | 7 | PAS | 4.1697 | 0.36 | 495.518 | 42.729 | 1.074 | 1.083 | 4.478 | 0.389 | 532.207 | 46.259 | 0.38924 | 4.147 | 0.354 | 1.6142 | 0.13779 | 0.994 | 0.98418 | 1821 | 5 | Dry Detention | 0.2 |  |  | TMDL | TMDL |  |  | 769.8416 | 35564.4431 | 264 | 20% | 20% | 0.32283 | 0.027558
92 | 2 | 0.40453 | 567 | 92 | 2 | MDR | 11.4307 | 0.577 | 3171.321 | 160.031 | 0.415 | 0.333 | 4.743 | 0.192 | 1315.816 | 53.26 | 0.40453 | 2.534 | 0.096 | 1.0251 | 0.038835 | 0.222 | 0.16717 | 1822 | 5 | Dry Detention | 0.2 |  |  | TMDL | TMDL |  |  | 595.4862 | 17621.3187 | 567 | 20% | 20% | 0.20502 | 0.007767
39 | 3 | 0.11149 | 261 | 39 | 3 | HDR | 11.5112 | 1.269 | 2174.863 | 239.794 | 1.075 | 1.082 | 12.376 | 1.373 | 2338.17 | 259.4 | 0.11149 | 11.459 | 1.248 | 1.2775 | 0.13914 | 0.995 | 0.98342 | 1823 | 5 | Dry Detention | 0.2 |  |  | TMDL | TMDL |  |  | 320.9482 | 4856.3659 | 261 | 20% | 20% | 0.25551 | 0.027827
39 | 3 | 0.053857 | 261 | 39 | 3 | HDR | 11.5112 | 1.269 | 2174.863 | 239.794 | 1.075 | 1.082 | 12.376 | 1.373 | 2338.17 | 259.4 | 0.053857 | 11.459 | 1.248 | 0.61714 | 0.067213 | 0.995 | 0.98342 | 1824 | 5 | Dry Detention | 0.2 |  |  | TMDL | TMDL |  |  | 198.2024 | 2345.9911 | 261 | 20% | 20% | 0.12343 | 0.013443
15 | 4 | 0.38658 | 50 | 15 | 4 | IND | 9.745 | 0.997 | 2826.058 | 289.213 | 0.468 | 0.494 | 4.565 | 0.492 | 1323.876 | 142.73 | 0.38658 | 4.565 | 0.492 | 1.7647 | 0.1902 | 0.468 | 0.49351 | 1825 | 5 | Dry Detention | 0.2 |  |  | TMDL | TMDL |  |  | 1131.0045 | 60514.6964 | 50 | 20% | 20% | 0.35295 | 0.038039
23 | 4 | 1.0027 | 123 | 23 | 4 | IND | 10.0422 | 0.85 | 5417.453 | 458.426 | 0.893 | 0.909 | 8.963 | 0.773 | 4835.422 | 416.755 | 1.0027 | 8.963 | 0.773 | 8.9868 | 0.77505 | 0.893 | 0.9091 | 1825 | 5 | Dry Detention | 0.2 |  |  | TMDL | TMDL |  |  | 1131.0045 | 60514.6964 | 123 | 20% | 20% | 1.7974 | 0.15501
36 | 1 | 0.20705 | 226 | 36 | 1 | LDR | 4.6704 | 0.433 | 1027.379 | 95.227 | 0.665 | 0.617 | 3.104 | 0.267 | 682.806 | 58.773 | 0.20705 | 3.104 | 0.267 | 0.64269 | 0.055283 | 0.665 | 0.61719 | 1826 | 5 | Dry Detention | 0.2 |  |  | TMDL | TMDL |  |  | 1125.3011 | 50246.886 | 226 | 20% | 20% | 0.12854 | 0.011057
39 | 1 | 0.94646 | 259 | 39 | 1 | LDR | 2.8996 | 0.259 | 1035.599 | 92.373 | 1.075 | 1.082 | 3.118 | 0.28 | 1113.717 | 99.953 | 0.94646 | 2.887 | 0.254 | 2.7324 | 0.2404 | 0.996 | 0.98369 | 1826 | 5 | Dry Detention | 0.2 |  |  | TMDL | TMDL |  |  | 1125.3011 | 50246.886 | 259 | 20% | 20% | 0.54649 | 0.04808
92 | 2 | 0.70189 | 567 | 92 | 2 | MDR | 11.4307 | 0.577 | 3171.321 | 160.031 | 0.415 | 0.333 | 4.743 | 0.192 | 1315.816 | 53.26 | 0.70189 | 2.534 | 0.096 | 1.7786 | 0.067381 | 0.222 | 0.16717 | 1827 | 5 | Dry Detention | 0.2 |  |  | TMDL | TMDL |  |  | 1066.8228 | 30574.0534 | 567 | 20% | 20% | 0.35572 | 0.013476
37 | 8 | 1.0718 | 241 | 37 | 8 | AGR | 9.9881 | 0.954 | 5753.428 | 549.77 | 0.832 | 0.809 | 8.308 | 0.772 | 4785.623 | 444.557 | 1.0718 | 8.308 | 0.772 | 8.9043 | 0.82741 | 0.832 | 0.80862 | 1828 | 5 | Dry Detention | 0.2 |  |  | TMDL | TMDL |  |  | 917.8042 | 46828.0898 | 241 | 20% | 20% | 1.7809 | 0.16548
37 | 13 | 0.0032549 | 246 | 37 | 13 | WET | 3.5077 | 0.316 | 851.017 | 76.687 | 0.829 | 0.812 | 2.906 | 0.257 | 705.132 | 62.266 | 0.0032549 | 2.906 | 0.257 | 0.0094588 | 0.00083652 | 0.829 | 0.81195 | 1828 | 5 | Dry Detention | 0.2 |  |  | TMDL | TMDL |  |  | 917.8042 | 46828.0898 | 246 | 20% | 20% | 0.0018918 | 0.0001673
92 | 2 | 0.21968 | 567 | 92 | 2 | MDR | 11.4307 | 0.577 | 3171.321 | 160.031 | 0.415 | 0.333 | 4.743 | 0.192 | 1315.816 | 53.26 | 0.21968 | 2.534 | 0.096 | 0.55668 | 0.02109 | 0.222 | 0.16717 | 1829 | 5 | Dry Detention | 0.2 |  |  | TMDL | TMDL |  |  | 384.556 | 9569.3351 | 567 | 20% | 20% | 0.11134 | 0.0042179
98 | 1 | 0.0036235 | 612 | 98 | 1 | LDR | 5.2337 | 0.483 | 1131.223 | 104.393 | 1.01 | 2 | 5.286 | 0.966 | 1142.425 | 208.786 | 0.0036235 | 4.367 | 0.398 | 0.015824 | 0.0014422 | 0.834 | 0.82413 | 1830 | 5 | Dry Detention | 0.2 |  |  | TMDL | TMDL |  |  | 2211.8088 | 113790.3943 | 612 | 20% | 20% | 0.0031648 | 0.00028843
98 | 13 | 2.6087 | 620 | 98 | 13 | WET | 2.2526 | 0.176 | 2135.004 | 166.457 | 1.017 | 2 | 2.29 | 0.351 | 2170.555 | 332.915 | 2.6087 | 1.946 | 0.15 | 5.0764 | 0.3913 | 0.864 | 0.85634 | 1830 | 5 | Dry Detention | 0.2 |  |  | TMDL | TMDL |  |  | 2211.8088 | 113790.3943 | 620 | 20% | 20% | 1.0153 | 0.07826
21 | 2 | 0.79759 | 101 | 21 | 2 | MDR | 6.6729 | 0.344 | 2377.176 | 122.649 | 0.581 | 0.521 | 3.875 | 0.179 | 1380.281 | 63.876 | 0.79759 | 3.469 | 0.163 | 2.7668 | 0.13001 | 0.52 | 0.47481 | 1831 | 5 | Dry Detention | 0.2 |  |  | TMDL | TMDL |  |  | 4319.4028 | 718969.4179 | 101 | 20% | 20% | 0.55337 | 0.026001
21 | 4 | 11.0268 | 103 | 21 | 4 | IND | 10.5311 | 1.016 | 2225.298 | 214.731 | 0.569 | 0.516 | 5.997 | 0.524 | 1267.178 | 110.76 | 11.0268 | 5.358 | 0.477 | 59.0818 | 5.2598 | 0.509 | 0.46982 | 1831 | 5 | Dry Detention | 0.2 |  |  | TMDL | TMDL |  |  | 4319.4028 | 718969.4179 | 103 | 20% | 20% | 11.8164 | 1.052
23 | 2 | 0.0094053 | 121 | 23 | 2 | MDR | 7.0851 | 0.345 | 2693.279 | 131.118 | 0.895 | 0.911 | 6.34 | 0.314 | 2410.131 | 119.396 | 0.0094053 | 6.34 | 0.314 | 0.05963 | 0.0029533 | 0.895 | 0.9106 | 1831 | 5 | Dry Detention | 0.2 |  |  | TMDL | TMDL |  |  | 4319.4028 | 718969.4179 | 121 | 20% | 20% | 0.011926 | 0.00059066
23 | 4 | 4.6715 | 123 | 23 | 4 | IND | 10.0422 | 0.85 | 5417.453 | 458.426 | 0.893 | 0.909 | 8.963 | 0.773 | 4835.422 | 416.755 | 4.6715 | 8.963 | 0.773 | 41.8708 | 3.6111 | 0.893 | 0.9091 | 1831 | 5 | Dry Detention | 0.2 |  |  | TMDL | TMDL |  |  | 4319.4028 | 718969.4179 | 123 | 20% | 20% | 8.3742 | 0.72222
92 | 2 | 0.2452 | 567 | 92 | 2 | MDR | 11.4307 | 0.577 | 3171.321 | 160.031 | 0.415 | 0.333 | 4.743 | 0.192 | 1315.816 | 53.26 | 0.2452 | 2.534 | 0.096 | 0.62134 | 0.023539 | 0.222 | 0.16717 | 1832 | 5 | Dry Detention | 0.2 |  |  | TMDL | TMDL |  |  | 408.0276 | 10680.8972 | 567 | 20% | 20% | 0.12427 | 0.0047079
98 | 13 | 2.9953 | 620 | 98 | 13 | WET | 2.2526 | 0.176 | 2135.004 | 166.457 | 1.017 | 2 | 2.29 | 0.351 | 2170.555 | 332.915 | 2.9953 | 1.946 | 0.15 | 5.8288 | 0.44929 | 0.864 | 0.85634 | 1833 | 5 | Dry Detention | 0.2 |  |  | TMDL | TMDL |  |  | 1804.1124 | 130474.3251 | 620 | 20% | 20% | 1.1658 | 0.089859
23 | 2 | 0.19675 | 121 | 23 | 2 | MDR | 7.0851 | 0.345 | 2693.279 | 131.118 | 0.895 | 0.911 | 6.34 | 0.314 | 2410.131 | 119.396 | 0.19675 | 6.34 | 0.314 | 1.2474 | 0.06178 | 0.895 | 0.9106 | 1834 | 5 | Dry Detention | 0.2 |  |  | TMDL | TMDL |  |  | 423.0135 | 9293.05 | 121 | 20% | 20% | 0.24948 | 0.012356
23 | 13 | 0.016587 | 130 | 23 | 13 | WET | 8.0216 | 0.526 | 6987.131 | 457.734 | 0.893 | 0.91 | 7.166 | 0.478 | 6241.869 | 416.507 | 0.016587 | 7.166 | 0.478 | 0.11886 | 0.0079287 | 0.893 | 0.90993 | 1834 | 5 | Dry Detention | 0.2 |  |  | TMDL | TMDL |  |  | 423.0135 | 9293.05 | 130 | 20% | 20% | 0.023773 | 0.0015857
15 | 4 | 0.17195 | 50 | 15 | 4 | IND | 9.745 | 0.997 | 2826.058 | 289.213 | 0.468 | 0.494 | 4.565 | 0.492 | 1323.876 | 142.73 | 0.17195 | 4.565 | 0.492 | 0.78493 | 0.084597 | 0.468 | 0.49351 | 1835 | 5 | Dry Detention | 0.2 |  |  | TMDL | TMDL |  |  | 1263.8256 | 84236.3812 | 50 | 20% | 20% | 0.15699 | 0.016919
23 | 4 | 1.7619 | 123 | 23 | 4 | IND | 10.0422 | 0.85 | 5417.453 | 458.426 | 0.893 | 0.909 | 8.963 | 0.773 | 4835.422 | 416.755 | 1.7619 | 8.963 | 0.773 | 15.7916 | 1.3619 | 0.893 | 0.9091 | 1835 | 5 | Dry Detention | 0.2 |  |  | TMDL | TMDL |  |  | 1263.8256 | 84236.3812 | 123 | 20% | 20% | 3.1583 | 0.27238
39 | 3 | 0.035612 | 261 | 39 | 3 | HDR | 11.5112 | 1.269 | 2174.863 | 239.794 | 1.075 | 1.082 | 12.376 | 1.373 | 2338.17 | 259.4 | 0.035612 | 11.459 | 1.248 | 0.40808 | 0.044444 | 0.995 | 0.98342 | 1836 | 5 | Dry Detention | 0.2 |  |  | TMDL | TMDL |  |  | 1528.3872 | 54614.9462 | 261 | 20% | 20% | 0.081616 | 0.0088888
39 | 4 | 1.2182 | 262 | 39 | 4 | IND | 9.1209 | 1.105 | 1283.176 | 155.409 | 1.075 | 1.081 | 9.803 | 1.194 | 1379.191 | 167.989 | 1.2182 | 9.077 | 1.086 | 11.0574 | 1.3229 | 0.995 | 0.98268 | 1836 | 5 | Dry Detention | 0.2 |  |  | TMDL | TMDL |  |  | 1528.3872 | 54614.9462 | 262 | 20% | 20% | 2.2115 | 0.26459
92 | 2 | 0.029448 | 567 | 92 | 2 | MDR | 11.4307 | 0.577 | 3171.321 | 160.031 | 0.415 | 0.333 | 4.743 | 0.192 | 1315.816 | 53.26 | 0.029448 | 2.534 | 0.096 | 0.074621 | 0.002827 | 0.222 | 0.16717 | 1837 | 5 | Dry Detention | 0.2 |  |  | TMDL | TMDL |  |  | 429.11 | 12002.7624 | 567 | 20% | 20% | 0.014924 | 0.0005654
94 | 2 | 0.24602 | 586 | 94 | 2 | MDR | 9.6055 | 0.522 | 1751.97 | 95.149 | 0.245 | 0.182 | 2.356 | 0.095 | 429.647 | 17.285 | 0.24602 | 0.559 | 0.018 | 0.13752 | 0.0044283 | 0.058 | 0.034724 | 1837 | 5 | Dry Detention | 0.2 |  |  | TMDL | TMDL |  |  | 429.11 | 12002.7624 | 586 | 20% | 20% | 0.027505 | 0.00088567
94 | 13 | 8.0377e-05 | 591 | 94 | 13 | WET | 0.65136 | 0.028 | 32.964 | 1.408 | 0.308 | 0.255 | 0.201 | 0.007 | 10.154 | 0.36 | 8.0377e-05 | 0.058 | 0.002 | 4.6619e-06 | 1.6075e-07 | 0.089 | 0.067279 | 1837 | 5 | Dry Detention | 0.2 |  |  | TMDL | TMDL |  |  | 429.11 | 12002.7624 | 591 | 20% | 20% | 9.3237e-07 | 3.2151e-08
15 | 4 | 1.0265 | 50 | 15 | 4 | IND | 9.745 | 0.997 | 2826.058 | 289.213 | 0.468 | 0.494 | 4.565 | 0.492 | 1323.876 | 142.73 | 1.0265 | 4.565 | 0.492 | 4.6858 | 0.50502 | 0.468 | 0.49351 | 1838 | 5 | Dry Detention | 0.2 |  |  | TMDL | TMDL |  |  | 2870.7012 | 288662.1032 | 50 | 20% | 20% | 0.93715 | 0.101
23 | 4 | 5.6003 | 123 | 23 | 4 | IND | 10.0422 | 0.85 | 5417.453 | 458.426 | 0.893 | 0.909 | 8.963 | 0.773 | 4835.422 | 416.755 | 5.6003 | 8.963 | 0.773 | 50.1959 | 4.3291 | 0.893 | 0.9091 | 1838 | 5 | Dry Detention | 0.2 |  |  | TMDL | TMDL |  |  | 2870.7012 | 288662.1032 | 123 | 20% | 20% | 10.0392 | 0.86581
15 | 3 | 0.020284 | 49 | 15 | 3 | HDR | 15.855 | 1.386 | 5622.889 | 491.639 | 0.471 | 0.496 | 7.465 | 0.687 | 2647.371 | 243.749 | 0.020284 | 7.465 | 0.687 | 0.15142 | 0.013935 | 0.471 | 0.49579 | 1839 | 5 | Dry Detention | 0.2 |  |  | TMDL | TMDL |  |  | 2368.6017 | 198208.4507 | 49 | 20% | 20% | 0.030284 | 0.002787
23 | 3 | 0.47262 | 122 | 23 | 3 | HDR | 15.1365 | 1.11 | 4936.678 | 361.861 | 0.895 | 0.911 | 13.544 | 1.011 | 4417.226 | 329.591 | 0.47262 | 13.544 | 1.011 | 6.4012 | 0.47782 | 0.895 | 0.91082 | 1839 | 5 | Dry Detention | 0.2 |  |  | TMDL | TMDL |  |  | 2368.6017 | 198208.4507 | 122 | 20% | 20% | 1.2802 | 0.095564
23 | 13 | 4.0574 | 130 | 23 | 13 | WET | 8.0216 | 0.526 | 6987.131 | 457.734 | 0.893 | 0.91 | 7.166 | 0.478 | 6241.869 | 416.507 | 4.0574 | 7.166 | 0.478 | 29.075 | 1.9394 | 0.893 | 0.90993 | 1839 | 5 | Dry Detention | 0.2 |  |  | TMDL | TMDL |  |  | 2368.6017 | 198208.4507 | 130 | 20% | 20% | 5.815 | 0.38788
92 | 2 | 0.035555 | 567 | 92 | 2 | MDR | 11.4307 | 0.577 | 3171.321 | 160.031 | 0.415 | 0.333 | 4.743 | 0.192 | 1315.816 | 53.26 | 0.035555 | 2.534 | 0.096 | 0.090095 | 0.0034132 | 0.222 | 0.16717 | 1840 | 5 | Dry Detention | 0.2 |  |  | TMDL | TMDL |  |  | 349.6021 | 1560.4824 | 567 | 20% | 20% | 0.018019 | 0.00068265
92 | 13 | 0.00027174 | 576 | 92 | 13 | WET | 0.79346 | 0.031 | 85.726 | 3.331 | 0.479 | 0.43 | 0.38 | 0.013 | 41.037 | 1.433 | 0.00027174 | 0.222 | 0.008 | 6.0325e-05 | 2.1739e-06 | 0.279 | 0.24511 | 1840 | 5 | Dry Detention | 0.2 |  |  | TMDL | TMDL |  |  | 349.6021 | 1560.4824 | 576 | 20% | 20% | 1.2065e-05 | 4.3478e-07
23 | 4 | 4.761 | 123 | 23 | 4 | IND | 10.0422 | 0.85 | 5417.453 | 458.426 | 0.893 | 0.909 | 8.963 | 0.773 | 4835.422 | 416.755 | 4.761 | 8.963 | 0.773 | 42.6724 | 3.6802 | 0.893 | 0.9091 | 1841 | 5 | Dry Detention | 0.2 |  |  | TMDL | TMDL |  |  | 2172.7815 | 229409.0389 | 123 | 20% | 20% | 8.5345 | 0.73604
23 | 13 | 0.50557 | 130 | 23 | 13 | WET | 8.0216 | 0.526 | 6987.131 | 457.734 | 0.893 | 0.91 | 7.166 | 0.478 | 6241.869 | 416.507 | 0.50557 | 7.166 | 0.478 | 3.6229 | 0.24166 | 0.893 | 0.90993 | 1841 | 5 | Dry Detention | 0.2 |  |  | TMDL | TMDL |  |  | 2172.7815 | 229409.0389 | 130 | 20% | 20% | 0.72458 | 0.048332
92 | 2 | 0.0085276 | 567 | 92 | 2 | MDR | 11.4307 | 0.577 | 3171.321 | 160.031 | 0.415 | 0.333 | 4.743 | 0.192 | 1315.816 | 53.26 | 0.0085276 | 2.534 | 0.096 | 0.021609 | 0.00081865 | 0.222 | 0.16717 | 1842 | 5 | Dry Detention | 0.2 |  |  | TMDL | TMDL |  |  | 168.0447 | 371.4636 | 567 | 20% | 20% | 0.0043218 | 0.00016373
92 | 2 | 0.10418 | 567 | 92 | 2 | MDR | 11.4307 | 0.577 | 3171.321 | 160.031 | 0.415 | 0.333 | 4.743 | 0.192 | 1315.816 | 53.26 | 0.10418 | 2.534 | 0.096 | 0.26398 | 0.010001 | 0.222 | 0.16717 | 1843 | 5 | Dry Detention | 0.2 |  |  | TMDL | TMDL |  |  | 290.6645 | 4537.8749 | 567 | 20% | 20% | 0.052796 | 0.0020002
97 | 7 | 0.19155 | 607 | 97 | 7 | PAS | 8.0611 | 0.755 | 615.775 | 57.68 | 0.858 | 0.833 | 6.914 | 0.629 | 528.163 | 48.051 | 0.19155 | 6.914 | 0.629 | 1.3243 | 0.12048 | 0.858 | 0.83306 | 1844 | 5 | Dry Detention | 0.2 |  |  | TMDL | TMDL |  |  | 376.3411 | 8355.1131 | 607 | 20% | 20% | 0.26487 | 0.024096
97 | 13 | 0.00026231 | 611 | 97 | 13 | WET | 2.5135 | 0.2 | 2832.084 | 225.479 | 0.875 | 0.856 | 2.199 | 0.171 | 2477.678 | 193.038 | 0.00026231 | 2.199 | 0.171 | 0.00057683 | 4.4856e-05 | 0.875 | 0.85613 | 1844 | 5 | Dry Detention | 0.2 |  |  | TMDL | TMDL |  |  | 376.3411 | 8355.1131 | 611 | 20% | 20% | 0.00011537 | 8.9712e-06
39 | 1 | 1.3742 | 259 | 39 | 1 | LDR | 2.8996 | 0.259 | 1035.599 | 92.373 | 1.075 | 1.082 | 3.118 | 0.28 | 1113.717 | 99.953 | 1.3742 | 2.887 | 0.254 | 3.9673 | 0.34904 | 0.996 | 0.98369 | 1845 | 5 | Dry Detention | 0.2 |  |  | TMDL | TMDL |  |  | 1099.6908 | 64691.4723 | 259 | 20% | 20% | 0.79346 | 0.069809
39 | 12 | 0.00028029 | 269 | 39 | 12 | WAT | 0.27851 | 0.019 | 88.781 | 6.052 | 1.081 | 1.084 | 0.301 | 0.021 | 95.936 | 6.562 | 0.00028029 | 0.279 | 0.019 | 7.82e-05 | 5.3255e-06 | 1.001 | 0.98565 | 1845 | 5 | Dry Detention | 0.2 |  |  | TMDL | TMDL |  |  | 1099.6908 | 64691.4723 | 269 | 20% | 20% | 1.564e-05 | 1.0651e-06
39 | 13 | 0.11065 | 270 | 39 | 13 | WET | 2.4147 | 0.224 | 8471.903 | 784.954 | 1.082 | 1.085 | 2.613 | 0.243 | 9167.141 | 851.506 | 0.11065 | 2.419 | 0.221 | 0.26766 | 0.024454 | 1.002 | 0.98617 | 1845 | 5 | Dry Detention | 0.2 |  |  | TMDL | TMDL |  |  | 1099.6908 | 64691.4723 | 270 | 20% | 20% | 0.053533 | 0.0048907
21 | 2 | 0.27875 | 101 | 21 | 2 | MDR | 6.6729 | 0.344 | 2377.176 | 122.649 | 0.581 | 0.521 | 3.875 | 0.179 | 1380.281 | 63.876 | 0.27875 | 3.469 | 0.163 | 0.967 | 0.045437 | 0.52 | 0.47481 | 1846 | 5 | Dry Detention | 0.2 |  |  | TMDL | TMDL |  |  | 443.8086 | 12142.4593 | 101 | 20% | 20% | 0.1934 | 0.0090874
92 | 2 | 0.0019832 | 567 | 92 | 2 | MDR | 11.4307 | 0.577 | 3171.321 | 160.031 | 0.415 | 0.333 | 4.743 | 0.192 | 1315.816 | 53.26 | 0.0019832 | 2.534 | 0.096 | 0.0050255 | 0.00019039 | 0.222 | 0.16717 | 1847 | 5 | Dry Detention | 0.2 |  |  | TMDL | TMDL |  |  | 82.8832 | 86.8729 | 567 | 20% | 20% | 0.0010051 | 3.8078e-05
92 | 13 | 1.1306e-05 | 576 | 92 | 13 | WET | 0.79346 | 0.031 | 85.726 | 3.331 | 0.479 | 0.43 | 0.38 | 0.013 | 41.037 | 1.433 | 1.1306e-05 | 0.222 | 0.008 | 2.5099e-06 | 9.0447e-08 | 0.279 | 0.24511 | 1847 | 5 | Dry Detention | 0.2 |  |  | TMDL | TMDL |  |  | 82.8832 | 86.8729 | 576 | 20% | 20% | 5.0198e-07 | 1.8089e-08
23 | 2 | 0.052608 | 121 | 23 | 2 | MDR | 7.0851 | 0.345 | 2693.279 | 131.118 | 0.895 | 0.911 | 6.34 | 0.314 | 2410.131 | 119.396 | 0.052608 | 6.34 | 0.314 | 0.33354 | 0.016519 | 0.895 | 0.9106 | 1848 | 5 | Dry Detention | 0.2 |  |  | TMDL | TMDL |  |  | 2953.6898 | 421002.4872 | 121 | 20% | 20% | 0.066707 | 0.0033038
23 | 4 | 5.4437 | 123 | 23 | 4 | IND | 10.0422 | 0.85 | 5417.453 | 458.426 | 0.893 | 0.909 | 8.963 | 0.773 | 4835.422 | 416.755 | 5.4437 | 8.963 | 0.773 | 48.7917 | 4.208 | 0.893 | 0.9091 | 1848 | 5 | Dry Detention | 0.2 |  |  | TMDL | TMDL |  |  | 2953.6898 | 421002.4872 | 123 | 20% | 20% | 9.7583 | 0.84159
23 | 10 | 2.9268 | 127 | 23 | 10 | RAN | 2.7374 | 0.11 | 128.156 | 5.163 | 0.897 | 0.913 | 2.456 | 0.101 | 114.999 | 4.714 | 2.9268 | 2.456 | 0.101 | 7.1882 | 0.29561 | 0.897 | 0.91292 | 1848 | 5 | Dry Detention | 0.2 |  |  | TMDL | TMDL |  |  | 2953.6898 | 421002.4872 | 127 | 20% | 20% | 1.4376 | 0.059121
23 | 11 | 0.42499 | 128 | 23 | 11 | FOR | 1.6962 | 0.066 | 200.677 | 7.773 | 0.898 | 0.914 | 1.524 | 0.06 | 180.29 | 7.106 | 0.42499 | 1.524 | 0.06 | 0.64768 | 0.025499 | 0.898 | 0.91417 | 1848 | 5 | Dry Detention | 0.2 |  |  | TMDL | TMDL |  |  | 2953.6898 | 421002.4872 | 128 | 20% | 20% | 0.12954 | 0.0050999
23 | 12 | 0.57073 | 129 | 23 | 12 | WAT | 0.49355 | 0.016 | 34.255 | 1.077 | 0.898 | 0.913 | 0.443 | 0.014 | 30.778 | 0.983 | 0.57073 | 0.443 | 0.014 | 0.25284 | 0.0079903 | 0.898 | 0.91306 | 1848 | 5 | Dry Detention | 0.2 |  |  | TMDL | TMDL |  |  | 2953.6898 | 421002.4872 | 129 | 20% | 20% | 0.050567 | 0.0015981
23 | 13 | 0.24613 | 130 | 23 | 13 | WET | 8.0216 | 0.526 | 6987.131 | 457.734 | 0.893 | 0.91 | 7.166 | 0.478 | 6241.869 | 416.507 | 0.24613 | 7.166 | 0.478 | 1.7638 | 0.11765 | 0.893 | 0.90993 | 1848 | 5 | Dry Detention | 0.2 |  |  | TMDL | TMDL |  |  | 2953.6898 | 421002.4872 | 130 | 20% | 20% | 0.35275 | 0.02353
94 | 2 | 0.077461 | 586 | 94 | 2 | MDR | 9.6055 | 0.522 | 1751.97 | 95.149 | 0.245 | 0.182 | 2.356 | 0.095 | 429.647 | 17.285 | 0.077461 | 0.559 | 0.018 | 0.043301 | 0.0013943 | 0.058 | 0.034724 | 1849 | 5 | Dry Detention | 0.2 |  |  | TMDL | TMDL |  |  | 530.8051 | 17552.6463 | 586 | 20% | 20% | 0.0086602 | 0.00027886
94 | 4 | 0.32549 | 587 | 94 | 4 | IND | 15.2828 | 1.533 | 490.251 | 49.176 | 0.233 | 0.178 | 3.566 | 0.273 | 114.384 | 8.766 | 0.32549 | 0.819 | 0.053 | 0.26658 | 0.017251 | 0.054 | 0.034328 | 1849 | 5 | Dry Detention | 0.2 |  |  | TMDL | TMDL |  |  | 530.8051 | 17552.6463 | 587 | 20% | 20% | 0.053316 | 0.0034502
15 | 1 | 1.4273 | 47 | 15 | 1 | LDR | 3.9532 | 0.214 | 107.734 | 5.825 | 0.471 | 0.495 | 1.864 | 0.106 | 50.79 | 2.883 | 1.4273 | 1.864 | 0.106 | 2.6606 | 0.1513 | 0.471 | 0.49494 | 1850 | 5 | Dry Detention | 0.2 |  |  | TMDL | TMDL |  |  | 6184.6599 | 1146780.0125 | 47 | 20% | 20% | 0.53211 | 0.03026
15 | 4 | 23.409 | 50 | 15 | 4 | IND | 9.745 | 0.997 | 2826.058 | 289.213 | 0.468 | 0.494 | 4.565 | 0.492 | 1323.876 | 142.73 | 23.409 | 4.565 | 0.492 | 106.862 | 11.5172 | 0.468 | 0.49351 | 1850 | 5 | Dry Detention | 0.2 |  |  | TMDL | TMDL |  |  | 6184.6599 | 1146780.0125 | 50 | 20% | 20% | 21.3724 | 2.3034
15 | 11 | 0.0018484 | 54 | 15 | 11 | FOR | 1.9081 | 0.089 | 205.535 | 9.639 | 0.48 | 0.502 | 0.916 | 0.045 | 98.719 | 4.842 | 0.0018484 | 0.916 | 0.045 | 0.0016932 | 8.3179e-05 | 0.48 | 0.50234 | 1850 | 5 | Dry Detention | 0.2 |  |  | TMDL | TMDL |  |  | 6184.6599 | 1146780.0125 | 54 | 20% | 20% | 0.00033863 | 1.6636e-05
15 | 13 | 0.36175 | 56 | 15 | 13 | WET | 5.949 | 0.459 | 2341.804 | 180.724 | 0.473 | 0.503 | 2.811 | 0.231 | 1106.548 | 90.851 | 0.36175 | 2.811 | 0.231 | 1.0169 | 0.083564 | 0.473 | 0.50271 | 1850 | 5 | Dry Detention | 0.2 |  |  | TMDL | TMDL |  |  | 6184.6599 | 1146780.0125 | 56 | 20% | 20% | 0.20338 | 0.016713
39 | 3 | 0.057304 | 261 | 39 | 3 | HDR | 11.5112 | 1.269 | 2174.863 | 239.794 | 1.075 | 1.082 | 12.376 | 1.373 | 2338.17 | 259.4 | 0.057304 | 11.459 | 1.248 | 0.65665 | 0.071515 | 0.995 | 0.98342 | 1850 | 5 | Dry Detention | 0.2 |  |  | TMDL | TMDL |  |  | 6184.6599 | 1146780.0125 | 261 | 20% | 20% | 0.13133 | 0.014303
39 | 4 | 1.0691 | 262 | 39 | 4 | IND | 9.1209 | 1.105 | 1283.176 | 155.409 | 1.075 | 1.081 | 9.803 | 1.194 | 1379.191 | 167.989 | 1.0691 | 9.077 | 1.086 | 9.7045 | 1.1611 | 0.995 | 0.98268 | 1850 | 5 | Dry Detention | 0.2 |  |  | TMDL | TMDL |  |  | 6184.6599 | 1146780.0125 | 262 | 20% | 20% | 1.9409 | 0.23222
39 | 13 | 0.00021541 | 270 | 39 | 13 | WET | 2.4147 | 0.224 | 8471.903 | 784.954 | 1.082 | 1.085 | 2.613 | 0.243 | 9167.141 | 851.506 | 0.00021541 | 2.419 | 0.221 | 0.00052108 | 4.7606e-05 | 1.002 | 0.98617 | 1850 | 5 | Dry Detention | 0.2 |  |  | TMDL | TMDL |  |  | 6184.6599 | 1146780.0125 | 270 | 20% | 20% | 0.00010422 | 9.5211e-06
92 | 2 | 0.57104 | 567 | 92 | 2 | MDR | 11.4307 | 0.577 | 3171.321 | 160.031 | 0.415 | 0.333 | 4.743 | 0.192 | 1315.816 | 53.26 | 0.57104 | 2.534 | 0.096 | 1.447 | 0.05482 | 0.222 | 0.16717 | 1851 | 5 | Dry Detention | 0.2 |  |  | TMDL | TMDL |  |  | 764.6175 | 35339.2227 | 567 | 20% | 20% | 0.28941 | 0.010964
92 | 12 | 0.070117 | 575 | 92 | 12 | WAT | 0.29016 | 0.007 | 10.083 | 0.236 | 0.467 | 0.388 | 0.136 | 0.003 | 4.713 | 0.092 | 0.070117 | 0.078 | 0.001 | 0.0054692 | 7.0117e-05 | 0.269 | 0.21102 | 1851 | 5 | Dry Detention | 0.2 |  |  | TMDL | TMDL |  |  | 764.6175 | 35339.2227 | 575 | 20% | 20% | 0.0010938 | 1.4023e-05
92 | 13 | 0.17012 | 576 | 92 | 13 | WET | 0.79346 | 0.031 | 85.726 | 3.331 | 0.479 | 0.43 | 0.38 | 0.013 | 41.037 | 1.433 | 0.17012 | 0.222 | 0.008 | 0.037766 | 0.0013609 | 0.279 | 0.24511 | 1851 | 5 | Dry Detention | 0.2 |  |  | TMDL | TMDL |  |  | 764.6175 | 35339.2227 | 576 | 20% | 20% | 0.0075532 | 0.00027219
92 | 2 | 0.44957 | 567 | 92 | 2 | MDR | 11.4307 | 0.577 | 3171.321 | 160.031 | 0.415 | 0.333 | 4.743 | 0.192 | 1315.816 | 53.26 | 0.44957 | 2.534 | 0.096 | 1.1392 | 0.043158 | 0.222 | 0.16717 | 1852 | 5 | Dry Detention | 0.2 |  |  | TMDL | TMDL |  |  | 729.3012 | 28847.2596 | 567 | 20% | 20% | 0.22784 | 0.0086317
92 | 12 | 0.094912 | 575 | 92 | 12 | WAT | 0.29016 | 0.007 | 10.083 | 0.236 | 0.467 | 0.388 | 0.136 | 0.003 | 4.713 | 0.092 | 0.094912 | 0.078 | 0.001 | 0.0074031 | 9.4912e-05 | 0.269 | 0.21102 | 1852 | 5 | Dry Detention | 0.2 |  |  | TMDL | TMDL |  |  | 729.3012 | 28847.2596 | 575 | 20% | 20% | 0.0014806 | 1.8982e-05
92 | 13 | 0.11777 | 576 | 92 | 13 | WET | 0.79346 | 0.031 | 85.726 | 3.331 | 0.479 | 0.43 | 0.38 | 0.013 | 41.037 | 1.433 | 0.11777 | 0.222 | 0.008 | 0.026144 | 0.00094213 | 0.279 | 0.24511 | 1852 | 5 | Dry Detention | 0.2 |  |  | TMDL | TMDL |  |  | 729.3012 | 28847.2596 | 576 | 20% | 20% | 0.0052288 | 0.00018843
92 | 2 | 1.1491 | 567 | 92 | 2 | MDR | 11.4307 | 0.577 | 3171.321 | 160.031 | 0.415 | 0.333 | 4.743 | 0.192 | 1315.816 | 53.26 | 1.1491 | 2.534 | 0.096 | 2.9119 | 0.11032 | 0.222 | 0.16717 | 1853 | 5 | Dry Detention | 0.2 |  |  | TMDL | TMDL |  |  | 3296.5428 | 107764.6968 | 567 | 20% | 20% | 0.58237 | 0.022063
92 | 3 | 0.40133 | 568 | 92 | 3 | HDR | 26.2337 | 2.148 | 606.773 | 49.675 | 0.415 | 0.342 | 10.884 | 0.735 | 251.745 | 16.994 | 0.40133 | 5.816 | 0.375 | 2.3341 | 0.1505 | 0.222 | 0.17449 | 1853 | 5 | Dry Detention | 0.2 |  |  | TMDL | TMDL |  |  | 3296.5428 | 107764.6968 | 568 | 20% | 20% | 0.46683 | 0.0301
92 | 13 | 0.92351 | 576 | 92 | 13 | WET | 0.79346 | 0.031 | 85.726 | 3.331 | 0.479 | 0.43 | 0.38 | 0.013 | 41.037 | 1.433 | 0.92351 | 0.222 | 0.008 | 0.20502 | 0.0073881 | 0.279 | 0.24511 | 1853 | 5 | Dry Detention | 0.2 |  |  | TMDL | TMDL |  |  | 3296.5428 | 107764.6968 | 576 | 20% | 20% | 0.041004 | 0.0014776
23 | 3 | 0.0071815 | 122 | 23 | 3 | HDR | 15.1365 | 1.11 | 4936.678 | 361.861 | 0.895 | 0.911 | 13.544 | 1.011 | 4417.226 | 329.591 | 0.0071815 | 13.544 | 1.011 | 0.097267 | 0.0072605 | 0.895 | 0.91082 | 1854 | 5 | Dry Detention | 0.2 |  |  | TMDL | TMDL |  |  | 139.3011 | 1111.9043 | 122 | 20% | 20% | 0.019453 | 0.0014521
23 | 11 | 0.018344 | 128 | 23 | 11 | FOR | 1.6962 | 0.066 | 200.677 | 7.773 | 0.898 | 0.914 | 1.524 | 0.06 | 180.29 | 7.106 | 0.018344 | 1.524 | 0.06 | 0.027957 | 0.0011007 | 0.898 | 0.91417 | 1854 | 5 | Dry Detention | 0.2 |  |  | TMDL | TMDL |  |  | 139.3011 | 1111.9043 | 128 | 20% | 20% | 0.0055914 | 0.00022013
92 | 2 | 0.072955 | 567 | 92 | 2 | MDR | 11.4307 | 0.577 | 3171.321 | 160.031 | 0.415 | 0.333 | 4.743 | 0.192 | 1315.816 | 53.26 | 0.072955 | 2.534 | 0.096 | 0.18487 | 0.0070037 | 0.222 | 0.16717 | 1855 | 5 | Dry Detention | 0.2 |  |  | TMDL | TMDL |  |  | 316.2592 | 3177.9101 | 567 | 20% | 20% | 0.036974 | 0.0014007
92 | 2 | 0.0056441 | 567 | 92 | 2 | MDR | 11.4307 | 0.577 | 3171.321 | 160.031 | 0.415 | 0.333 | 4.743 | 0.192 | 1315.816 | 53.26 | 0.0056441 | 2.534 | 0.096 | 0.014302 | 0.00054184 | 0.222 | 0.16717 | 1856 | 5 | Dry Detention | 0.2 |  |  | TMDL | TMDL |  |  | 62.8192 | 245.8577 | 567 | 20% | 20% | 0.0028604 | 0.00010837
92 | 2 | 0.99522 | 567 | 92 | 2 | MDR | 11.4307 | 0.577 | 3171.321 | 160.031 | 0.415 | 0.333 | 4.743 | 0.192 | 1315.816 | 53.26 | 0.99522 | 2.534 | 0.096 | 2.5219 | 0.095541 | 0.222 | 0.16717 | 1857 | 5 | Dry Detention | 0.2 |  |  | TMDL | TMDL |  |  | 2064.6414 | 43352.0405 | 567 | 20% | 20% | 0.50438 | 0.019108
36 | 11 | 5.0059 | 235 | 36 | 11 | FOR | 1.6973 | 0.136 | 456.356 | 36.497 | 0.685 | 0.642 | 1.162 | 0.087 | 312.528 | 23.445 | 5.0059 | 1.162 | 0.087 | 5.8169 | 0.43552 | 0.685 | 0.64239 | 1858 | 5 | Dry Detention | 0.2 |  |  | TMDL | TMDL |  |  | 1980.4708 | 218057.9146 | 235 | 20% | 20% | 1.1634 | 0.087103
21 | 4 | 0.10174 | 103 | 21 | 4 | IND | 10.5311 | 1.016 | 2225.298 | 214.731 | 0.569 | 0.516 | 5.997 | 0.524 | 1267.178 | 110.76 | 0.10174 | 5.358 | 0.477 | 0.54514 | 0.048532 | 0.509 | 0.46982 | 1859 | 5 | Dry Detention | 0.2 |  |  | TMDL | TMDL |  |  | 669.5997 | 27597.6827 | 103 | 20% | 20% | 0.10903 | 0.0097063
92 | 4 | 0.53181 | 569 | 92 | 4 | IND | 18.1266 | 1.692 | 2033.405 | 189.788 | 0.402 | 0.328 | 7.291 | 0.554 | 817.913 | 62.182 | 0.53181 | 3.829 | 0.278 | 2.0363 | 0.14784 | 0.211 | 0.16435 | 1859 | 5 | Dry Detention | 0.2 |  |  | TMDL | TMDL |  |  | 669.5997 | 27597.6827 | 569 | 20% | 20% | 0.40726 | 0.029569
36 | 1 | 2.3066 | 226 | 36 | 1 | LDR | 4.6704 | 0.433 | 1027.379 | 95.227 | 0.665 | 0.617 | 3.104 | 0.267 | 682.806 | 58.773 | 2.3066 | 3.104 | 0.267 | 7.1598 | 0.61587 | 0.665 | 0.61719 | 1860 | 5 | Dry Detention | 0.2 |  |  | TMDL | TMDL |  |  | 2922.1425 | 233370.9689 | 226 | 20% | 20% | 1.432 | 0.12317
36 | 11 | 3.0508 | 235 | 36 | 11 | FOR | 1.6973 | 0.136 | 456.356 | 36.497 | 0.685 | 0.642 | 1.162 | 0.087 | 312.528 | 23.445 | 3.0508 | 1.162 | 0.087 | 3.545 | 0.26542 | 0.685 | 0.64239 | 1860 | 5 | Dry Detention | 0.2 |  |  | TMDL | TMDL |  |  | 2922.1425 | 233370.9689 | 235 | 20% | 20% | 0.709 | 0.053084
36 | 13 | 6.9334e-05 | 237 | 36 | 13 | WET | 2.5089 | 0.197 | 2607.78 | 205.211 | 0.69 | 0.646 | 1.731 | 0.127 | 1798.721 | 132.5 | 6.9334e-05 | 1.731 | 0.127 | 0.00012002 | 8.8054e-06 | 0.69 | 0.64567 | 1860 | 5 | Dry Detention | 0.2 |  |  | TMDL | TMDL |  |  | 2922.1425 | 233370.9689 | 237 | 20% | 20% | 2.4003e-05 | 1.7611e-06
23 | 3 | 0.064237 | 122 | 23 | 3 | HDR | 15.1365 | 1.11 | 4936.678 | 361.861 | 0.895 | 0.911 | 13.544 | 1.011 | 4417.226 | 329.591 | 0.064237 | 13.544 | 1.011 | 0.87002 | 0.064943 | 0.895 | 0.91082 | 1861 | 5 | Dry Detention | 0.2 |  |  | TMDL | TMDL |  |  | 431.6122 | 3456.9895 | 122 | 20% | 20% | 0.174 | 0.012989
23 | 8 | 0.0055262 | 126 | 23 | 8 | AGR | 8.6099 | 0.429 | 979.986 | 48.777 | 0.897 | 0.913 | 7.725 | 0.391 | 879.312 | 44.533 | 0.0055262 | 7.725 | 0.391 | 0.04269 | 0.0021608 | 0.897 | 0.91298 | 1861 | 5 | Dry Detention | 0.2 |  |  | TMDL | TMDL |  |  | 431.6122 | 3456.9895 | 126 | 20% | 20% | 0.008538 | 0.00043215
23 | 13 | 0.009599 | 130 | 23 | 13 | WET | 8.0216 | 0.526 | 6987.131 | 457.734 | 0.893 | 0.91 | 7.166 | 0.478 | 6241.869 | 416.507 | 0.009599 | 7.166 | 0.478 | 0.068786 | 0.0045883 | 0.893 | 0.90993 | 1861 | 5 | Dry Detention | 0.2 |  |  | TMDL | TMDL |  |  | 431.6122 | 3456.9895 | 130 | 20% | 20% | 0.013757 | 0.00091766
98 | 10 | 0.22247 | 617 | 98 | 10 | RAN | 3.1394 | 0.258 | 135.888 | 11.178 | 1.012 | 2 | 3.179 | 0.516 | 137.587 | 22.356 | 0.22247 | 2.658 | 0.216 | 0.59133 | 0.048054 | 0.847 | 0.83643 | 1862 | 5 | Dry Detention | 0.2 |  |  | TMDL | TMDL |  |  | 9518.6845 | 1615792.5983 | 617 | 20% | 20% | 0.11827 | 0.0096108
98 | 11 | 0.52533 | 618 | 98 | 11 | FOR | 1.936 | 0.155 | 605.947 | 48.477 | 1.012 | 2 | 1.96 | 0.31 | 613.42 | 96.954 | 0.52533 | 1.647 | 0.13 | 0.86522 | 0.068293 | 0.85 | 0.83988 | 1862 | 5 | Dry Detention | 0.2 |  |  | TMDL | TMDL |  |  | 9518.6845 | 1615792.5983 | 618 | 20% | 20% | 0.17304 | 0.013659
98 | 13 | 36.3458 | 620 | 98 | 13 | WET | 2.2526 | 0.176 | 2135.004 | 166.457 | 1.017 | 2 | 2.29 | 0.351 | 2170.555 | 332.915 | 36.3458 | 1.946 | 0.15 | 70.729 | 5.4519 | 0.864 | 0.85634 | 1862 | 5 | Dry Detention | 0.2 |  |  | TMDL | TMDL |  |  | 9518.6845 | 1615792.5983 | 620 | 20% | 20% | 14.1458 | 1.0904
92 | 2 | 0.76747 | 567 | 92 | 2 | MDR | 11.4307 | 0.577 | 3171.321 | 160.031 | 0.415 | 0.333 | 4.743 | 0.192 | 1315.816 | 53.26 | 0.76747 | 2.534 | 0.096 | 1.9448 | 0.073677 | 0.222 | 0.16717 | 1863 | 5 | Dry Detention | 0.2 |  |  | TMDL | TMDL |  |  | 729.2082 | 33430.9381 | 567 | 20% | 20% | 0.38895 | 0.014735
21 | 4 | 15.2268 | 103 | 21 | 4 | IND | 10.5311 | 1.016 | 2225.298 | 214.731 | 0.569 | 0.516 | 5.997 | 0.524 | 1267.178 | 110.76 | 15.2268 | 5.358 | 0.477 | 81.585 | 7.2632 | 0.509 | 0.46982 | 1864 | 5 | Dry Detention | 0.2 |  |  | TMDL | TMDL |  |  | 3376.2272 | 663275.1551 | 103 | 20% | 20% | 16.317 | 1.4526
92 | 2 | 0.21374 | 567 | 92 | 2 | MDR | 11.4307 | 0.577 | 3171.321 | 160.031 | 0.415 | 0.333 | 4.743 | 0.192 | 1315.816 | 53.26 | 0.21374 | 2.534 | 0.096 | 0.54162 | 0.020519 | 0.222 | 0.16717 | 1865 | 5 | Dry Detention | 0.2 |  |  | TMDL | TMDL |  |  | 459.4641 | 11874.0559 | 567 | 20% | 20% | 0.10832 | 0.0041038
92 | 4 | 0.019849 | 569 | 92 | 4 | IND | 18.1266 | 1.692 | 2033.405 | 189.788 | 0.402 | 0.328 | 7.291 | 0.554 | 817.913 | 62.182 | 0.019849 | 3.829 | 0.278 | 0.076002 | 0.005518 | 0.211 | 0.16435 | 1865 | 5 | Dry Detention | 0.2 |  |  | TMDL | TMDL |  |  | 459.4641 | 11874.0559 | 569 | 20% | 20% | 0.0152 | 0.0011036
94 | 2 | 0.0064655 | 586 | 94 | 2 | MDR | 9.6055 | 0.522 | 1751.97 | 95.149 | 0.245 | 0.182 | 2.356 | 0.095 | 429.647 | 17.285 | 0.0064655 | 0.559 | 0.018 | 0.0036142 | 0.00011638 | 0.058 | 0.034724 | 1865 | 5 | Dry Detention | 0.2 |  |  | TMDL | TMDL |  |  | 459.4641 | 11874.0559 | 586 | 20% | 20% | 0.00072284 | 2.3276e-05
94 | 4 | 0.032535 | 587 | 94 | 4 | IND | 15.2828 | 1.533 | 490.251 | 49.176 | 0.233 | 0.178 | 3.566 | 0.273 | 114.384 | 8.766 | 0.032535 | 0.819 | 0.053 | 0.026647 | 0.0017244 | 0.054 | 0.034328 | 1865 | 5 | Dry Detention | 0.2 |  |  | TMDL | TMDL |  |  | 459.4641 | 11874.0559 | 587 | 20% | 20% | 0.0053293 | 0.00034488
92 | 2 | 0.68179 | 567 | 92 | 2 | MDR | 11.4307 | 0.577 | 3171.321 | 160.031 | 0.415 | 0.333 | 4.743 | 0.192 | 1315.816 | 53.26 | 0.68179 | 2.534 | 0.096 | 1.7277 | 0.065452 | 0.222 | 0.16717 | 1866 | 5 | Dry Detention | 0.2 |  |  | TMDL | TMDL |  |  | 755.6772 | 34271.3279 | 567 | 20% | 20% | 0.34553 | 0.01309
94 | 2 | 0.10497 | 586 | 94 | 2 | MDR | 9.6055 | 0.522 | 1751.97 | 95.149 | 0.245 | 0.182 | 2.356 | 0.095 | 429.647 | 17.285 | 0.10497 | 0.559 | 0.018 | 0.058681 | 0.0018895 | 0.058 | 0.034724 | 1866 | 5 | Dry Detention | 0.2 |  |  | TMDL | TMDL |  |  | 755.6772 | 34271.3279 | 586 | 20% | 20% | 0.011736 | 0.00037791
92 | 2 | 0.72545 | 567 | 92 | 2 | MDR | 11.4307 | 0.577 | 3171.321 | 160.031 | 0.415 | 0.333 | 4.743 | 0.192 | 1315.816 | 53.26 | 0.72545 | 2.534 | 0.096 | 1.8383 | 0.069643 | 0.222 | 0.16717 | 1867 | 5 | Dry Detention | 0.2 |  |  | TMDL | TMDL |  |  | 778.3713 | 35834.7733 | 567 | 20% | 20% | 0.36766 | 0.013929
94 | 2 | 0.097208 | 586 | 94 | 2 | MDR | 9.6055 | 0.522 | 1751.97 | 95.149 | 0.245 | 0.182 | 2.356 | 0.095 | 429.647 | 17.285 | 0.097208 | 0.559 | 0.018 | 0.054339 | 0.0017497 | 0.058 | 0.034724 | 1867 | 5 | Dry Detention | 0.2 |  |  | TMDL | TMDL |  |  | 778.3713 | 35834.7733 | 586 | 20% | 20% | 0.010868 | 0.00034995
92 | 2 | 0.20394 | 567 | 92 | 2 | MDR | 11.4307 | 0.577 | 3171.321 | 160.031 | 0.415 | 0.333 | 4.743 | 0.192 | 1315.816 | 53.26 | 0.20394 | 2.534 | 0.096 | 0.51678 | 0.019578 | 0.222 | 0.16717 | 1868 | 5 | Dry Detention | 0.2 |  |  | TMDL | TMDL |  |  | 532.8554 | 8894.7429 | 567 | 20% | 20% | 0.10336 | 0.0039156
92 | 13 | 0.00025522 | 576 | 92 | 13 | WET | 0.79346 | 0.031 | 85.726 | 3.331 | 0.479 | 0.43 | 0.38 | 0.013 | 41.037 | 1.433 | 0.00025522 | 0.222 | 0.008 | 5.6659e-05 | 2.0418e-06 | 0.279 | 0.24511 | 1868 | 5 | Dry Detention | 0.2 |  |  | TMDL | TMDL |  |  | 532.8554 | 8894.7429 | 576 | 20% | 20% | 1.1332e-05 | 4.0836e-07
23 | 3 | 0.046408 | 122 | 23 | 3 | HDR | 15.1365 | 1.11 | 4936.678 | 361.861 | 0.895 | 0.911 | 13.544 | 1.011 | 4417.226 | 329.591 | 0.046408 | 13.544 | 1.011 | 0.62855 | 0.046918 | 0.895 | 0.91082 | 1869 | 5 | Dry Detention | 0.2 |  |  | TMDL | TMDL |  |  | 359.5325 | 5268.0229 | 122 | 20% | 20% | 0.12571 | 0.0093837
23 | 11 | 0.074398 | 128 | 23 | 11 | FOR | 1.6962 | 0.066 | 200.677 | 7.773 | 0.898 | 0.914 | 1.524 | 0.06 | 180.29 | 7.106 | 0.074398 | 1.524 | 0.06 | 0.11338 | 0.0044639 | 0.898 | 0.91417 | 1869 | 5 | Dry Detention | 0.2 |  |  | TMDL | TMDL |  |  | 359.5325 | 5268.0229 | 128 | 20% | 20% | 0.022677 | 0.00089278
23 | 12 | 0.00013162 | 129 | 23 | 12 | WAT | 0.49355 | 0.016 | 34.255 | 1.077 | 0.898 | 0.913 | 0.443 | 0.014 | 30.778 | 0.983 | 0.00013162 | 0.443 | 0.014 | 5.8306e-05 | 1.8426e-06 | 0.898 | 0.91306 | 1869 | 5 | Dry Detention | 0.2 |  |  | TMDL | TMDL |  |  | 359.5325 | 5268.0229 | 129 | 20% | 20% | 1.1661e-05 | 3.6852e-07
92 | 2 | 0.4349 | 567 | 92 | 2 | MDR | 11.4307 | 0.577 | 3171.321 | 160.031 | 0.415 | 0.333 | 4.743 | 0.192 | 1315.816 | 53.26 | 0.4349 | 2.534 | 0.096 | 1.102 | 0.04175 | 0.222 | 0.16717 | 1870 | 5 | Dry Detention | 0.2 |  |  | TMDL | TMDL |  |  | 611.6132 | 18944.1752 | 567 | 20% | 20% | 0.22041 | 0.0083501
23 | 4 | 5.8602 | 123 | 23 | 4 | IND | 10.0422 | 0.85 | 5417.453 | 458.426 | 0.893 | 0.909 | 8.963 | 0.773 | 4835.422 | 416.755 | 5.8602 | 8.963 | 0.773 | 52.5254 | 4.53 | 0.893 | 0.9091 | 1871 | 5 | Dry Detention | 0.2 |  |  | TMDL | TMDL |  |  | 3259.9935 | 256043.9338 | 123 | 20% | 20% | 10.5051 | 0.90599
23 | 13 | 0.017734 | 130 | 23 | 13 | WET | 8.0216 | 0.526 | 6987.131 | 457.734 | 0.893 | 0.91 | 7.166 | 0.478 | 6241.869 | 416.507 | 0.017734 | 7.166 | 0.478 | 0.12708 | 0.0084767 | 0.893 | 0.90993 | 1871 | 5 | Dry Detention | 0.2 |  |  | TMDL | TMDL |  |  | 3259.9935 | 256043.9338 | 130 | 20% | 20% | 0.025416 | 0.0016953
92 | 2 | 0.046219 | 567 | 92 | 2 | MDR | 11.4307 | 0.577 | 3171.321 | 160.031 | 0.415 | 0.333 | 4.743 | 0.192 | 1315.816 | 53.26 | 0.046219 | 2.534 | 0.096 | 0.11712 | 0.004437 | 0.222 | 0.16717 | 1872 | 5 | Dry Detention | 0.2 |  |  | TMDL | TMDL |  |  | 183.1055 | 2013.281 | 567 | 20% | 20% | 0.023424 | 0.0008874
39 | 1 | 1.3941 | 259 | 39 | 1 | LDR | 2.8996 | 0.259 | 1035.599 | 92.373 | 1.075 | 1.082 | 3.118 | 0.28 | 1113.717 | 99.953 | 1.3941 | 2.887 | 0.254 | 4.0247 | 0.3541 | 0.996 | 0.98369 | 1873 | 5 | Dry Detention | 0.2 |  |  | TMDL | TMDL |  |  | 1507.938 | 124626.9798 | 259 | 20% | 20% | 0.80494 | 0.070819
39 | 13 | 0.23461 | 270 | 39 | 13 | WET | 2.4147 | 0.224 | 8471.903 | 784.954 | 1.082 | 1.085 | 2.613 | 0.243 | 9167.141 | 851.506 | 0.23461 | 2.419 | 0.221 | 0.56753 | 0.051849 | 1.002 | 0.98617 | 1873 | 5 | Dry Detention | 0.2 |  |  | TMDL | TMDL |  |  | 1507.938 | 124626.9798 | 270 | 20% | 20% | 0.11351 | 0.01037
36 | 11 | 0.71622 | 235 | 36 | 11 | FOR | 1.6973 | 0.136 | 456.356 | 36.497 | 0.685 | 0.642 | 1.162 | 0.087 | 312.528 | 23.445 | 0.71622 | 1.162 | 0.087 | 0.83224 | 0.062311 | 0.685 | 0.64239 | 1874 | 5 | Dry Detention | 0.2 |  |  | TMDL | TMDL |  |  | 1250.6983 | 100946.1539 | 235 | 20% | 20% | 0.16645 | 0.012462
98 | 11 | 1.6012 | 618 | 98 | 11 | FOR | 1.936 | 0.155 | 605.947 | 48.477 | 1.012 | 2 | 1.96 | 0.31 | 613.42 | 96.954 | 1.6012 | 1.647 | 0.13 | 2.6372 | 0.20816 | 0.85 | 0.83988 | 1874 | 5 | Dry Detention | 0.2 |  |  | TMDL | TMDL |  |  | 1250.6983 | 100946.1539 | 618 | 20% | 20% | 0.52744 | 0.041631
21 | 2 | 2.5438 | 101 | 21 | 2 | MDR | 6.6729 | 0.344 | 2377.176 | 122.649 | 0.581 | 0.521 | 3.875 | 0.179 | 1380.281 | 63.876 | 2.5438 | 3.469 | 0.163 | 8.8243 | 0.41463 | 0.52 | 0.47481 | 1875 | 5 | Dry Detention | 0.2 |  |  | TMDL | TMDL |  |  | 1637.3299 | 113752.6339 | 101 | 20% | 20% | 1.7649 | 0.082927
21 | 4 | 0.047975 | 103 | 21 | 4 | IND | 10.5311 | 1.016 | 2225.298 | 214.731 | 0.569 | 0.516 | 5.997 | 0.524 | 1267.178 | 110.76 | 0.047975 | 5.358 | 0.477 | 0.25705 | 0.022884 | 0.509 | 0.46982 | 1875 | 5 | Dry Detention | 0.2 |  |  | TMDL | TMDL |  |  | 1637.3299 | 113752.6339 | 103 | 20% | 20% | 0.05141 | 0.0045768
21 | 6 | 0.019671 | 104 | 21 | 6 | OPE | 3.1285 | 0.138 | 99.006 | 4.38 | 0.592 | 0.536 | 1.853 | 0.074 | 58.642 | 2.347 | 0.019671 | 1.662 | 0.068 | 0.032693 | 0.0013376 | 0.531 | 0.48947 | 1875 | 5 | Dry Detention | 0.2 |  |  | TMDL | TMDL |  |  | 1637.3299 | 113752.6339 | 104 | 20% | 20% | 0.0065386 | 0.00026752
92 | 2 | 0.60282 | 567 | 92 | 2 | MDR | 11.4307 | 0.577 | 3171.321 | 160.031 | 0.415 | 0.333 | 4.743 | 0.192 | 1315.816 | 53.26 | 0.60282 | 2.534 | 0.096 | 1.5275 | 0.057871 | 0.222 | 0.16717 | 1876 | 5 | Dry Detention | 0.2 |  |  | TMDL | TMDL |  |  | 665.744 | 26258.7052 | 567 | 20% | 20% | 0.30551 | 0.011574
97 | 7 | 5.5002 | 607 | 97 | 7 | PAS | 8.0611 | 0.755 | 615.775 | 57.68 | 0.858 | 0.833 | 6.914 | 0.629 | 528.163 | 48.051 | 5.5002 | 6.914 | 0.629 | 38.0286 | 3.4596 | 0.858 | 0.83306 | 1877 | 5 | Dry Detention | 0.2 |  |  | TMDL | TMDL |  |  | 13378.2277 | 1930697.2322 | 607 | 20% | 20% | 7.6057 | 0.69193
97 | 10 | 0.064674 | 608 | 97 | 10 | RAN | 3.0677 | 0.253 | 405.178 | 33.373 | 0.859 | 0.835 | 2.637 | 0.211 | 348.245 | 27.853 | 0.064674 | 2.637 | 0.211 | 0.17054 | 0.013646 | 0.859 | 0.8346 | 1877 | 5 | Dry Detention | 0.2 |  |  | TMDL | TMDL |  |  | 13378.2277 | 1930697.2322 | 608 | 20% | 20% | 0.034109 | 0.0027292
97 | 11 | 24.3186 | 609 | 97 | 11 | FOR | 1.8856 | 0.15 | 1178.991 | 93.84 | 0.864 | 0.838 | 1.629 | 0.126 | 1018.261 | 78.664 | 24.3186 | 1.629 | 0.126 | 39.6149 | 3.0641 | 0.864 | 0.83828 | 1877 | 5 | Dry Detention | 0.2 |  |  | TMDL | TMDL |  |  | 13378.2277 | 1930697.2322 | 609 | 20% | 20% | 7.923 | 0.61283
97 | 13 | 2.4404 | 611 | 97 | 13 | WET | 2.5135 | 0.2 | 2832.084 | 225.479 | 0.875 | 0.856 | 2.199 | 0.171 | 2477.678 | 193.038 | 2.4404 | 2.199 | 0.171 | 5.3664 | 0.41731 | 0.875 | 0.85613 | 1877 | 5 | Dry Detention | 0.2 |  |  | TMDL | TMDL |  |  | 13378.2277 | 1930697.2322 | 611 | 20% | 20% | 1.0733 | 0.083462
98 | 7 | 1.4374 | 615 | 98 | 7 | PAS | 8.2347 | 0.77 | 1166.724 | 109.158 | 1.012 | 2 | 8.336 | 1.541 | 1181.074 | 218.316 | 1.4374 | 6.958 | 0.643 | 10.0014 | 0.92424 | 0.845 | 0.83495 | 1877 | 5 | Dry Detention | 0.2 |  |  | TMDL | TMDL |  |  | 13378.2277 | 1930697.2322 | 615 | 20% | 20% | 2.0003 | 0.18485
98 | 11 | 5.0196 | 618 | 98 | 11 | FOR | 1.936 | 0.155 | 605.947 | 48.477 | 1.012 | 2 | 1.96 | 0.31 | 613.42 | 96.954 | 5.0196 | 1.647 | 0.13 | 8.2673 | 0.65255 | 0.85 | 0.83988 | 1877 | 5 | Dry Detention | 0.2 |  |  | TMDL | TMDL |  |  | 13378.2277 | 1930697.2322 | 618 | 20% | 20% | 1.6535 | 0.13051
98 | 12 | 0.050269 | 619 | 98 | 12 | WAT | 0.59178 | 0.041 | 1.065 | 0.073 | 1.016 | 2 | 0.602 | 0.081 | 1.083 | 0.147 | 0.050269 | 0.508 | 0.035 | 0.025537 | 0.0017594 | 0.858 | 0.84853 | 1877 | 5 | Dry Detention | 0.2 |  |  | TMDL | TMDL |  |  | 13378.2277 | 1930697.2322 | 619 | 20% | 20% | 0.0051074 | 0.00035189
98 | 13 | 5.4917 | 620 | 98 | 13 | WET | 2.2526 | 0.176 | 2135.004 | 166.457 | 1.017 | 2 | 2.29 | 0.351 | 2170.555 | 332.915 | 5.4917 | 1.946 | 0.15 | 10.6869 | 0.82376 | 0.864 | 0.85634 | 1877 | 5 | Dry Detention | 0.2 |  |  | TMDL | TMDL |  |  | 13378.2277 | 1930697.2322 | 620 | 20% | 20% | 2.1374 | 0.16475
97 | 10 | 0.33293 | 608 | 97 | 10 | RAN | 3.0677 | 0.253 | 405.178 | 33.373 | 0.859 | 0.835 | 2.637 | 0.211 | 348.245 | 27.853 | 0.33293 | 2.637 | 0.211 | 0.87794 | 0.070249 | 0.859 | 0.8346 | 1878 | 5 | Dry Detention | 0.2 |  |  | TMDL | TMDL |  |  | 3773.41 | 541736.1322 | 608 | 20% | 20% | 0.17559 | 0.01405
97 | 11 | 3.0253 | 609 | 97 | 11 | FOR | 1.8856 | 0.15 | 1178.991 | 93.84 | 0.864 | 0.838 | 1.629 | 0.126 | 1018.261 | 78.664 | 3.0253 | 1.629 | 0.126 | 4.9282 | 0.38119 | 0.864 | 0.83828 | 1878 | 5 | Dry Detention | 0.2 |  |  | TMDL | TMDL |  |  | 3773.41 | 541736.1322 | 609 | 20% | 20% | 0.98565 | 0.076238
98 | 10 | 1.2527 | 617 | 98 | 10 | RAN | 3.1394 | 0.258 | 135.888 | 11.178 | 1.012 | 2 | 3.179 | 0.516 | 137.587 | 22.356 | 1.2527 | 2.658 | 0.216 | 3.3296 | 0.27057 | 0.847 | 0.83643 | 1878 | 5 | Dry Detention | 0.2 |  |  | TMDL | TMDL |  |  | 3773.41 | 541736.1322 | 617 | 20% | 20% | 0.66591 | 0.054115
98 | 11 | 7.8255 | 618 | 98 | 11 | FOR | 1.936 | 0.155 | 605.947 | 48.477 | 1.012 | 2 | 1.96 | 0.31 | 613.42 | 96.954 | 7.8255 | 1.647 | 0.13 | 12.8886 | 1.0173 | 0.85 | 0.83988 | 1878 | 5 | Dry Detention | 0.2 |  |  | TMDL | TMDL |  |  | 3773.41 | 541736.1322 | 618 | 20% | 20% | 2.5777 | 0.20346
98 | 13 | 0.00022763 | 620 | 98 | 13 | WET | 2.2526 | 0.176 | 2135.004 | 166.457 | 1.017 | 2 | 2.29 | 0.351 | 2170.555 | 332.915 | 0.00022763 | 1.946 | 0.15 | 0.00044296 | 3.4144e-05 | 0.864 | 0.85634 | 1878 | 5 | Dry Detention | 0.2 |  |  | TMDL | TMDL |  |  | 3773.41 | 541736.1322 | 620 | 20% | 20% | 8.8592e-05 | 6.8288e-06
97 | 11 | 0.53208 | 609 | 97 | 11 | FOR | 1.8856 | 0.15 | 1178.991 | 93.84 | 0.864 | 0.838 | 1.629 | 0.126 | 1018.261 | 78.664 | 0.53208 | 1.629 | 0.126 | 0.86677 | 0.067043 | 0.864 | 0.83828 | 1879 | 5 | Dry Detention | 0.2 |  |  | TMDL | TMDL |  |  | 3388.0792 | 30895.932 | 609 | 20% | 20% | 0.17335 | 0.013409
92 | 2 | 2.3866 | 567 | 92 | 2 | MDR | 11.4307 | 0.577 | 3171.321 | 160.031 | 0.415 | 0.333 | 4.743 | 0.192 | 1315.816 | 53.26 | 2.3866 | 2.534 | 0.096 | 6.0475 | 0.22911 | 0.222 | 0.16717 | 1880 | 5 | Dry Detention | 0.2 |  |  | TMDL | TMDL |  |  | 1395.7906 | 103958.1893 | 567 | 20% | 20% | 1.2095 | 0.045822
92 | 2 | 0.2703 | 567 | 92 | 2 | MDR | 11.4307 | 0.577 | 3171.321 | 160.031 | 0.415 | 0.333 | 4.743 | 0.192 | 1315.816 | 53.26 | 0.2703 | 2.534 | 0.096 | 0.68494 | 0.025949 | 0.222 | 0.16717 | 1881 | 5 | Dry Detention | 0.2 |  |  | TMDL | TMDL |  |  | 436.9957 | 11774.2955 | 567 | 20% | 20% | 0.13699 | 0.0051898
21 | 4 | 0.21714 | 103 | 21 | 4 | IND | 10.5311 | 1.016 | 2225.298 | 214.731 | 0.569 | 0.516 | 5.997 | 0.524 | 1267.178 | 110.76 | 0.21714 | 5.358 | 0.477 | 1.1634 | 0.10358 | 0.509 | 0.46982 | 1882 | 5 | Dry Detention | 0.2 |  |  | TMDL | TMDL |  |  | 1238.6929 | 66307.3781 | 103 | 20% | 20% | 0.23269 | 0.020715
23 | 4 | 1.3051 | 123 | 23 | 4 | IND | 10.0422 | 0.85 | 5417.453 | 458.426 | 0.893 | 0.909 | 8.963 | 0.773 | 4835.422 | 416.755 | 1.3051 | 8.963 | 0.773 | 11.6974 | 1.0088 | 0.893 | 0.9091 | 1882 | 5 | Dry Detention | 0.2 |  |  | TMDL | TMDL |  |  | 1238.6929 | 66307.3781 | 123 | 20% | 20% | 2.3395 | 0.20176
21 | 4 | 2.6329 | 103 | 21 | 4 | IND | 10.5311 | 1.016 | 2225.298 | 214.731 | 0.569 | 0.516 | 5.997 | 0.524 | 1267.178 | 110.76 | 2.6329 | 5.358 | 0.477 | 14.1071 | 1.2559 | 0.509 | 0.46982 | 1883 | 5 | Dry Detention | 0.2 |  |  | TMDL | TMDL |  |  | 1641.3249 | 114688.4845 | 103 | 20% | 20% | 2.8214 | 0.25118
98 | 11 | 2.5886 | 618 | 98 | 11 | FOR | 1.936 | 0.155 | 605.947 | 48.477 | 1.012 | 2 | 1.96 | 0.31 | 613.42 | 96.954 | 2.5886 | 1.647 | 0.13 | 4.2635 | 0.33652 | 0.85 | 0.83988 | 1884 | 5 | Dry Detention | 0.2 |  |  | TMDL | TMDL |  |  | 1348.9356 | 112759.6473 | 618 | 20% | 20% | 0.85269 | 0.067304
92 | 2 | 0.031018 | 567 | 92 | 2 | MDR | 11.4307 | 0.577 | 3171.321 | 160.031 | 0.415 | 0.333 | 4.743 | 0.192 | 1315.816 | 53.26 | 0.031018 | 2.534 | 0.096 | 0.078598 | 0.0029777 | 0.222 | 0.16717 | 1885 | 5 | Dry Detention | 0.2 |  |  | TMDL | TMDL |  |  | 256.6141 | 3959.1786 | 567 | 20% | 20% | 0.01572 | 0.00059554
92 | 12 | 0.059873 | 575 | 92 | 12 | WAT | 0.29016 | 0.007 | 10.083 | 0.236 | 0.467 | 0.388 | 0.136 | 0.003 | 4.713 | 0.092 | 0.059873 | 0.078 | 0.001 | 0.0046701 | 5.9873e-05 | 0.269 | 0.21102 | 1885 | 5 | Dry Detention | 0.2 |  |  | TMDL | TMDL |  |  | 256.6141 | 3959.1786 | 575 | 20% | 20% | 0.00093402 | 1.1975e-05
21 | 2 | 5.8096 | 101 | 21 | 2 | MDR | 6.6729 | 0.344 | 2377.176 | 122.649 | 0.581 | 0.521 | 3.875 | 0.179 | 1380.281 | 63.876 | 5.8096 | 3.469 | 0.163 | 20.1534 | 0.94696 | 0.52 | 0.47481 | 1886 | 5 | Dry Detention | 0.2 |  |  | TMDL | TMDL |  |  | 4384.9913 | 255114.9251 | 101 | 20% | 20% | 4.0307 | 0.18939
21 | 4 | 0.04674 | 103 | 21 | 4 | IND | 10.5311 | 1.016 | 2225.298 | 214.731 | 0.569 | 0.516 | 5.997 | 0.524 | 1267.178 | 110.76 | 0.04674 | 5.358 | 0.477 | 0.25043 | 0.022295 | 0.509 | 0.46982 | 1886 | 5 | Dry Detention | 0.2 |  |  | TMDL | TMDL |  |  | 4384.9913 | 255114.9251 | 103 | 20% | 20% | 0.050087 | 0.004459
21 | 6 | 0.00033231 | 104 | 21 | 6 | OPE | 3.1285 | 0.138 | 99.006 | 4.38 | 0.592 | 0.536 | 1.853 | 0.074 | 58.642 | 2.347 | 0.00033231 | 1.662 | 0.068 | 0.00055229 | 2.2597e-05 | 0.531 | 0.48947 | 1886 | 5 | Dry Detention | 0.2 |  |  | TMDL | TMDL |  |  | 4384.9913 | 255114.9251 | 104 | 20% | 20% | 0.00011046 | 4.5194e-06
21 | 4 | 0.12466 | 103 | 21 | 4 | IND | 10.5311 | 1.016 | 2225.298 | 214.731 | 0.569 | 0.516 | 5.997 | 0.524 | 1267.178 | 110.76 | 0.12466 | 5.358 | 0.477 | 0.66795 | 0.059465 | 0.509 | 0.46982 | 1887 | 5 | Dry Detention | 0.2 |  |  | TMDL | TMDL |  |  | 1484.7098 | 65937.0278 | 103 | 20% | 20% | 0.13359 | 0.011893
23 | 4 | 1.389 | 123 | 23 | 4 | IND | 10.0422 | 0.85 | 5417.453 | 458.426 | 0.893 | 0.909 | 8.963 | 0.773 | 4835.422 | 416.755 | 1.389 | 8.963 | 0.773 | 12.4494 | 1.0737 | 0.893 | 0.9091 | 1887 | 5 | Dry Detention | 0.2 |  |  | TMDL | TMDL |  |  | 1484.7098 | 65937.0278 | 123 | 20% | 20% | 2.4899 | 0.21474
23 | 13 | 7.0199e-05 | 130 | 23 | 13 | WET | 8.0216 | 0.526 | 6987.131 | 457.734 | 0.893 | 0.91 | 7.166 | 0.478 | 6241.869 | 416.507 | 7.0199e-05 | 7.166 | 0.478 | 0.00050304 | 3.3555e-05 | 0.893 | 0.90993 | 1887 | 5 | Dry Detention | 0.2 |  |  | TMDL | TMDL |  |  | 1484.7098 | 65937.0278 | 130 | 20% | 20% | 0.00010061 | 6.711e-06
92 | 2 | 0.016825 | 567 | 92 | 2 | MDR | 11.4307 | 0.577 | 3171.321 | 160.031 | 0.415 | 0.333 | 4.743 | 0.192 | 1315.816 | 53.26 | 0.016825 | 2.534 | 0.096 | 0.042635 | 0.0016152 | 0.222 | 0.16717 | 1888 | 5 | Dry Detention | 0.2 |  |  | TMDL | TMDL |  |  | 226.2054 | 3001.7527 | 567 | 20% | 20% | 0.0085271 | 0.00032305
92 | 12 | 0.052086 | 575 | 92 | 12 | WAT | 0.29016 | 0.007 | 10.083 | 0.236 | 0.467 | 0.388 | 0.136 | 0.003 | 4.713 | 0.092 | 0.052086 | 0.078 | 0.001 | 0.0040627 | 5.2086e-05 | 0.269 | 0.21102 | 1888 | 5 | Dry Detention | 0.2 |  |  | TMDL | TMDL |  |  | 226.2054 | 3001.7527 | 575 | 20% | 20% | 0.00081254 | 1.0417e-05
92 | 2 | 0.00045534 | 567 | 92 | 2 | MDR | 11.4307 | 0.577 | 3171.321 | 160.031 | 0.415 | 0.333 | 4.743 | 0.192 | 1315.816 | 53.26 | 0.00045534 | 2.534 | 0.096 | 0.0011538 | 4.3712e-05 | 0.222 | 0.16717 | 1889 | 5 | Dry Detention | 0.2 |  |  | TMDL | TMDL |  |  | 21.9492 | 19.8343 | 567 | 20% | 20% | 0.00023076 | 8.7424e-06
39 | 1 | 4.0573 | 259 | 39 | 1 | LDR | 2.8996 | 0.259 | 1035.599 | 92.373 | 1.075 | 1.082 | 3.118 | 0.28 | 1113.717 | 99.953 | 4.0573 | 2.887 | 0.254 | 11.7133 | 1.0305 | 0.996 | 0.98369 | 1890 | 5 | Dry Detention | 0.2 |  |  | TMDL | TMDL |  |  | 5461.8512 | 558760.1408 | 259 | 20% | 20% | 2.3427 | 0.20611
39 | 6 | 4.2963 | 263 | 39 | 6 | OPE | 2.572 | 0.219 | 217.338 | 18.482 | 1.075 | 1.082 | 2.764 | 0.237 | 233.592 | 20.002 | 4.2963 | 2.56 | 0.215 | 10.9985 | 0.9237 | 0.995 | 0.98384 | 1890 | 5 | Dry Detention | 0.2 |  |  | TMDL | TMDL |  |  | 5461.8512 | 558760.1408 | 263 | 20% | 20% | 2.1997 | 0.18474
39 | 12 | 0.83101 | 269 | 39 | 12 | WAT | 0.27851 | 0.019 | 88.781 | 6.052 | 1.081 | 1.084 | 0.301 | 0.021 | 95.936 | 6.562 | 0.83101 | 0.279 | 0.019 | 0.23185 | 0.015789 | 1.001 | 0.98565 | 1890 | 5 | Dry Detention | 0.2 |  |  | TMDL | TMDL |  |  | 5461.8512 | 558760.1408 | 269 | 20% | 20% | 0.046371 | 0.0031579
39 | 13 | 0.36246 | 270 | 39 | 13 | WET | 2.4147 | 0.224 | 8471.903 | 784.954 | 1.082 | 1.085 | 2.613 | 0.243 | 9167.141 | 851.506 | 0.36246 | 2.419 | 0.221 | 0.8768 | 0.080105 | 1.002 | 0.98617 | 1890 | 5 | Dry Detention | 0.2 |  |  | TMDL | TMDL |  |  | 5461.8512 | 558760.1408 | 270 | 20% | 20% | 0.17536 | 0.016021
21 | 4 | 3.6789 | 103 | 21 | 4 | IND | 10.5311 | 1.016 | 2225.298 | 214.731 | 0.569 | 0.516 | 5.997 | 0.524 | 1267.178 | 110.76 | 3.6789 | 5.358 | 0.477 | 19.7116 | 1.7548 | 0.509 | 0.46982 | 1891 | 5 | Dry Detention | 0.2 |  |  | TMDL | TMDL |  |  | 1956.8946 | 160252.3955 | 103 | 20% | 20% | 3.9423 | 0.35097
92 | 13 | 0.0049169 | 576 | 92 | 13 | WET | 0.79346 | 0.031 | 85.726 | 3.331 | 0.479 | 0.43 | 0.38 | 0.013 | 41.037 | 1.433 | 0.0049169 | 0.222 | 0.008 | 0.0010915 | 3.9335e-05 | 0.279 | 0.24511 | 1892 | 5 | Dry Detention | 0.2 |  |  | TMDL | TMDL |  |  | 258.4443 | 214.1786 | 576 | 20% | 20% | 0.00021831 | 7.867e-06
21 | 2 | 0.015924 | 101 | 21 | 2 | MDR | 6.6729 | 0.344 | 2377.176 | 122.649 | 0.581 | 0.521 | 3.875 | 0.179 | 1380.281 | 63.876 | 0.015924 | 3.469 | 0.163 | 0.05524 | 0.0025956 | 0.52 | 0.47481 | 1893 | 5 | Dry Detention | 0.2 |  |  | TMDL | TMDL |  |  | 163.8483 | 693.6386 | 101 | 20% | 20% | 0.011048 | 0.00051912
92 | 1 | 0.32979 | 566 | 92 | 1 | LDR | 5.7049 | 0.265 | 242.69 | 11.285 | 0.417 | 0.337 | 2.381 | 0.089 | 101.298 | 3.801 | 0.32979 | 1.277 | 0.045 | 0.42114 | 0.014841 | 0.224 | 0.16991 | 1894 | 5 | Dry Detention | 0.2 |  |  | TMDL | TMDL |  |  | 1068.3359 | 26355.8194 | 566 | 20% | 20% | 0.084229 | 0.0029681
92 | 4 | 0.27526 | 569 | 92 | 4 | IND | 18.1266 | 1.692 | 2033.405 | 189.788 | 0.402 | 0.328 | 7.291 | 0.554 | 817.913 | 62.182 | 0.27526 | 3.829 | 0.278 | 1.054 | 0.076522 | 0.211 | 0.16435 | 1894 | 5 | Dry Detention | 0.2 |  |  | TMDL | TMDL |  |  | 1068.3359 | 26355.8194 | 569 | 20% | 20% | 0.21079 | 0.015304
92 | 2 | 2.3209 | 567 | 92 | 2 | MDR | 11.4307 | 0.577 | 3171.321 | 160.031 | 0.415 | 0.333 | 4.743 | 0.192 | 1315.816 | 53.26 | 2.3209 | 2.534 | 0.096 | 5.8812 | 0.22281 | 0.222 | 0.16717 | 1895 | 5 | Dry Detention | 0.2 |  |  | TMDL | TMDL |  |  | 2769.5188 | 117986.3279 | 567 | 20% | 20% | 1.1762 | 0.044562
92 | 13 | 0.38769 | 576 | 92 | 13 | WET | 0.79346 | 0.031 | 85.726 | 3.331 | 0.479 | 0.43 | 0.38 | 0.013 | 41.037 | 1.433 | 0.38769 | 0.222 | 0.008 | 0.086066 | 0.0031015 | 0.279 | 0.24511 | 1895 | 5 | Dry Detention | 0.2 |  |  | TMDL | TMDL |  |  | 2769.5188 | 117986.3279 | 576 | 20% | 20% | 0.017213 | 0.0006203
21 | 4 | 4.4216 | 103 | 21 | 4 | IND | 10.5311 | 1.016 | 2225.298 | 214.731 | 0.569 | 0.516 | 5.997 | 0.524 | 1267.178 | 110.76 | 4.4216 | 5.358 | 0.477 | 23.6907 | 2.1091 | 0.509 | 0.46982 | 1896 | 5 | Dry Detention | 0.2 |  |  | TMDL | TMDL |  |  | 2279.4596 | 227975.4462 | 103 | 20% | 20% | 4.7381 | 0.42182
21 | 11 | 0.81205 | 106 | 21 | 11 | FOR | 1.4462 | 0.058 | 50.677 | 2.039 | 0.61 | 0.559 | 0.882 | 0.033 | 30.894 | 1.14 | 0.81205 | 0.793 | 0.03 | 0.64396 | 0.024362 | 0.548 | 0.51168 | 1896 | 5 | Dry Detention | 0.2 |  |  | TMDL | TMDL |  |  | 2279.4596 | 227975.4462 | 106 | 20% | 20% | 0.12879 | 0.0048723
36 | 8 | 8.0423 | 233 | 36 | 8 | AGR | 8.712 | 0.844 | 4028.692 | 390.487 | 0.677 | 0.635 | 5.9 | 0.536 | 2728.126 | 247.809 | 8.0423 | 5.9 | 0.536 | 47.4496 | 4.3107 | 0.677 | 0.63461 | 1897 | 5 | Dry Detention | 0.2 |  |  | TMDL | TMDL |  |  | 3979.3183 | 665147.6661 | 233 | 20% | 20% | 9.4899 | 0.86214
36 | 11 | 3.3185 | 235 | 36 | 11 | FOR | 1.6973 | 0.136 | 456.356 | 36.497 | 0.685 | 0.642 | 1.162 | 0.087 | 312.528 | 23.445 | 3.3185 | 1.162 | 0.087 | 3.8561 | 0.28871 | 0.685 | 0.64239 | 1897 | 5 | Dry Detention | 0.2 |  |  | TMDL | TMDL |  |  | 3979.3183 | 665147.6661 | 235 | 20% | 20% | 0.77121 | 0.057741
36 | 12 | 0.99615 | 236 | 36 | 12 | WAT | 0.5222 | 0.036 | 7.117 | 0.495 | 0.683 | 0.636 | 0.357 | 0.023 | 4.864 | 0.315 | 0.99615 | 0.357 | 0.023 | 0.35563 | 0.022911 | 0.683 | 0.63574 | 1897 | 5 | Dry Detention | 0.2 |  |  | TMDL | TMDL |  |  | 3979.3183 | 665147.6661 | 236 | 20% | 20% | 0.071125 | 0.0045823
39 | 8 | 0.45752 | 265 | 39 | 8 | AGR | 5.0969 | 0.451 | 1321.577 | 117.033 | 1.075 | 1.083 | 5.477 | 0.489 | 1420.241 | 126.723 | 0.45752 | 5.072 | 0.444 | 2.3206 | 0.20314 | 0.995 | 0.98436 | 1897 | 5 | Dry Detention | 0.2 |  |  | TMDL | TMDL |  |  | 3979.3183 | 665147.6661 | 265 | 20% | 20% | 0.46411 | 0.040628
39 | 11 | 2.4553 | 268 | 39 | 11 | FOR | 0.99237 | 0.07 | 385.77 | 27.224 | 1.075 | 1.083 | 1.067 | 0.076 | 414.895 | 29.493 | 2.4553 | 0.988 | 0.069 | 2.4258 | 0.16942 | 0.996 | 0.98485 | 1897 | 5 | Dry Detention | 0.2 |  |  | TMDL | TMDL |  |  | 3979.3183 | 665147.6661 | 268 | 20% | 20% | 0.48517 | 0.033883
36 | 8 | 0.13392 | 233 | 36 | 8 | AGR | 8.712 | 0.844 | 4028.692 | 390.487 | 0.677 | 0.635 | 5.9 | 0.536 | 2728.126 | 247.809 | 0.13392 | 5.9 | 0.536 | 0.79015 | 0.071783 | 0.677 | 0.63461 | 1898 | 5 | Dry Detention | 0.2 |  |  | TMDL | TMDL |  |  | 3536.3069 | 537949.669 | 233 | 20% | 20% | 0.15803 | 0.014357
36 | 11 | 12.0947 | 235 | 36 | 11 | FOR | 1.6973 | 0.136 | 456.356 | 36.497 | 0.685 | 0.642 | 1.162 | 0.087 | 312.528 | 23.445 | 12.0947 | 1.162 | 0.087 | 14.0541 | 1.0522 | 0.685 | 0.64239 | 1898 | 5 | Dry Detention | 0.2 |  |  | TMDL | TMDL |  |  | 3536.3069 | 537949.669 | 235 | 20% | 20% | 2.8108 | 0.21045
36 | 12 | 0.12102 | 236 | 36 | 12 | WAT | 0.5222 | 0.036 | 7.117 | 0.495 | 0.683 | 0.636 | 0.357 | 0.023 | 4.864 | 0.315 | 0.12102 | 0.357 | 0.023 | 0.043202 | 0.0027833 | 0.683 | 0.63574 | 1898 | 5 | Dry Detention | 0.2 |  |  | TMDL | TMDL |  |  | 3536.3069 | 537949.669 | 236 | 20% | 20% | 0.0086405 | 0.00055667
98 | 11 | 1.0182 | 618 | 98 | 11 | FOR | 1.936 | 0.155 | 605.947 | 48.477 | 1.012 | 2 | 1.96 | 0.31 | 613.42 | 96.954 | 1.0182 | 1.647 | 0.13 | 1.677 | 0.13236 | 0.85 | 0.83988 | 1899 | 5 | Dry Detention | 0.2 |  |  | TMDL | TMDL |  |  | 1261.8673 | 44351.9542 | 618 | 20% | 20% | 0.33539 | 0.026473
21 | 4 | 6.9188 | 103 | 21 | 4 | IND | 10.5311 | 1.016 | 2225.298 | 214.731 | 0.569 | 0.516 | 5.997 | 0.524 | 1267.178 | 110.76 | 6.9188 | 5.358 | 0.477 | 37.071 | 3.3003 | 0.509 | 0.46982 | 1900 | 5 | Dry Detention | 0.2 |  |  | TMDL | TMDL |  |  | 3533.6583 | 303101.7065 | 103 | 20% | 20% | 7.4142 | 0.66005
21 | 13 | 0.039479 | 108 | 21 | 13 | WET | 9.1936 | 0.658 | 2071.933 | 148.288 | 0.576 | 0.524 | 5.293 | 0.345 | 1192.781 | 77.679 | 0.039479 | 4.736 | 0.314 | 0.18697 | 0.012396 | 0.515 | 0.47752 | 1900 | 5 | Dry Detention | 0.2 |  |  | TMDL | TMDL |  |  | 3533.6583 | 303101.7065 | 108 | 20% | 20% | 0.037394 | 0.0024793
92 | 1 | 0.46636 | 566 | 92 | 1 | LDR | 5.7049 | 0.265 | 242.69 | 11.285 | 0.417 | 0.337 | 2.381 | 0.089 | 101.298 | 3.801 | 0.46636 | 1.277 | 0.045 | 0.59554 | 0.020986 | 0.224 | 0.16991 | 1901 | 5 | Dry Detention | 0.2 |  |  | TMDL | TMDL |  |  | 716.1632 | 20532.5742 | 566 | 20% | 20% | 0.11911 | 0.0041972
92 | 13 | 0.0050087 | 576 | 92 | 13 | WET | 0.79346 | 0.031 | 85.726 | 3.331 | 0.479 | 0.43 | 0.38 | 0.013 | 41.037 | 1.433 | 0.0050087 | 0.222 | 0.008 | 0.0011119 | 4.007e-05 | 0.279 | 0.24511 | 1901 | 5 | Dry Detention | 0.2 |  |  | TMDL | TMDL |  |  | 716.1632 | 20532.5742 | 576 | 20% | 20% | 0.00022239 | 8.0139e-06
23 | 2 | 1.6426 | 121 | 23 | 2 | MDR | 7.0851 | 0.345 | 2693.279 | 131.118 | 0.895 | 0.911 | 6.34 | 0.314 | 2410.131 | 119.396 | 1.6426 | 6.34 | 0.314 | 10.4142 | 0.51578 | 0.895 | 0.9106 | 1902 | 5 | Dry Detention | 0.2 |  |  | TMDL | TMDL |  |  | 6021.9091 | 675139.8727 | 121 | 20% | 20% | 2.0828 | 0.10316
23 | 3 | 0.39125 | 122 | 23 | 3 | HDR | 15.1365 | 1.11 | 4936.678 | 361.861 | 0.895 | 0.911 | 13.544 | 1.011 | 4417.226 | 329.591 | 0.39125 | 13.544 | 1.011 | 5.2991 | 0.39556 | 0.895 | 0.91082 | 1902 | 5 | Dry Detention | 0.2 |  |  | TMDL | TMDL |  |  | 6021.9091 | 675139.8727 | 122 | 20% | 20% | 1.0598 | 0.079111
23 | 8 | 0.15867 | 126 | 23 | 8 | AGR | 8.6099 | 0.429 | 979.986 | 48.777 | 0.897 | 0.913 | 7.725 | 0.391 | 879.312 | 44.533 | 0.15867 | 7.725 | 0.391 | 1.2257 | 0.062038 | 0.897 | 0.91298 | 1902 | 5 | Dry Detention | 0.2 |  |  | TMDL | TMDL |  |  | 6021.9091 | 675139.8727 | 126 | 20% | 20% | 0.24514 | 0.012408
23 | 11 | 0.19823 | 128 | 23 | 11 | FOR | 1.6962 | 0.066 | 200.677 | 7.773 | 0.898 | 0.914 | 1.524 | 0.06 | 180.29 | 7.106 | 0.19823 | 1.524 | 0.06 | 0.30211 | 0.011894 | 0.898 | 0.91417 | 1902 | 5 | Dry Detention | 0.2 |  |  | TMDL | TMDL |  |  | 6021.9091 | 675139.8727 | 128 | 20% | 20% | 0.060421 | 0.0023788
23 | 12 | 13.1084 | 129 | 23 | 12 | WAT | 0.49355 | 0.016 | 34.255 | 1.077 | 0.898 | 0.913 | 0.443 | 0.014 | 30.778 | 0.983 | 13.1084 | 0.443 | 0.014 | 5.807 | 0.18352 | 0.898 | 0.91306 | 1902 | 5 | Dry Detention | 0.2 |  |  | TMDL | TMDL |  |  | 6021.9091 | 675139.8727 | 129 | 20% | 20% | 1.1614 | 0.036703
23 | 4 | 0.22724 | 123 | 23 | 4 | IND | 10.0422 | 0.85 | 5417.453 | 458.426 | 0.893 | 0.909 | 8.963 | 0.773 | 4835.422 | 416.755 | 0.22724 | 8.963 | 0.773 | 2.0367 | 0.17565 | 0.893 | 0.9091 | 1903 | 5 | Dry Detention | 0.2 |  |  | TMDL | TMDL |  |  | 535.0823 | 9898.3487 | 123 | 20% | 20% | 0.40734 | 0.035131
92 | 2 | 1.4152 | 567 | 92 | 2 | MDR | 11.4307 | 0.577 | 3171.321 | 160.031 | 0.415 | 0.333 | 4.743 | 0.192 | 1315.816 | 53.26 | 1.4152 | 2.534 | 0.096 | 3.5861 | 0.13586 | 0.222 | 0.16717 | 1904 | 5 | Dry Detention | 0.2 |  |  | TMDL | TMDL |  |  | 2450.4652 | 266504.0803 | 567 | 20% | 20% | 0.71722 | 0.027172
92 | 12 | 4.4841 | 575 | 92 | 12 | WAT | 0.29016 | 0.007 | 10.083 | 0.236 | 0.467 | 0.388 | 0.136 | 0.003 | 4.713 | 0.092 | 4.4841 | 0.078 | 0.001 | 0.34976 | 0.0044841 | 0.269 | 0.21102 | 1904 | 5 | Dry Detention | 0.2 |  |  | TMDL | TMDL |  |  | 2450.4652 | 266504.0803 | 575 | 20% | 20% | 0.069952 | 0.00089682
92 | 13 | 0.21882 | 576 | 92 | 13 | WET | 0.79346 | 0.031 | 85.726 | 3.331 | 0.479 | 0.43 | 0.38 | 0.013 | 41.037 | 1.433 | 0.21882 | 0.222 | 0.008 | 0.048578 | 0.0017505 | 0.279 | 0.24511 | 1904 | 5 | Dry Detention | 0.2 |  |  | TMDL | TMDL |  |  | 2450.4652 | 266504.0803 | 576 | 20% | 20% | 0.0097155 | 0.00035011
21 | 4 | 2.6889 | 103 | 21 | 4 | IND | 10.5311 | 1.016 | 2225.298 | 214.731 | 0.569 | 0.516 | 5.997 | 0.524 | 1267.178 | 110.76 | 2.6889 | 5.358 | 0.477 | 14.4069 | 1.2826 | 0.509 | 0.46982 | 1905 | 5 | Dry Detention | 0.2 |  |  | TMDL | TMDL |  |  | 1607.9915 | 132643.5647 | 103 | 20% | 20% | 2.8814 | 0.25652
21 | 13 | 0.35622 | 108 | 21 | 13 | WET | 9.1936 | 0.658 | 2071.933 | 148.288 | 0.576 | 0.524 | 5.293 | 0.345 | 1192.781 | 77.679 | 0.35622 | 4.736 | 0.314 | 1.6871 | 0.11185 | 0.515 | 0.47752 | 1905 | 5 | Dry Detention | 0.2 |  |  | TMDL | TMDL |  |  | 1607.9915 | 132643.5647 | 108 | 20% | 20% | 0.33742 | 0.022371
92 | 1 | 1.1756 | 566 | 92 | 1 | LDR | 5.7049 | 0.265 | 242.69 | 11.285 | 0.417 | 0.337 | 2.381 | 0.089 | 101.298 | 3.801 | 1.1756 | 1.277 | 0.045 | 1.5013 | 0.052904 | 0.224 | 0.16991 | 1906 | 5 | Dry Detention | 0.2 |  |  | TMDL | TMDL |  |  | 1478.9469 | 118661.5642 | 566 | 20% | 20% | 0.30026 | 0.010581
92 | 13 | 1.5485 | 576 | 92 | 13 | WET | 0.79346 | 0.031 | 85.726 | 3.331 | 0.479 | 0.43 | 0.38 | 0.013 | 41.037 | 1.433 | 1.5485 | 0.222 | 0.008 | 0.34376 | 0.012388 | 0.279 | 0.24511 | 1906 | 5 | Dry Detention | 0.2 |  |  | TMDL | TMDL |  |  | 1478.9469 | 118661.5642 | 576 | 20% | 20% | 0.068752 | 0.0024775
92 | 1 | 0.018479 | 566 | 92 | 1 | LDR | 5.7049 | 0.265 | 242.69 | 11.285 | 0.417 | 0.337 | 2.381 | 0.089 | 101.298 | 3.801 | 0.018479 | 1.277 | 0.045 | 0.023597 | 0.00083154 | 0.224 | 0.16991 | 1907 | 5 | Dry Detention | 0.2 |  |  | TMDL | TMDL |  |  | 685.1535 | 26765.1388 | 566 | 20% | 20% | 0.0047194 | 0.00016631
92 | 4 | 0.59597 | 569 | 92 | 4 | IND | 18.1266 | 1.692 | 2033.405 | 189.788 | 0.402 | 0.328 | 7.291 | 0.554 | 817.913 | 62.182 | 0.59597 | 3.829 | 0.278 | 2.282 | 0.16568 | 0.211 | 0.16435 | 1907 | 5 | Dry Detention | 0.2 |  |  | TMDL | TMDL |  |  | 685.1535 | 26765.1388 | 569 | 20% | 20% | 0.45639 | 0.033136
21 | 2 | 5.0904 | 101 | 21 | 2 | MDR | 6.6729 | 0.344 | 2377.176 | 122.649 | 0.581 | 0.521 | 3.875 | 0.179 | 1380.281 | 63.876 | 5.0904 | 3.469 | 0.163 | 17.6586 | 0.82973 | 0.52 | 0.47481 | 1908 | 5 | Dry Detention | 0.2 |  |  | TMDL | TMDL |  |  | 4942.1917 | 816985.7996 | 101 | 20% | 20% | 3.5317 | 0.16595
21 | 4 | 0.13908 | 103 | 21 | 4 | IND | 10.5311 | 1.016 | 2225.298 | 214.731 | 0.569 | 0.516 | 5.997 | 0.524 | 1267.178 | 110.76 | 0.13908 | 5.358 | 0.477 | 0.74519 | 0.066341 | 0.509 | 0.46982 | 1908 | 5 | Dry Detention | 0.2 |  |  | TMDL | TMDL |  |  | 4942.1917 | 816985.7996 | 103 | 20% | 20% | 0.14904 | 0.013268
21 | 6 | 13.526 | 104 | 21 | 6 | OPE | 3.1285 | 0.138 | 99.006 | 4.38 | 0.592 | 0.536 | 1.853 | 0.074 | 58.642 | 2.347 | 13.526 | 1.662 | 0.068 | 22.4802 | 0.91977 | 0.531 | 0.48947 | 1908 | 5 | Dry Detention | 0.2 |  |  | TMDL | TMDL |  |  | 4942.1917 | 816985.7996 | 104 | 20% | 20% | 4.496 | 0.18395
21 | 4 | 1.829 | 103 | 21 | 4 | IND | 10.5311 | 1.016 | 2225.298 | 214.731 | 0.569 | 0.516 | 5.997 | 0.524 | 1267.178 | 110.76 | 1.829 | 5.358 | 0.477 | 9.7999 | 0.87244 | 0.509 | 0.46982 | 1909 | 5 | Dry Detention | 0.2 |  |  | TMDL | TMDL |  |  | 1275.761 | 79671.6511 | 103 | 20% | 20% | 1.96 | 0.17449
92 | 2 | 1.0991 | 567 | 92 | 2 | MDR | 11.4307 | 0.577 | 3171.321 | 160.031 | 0.415 | 0.333 | 4.743 | 0.192 | 1315.816 | 53.26 | 1.0991 | 2.534 | 0.096 | 2.7852 | 0.10552 | 0.222 | 0.16717 | 1910 | 5 | Dry Detention | 0.2 |  |  | TMDL | TMDL |  |  | 922.0975 | 47878.0869 | 567 | 20% | 20% | 0.55704 | 0.021103
21 | 4 | 0.30381 | 103 | 21 | 4 | IND | 10.5311 | 1.016 | 2225.298 | 214.731 | 0.569 | 0.516 | 5.997 | 0.524 | 1267.178 | 110.76 | 0.30381 | 5.358 | 0.477 | 1.6278 | 0.14492 | 0.509 | 0.46982 | 1911 | 5 | Dry Detention | 0.2 |  |  | TMDL | TMDL |  |  | 2356.277 | 247048.4377 | 103 | 20% | 20% | 0.32557 | 0.028984
23 | 4 | 5.3274 | 123 | 23 | 4 | IND | 10.0422 | 0.85 | 5417.453 | 458.426 | 0.893 | 0.909 | 8.963 | 0.773 | 4835.422 | 416.755 | 5.3274 | 8.963 | 0.773 | 47.7495 | 4.1181 | 0.893 | 0.9091 | 1911 | 5 | Dry Detention | 0.2 |  |  | TMDL | TMDL |  |  | 2356.277 | 247048.4377 | 123 | 20% | 20% | 9.5499 | 0.82362
23 | 11 | 0.04026 | 128 | 23 | 11 | FOR | 1.6962 | 0.066 | 200.677 | 7.773 | 0.898 | 0.914 | 1.524 | 0.06 | 180.29 | 7.106 | 0.04026 | 1.524 | 0.06 | 0.061356 | 0.0024156 | 0.898 | 0.91417 | 1911 | 5 | Dry Detention | 0.2 |  |  | TMDL | TMDL |  |  | 2356.277 | 247048.4377 | 128 | 20% | 20% | 0.012271 | 0.00048312
23 | 2 | 0.0006184 | 121 | 23 | 2 | MDR | 7.0851 | 0.345 | 2693.279 | 131.118 | 0.895 | 0.911 | 6.34 | 0.314 | 2410.131 | 119.396 | 0.0006184 | 6.34 | 0.314 | 0.0039207 | 0.00019418 | 0.895 | 0.9106 | 1912 | 5 | Dry Detention | 0.2 |  |  | TMDL | TMDL |  |  | 544.2152 | 3729.6519 | 121 | 20% | 20% | 0.00078413 | 3.8836e-05
23 | 11 | 0.085003 | 128 | 23 | 11 | FOR | 1.6962 | 0.066 | 200.677 | 7.773 | 0.898 | 0.914 | 1.524 | 0.06 | 180.29 | 7.106 | 0.085003 | 1.524 | 0.06 | 0.12954 | 0.0051002 | 0.898 | 0.91417 | 1912 | 5 | Dry Detention | 0.2 |  |  | TMDL | TMDL |  |  | 544.2152 | 3729.6519 | 128 | 20% | 20% | 0.025909 | 0.00102
92 | 2 | 0.54061 | 567 | 92 | 2 | MDR | 11.4307 | 0.577 | 3171.321 | 160.031 | 0.415 | 0.333 | 4.743 | 0.192 | 1315.816 | 53.26 | 0.54061 | 2.534 | 0.096 | 1.3699 | 0.051899 | 0.222 | 0.16717 | 1913 | 5 | Dry Detention | 0.2 |  |  | TMDL | TMDL |  |  | 884.0923 | 23549.0029 | 567 | 20% | 20% | 0.27398 | 0.01038
92 | 2 | 6.0989 | 567 | 92 | 2 | MDR | 11.4307 | 0.577 | 3171.321 | 160.031 | 0.415 | 0.333 | 4.743 | 0.192 | 1315.816 | 53.26 | 6.0989 | 2.534 | 0.096 | 15.4547 | 0.5855 | 0.222 | 0.16717 | 1914 | 5 | Dry Detention | 0.2 |  |  | TMDL | TMDL |  |  | 6818.61 | 292145.4777 | 567 | 20% | 20% | 3.0909 | 0.1171
93 | 2 | 0.60785 | 578 | 93 | 2 | MDR | 8.4959 | 0.512 | 537.957 | 32.422 | 0.592 | 0.573 | 5.032 | 0.293 | 318.617 | 18.574 | 0.60785 | 1.137 | 0.051 | 0.69112 | 0.031 | 0.134 | 0.1003 | 1914 | 5 | Dry Detention | 0.2 |  |  | TMDL | TMDL |  |  | 6818.61 | 292145.4777 | 578 | 20% | 20% | 0.13822 | 0.0062001
92 | 2 | 1.5003 | 567 | 92 | 2 | MDR | 11.4307 | 0.577 | 3171.321 | 160.031 | 0.415 | 0.333 | 4.743 | 0.192 | 1315.816 | 53.26 | 1.5003 | 2.534 | 0.096 | 3.8017 | 0.14403 | 0.222 | 0.16717 | 1915 | 5 | Dry Detention | 0.2 |  |  | TMDL | TMDL |  |  | 2224.0615 | 138310.3537 | 567 | 20% | 20% | 0.76034 | 0.028805
92 | 12 | 0.93077 | 575 | 92 | 12 | WAT | 0.29016 | 0.007 | 10.083 | 0.236 | 0.467 | 0.388 | 0.136 | 0.003 | 4.713 | 0.092 | 0.93077 | 0.078 | 0.001 | 0.0726 | 0.00093077 | 0.269 | 0.21102 | 1915 | 5 | Dry Detention | 0.2 |  |  | TMDL | TMDL |  |  | 2224.0615 | 138310.3537 | 575 | 20% | 20% | 0.01452 | 0.00018615
92 | 13 | 0.3466 | 576 | 92 | 13 | WET | 0.79346 | 0.031 | 85.726 | 3.331 | 0.479 | 0.43 | 0.38 | 0.013 | 41.037 | 1.433 | 0.3466 | 0.222 | 0.008 | 0.076944 | 0.0027728 | 0.279 | 0.24511 | 1915 | 5 | Dry Detention | 0.2 |  |  | TMDL | TMDL |  |  | 2224.0615 | 138310.3537 | 576 | 20% | 20% | 0.015389 | 0.00055455
93 | 2 | 0.39754 | 578 | 93 | 2 | MDR | 8.4959 | 0.512 | 537.957 | 32.422 | 0.592 | 0.573 | 5.032 | 0.293 | 318.617 | 18.574 | 0.39754 | 1.137 | 0.051 | 0.45201 | 0.020275 | 0.134 | 0.1003 | 1915 | 5 | Dry Detention | 0.2 |  |  | TMDL | TMDL |  |  | 2224.0615 | 138310.3537 | 578 | 20% | 20% | 0.090401 | 0.0040549
16 | 2 | 0.00017044 | 58 | 0 | 0 |  | 0 | 0 | 0 | 0 | 0 | 0 | 0 | 0 | 0 | 0 | 0.00017044 | 0 | 0 | 0 | 0 | 0 | 0 | 1916 | 5 | Dry Detention | 0.2 |  |  | TMDL | TMDL |  |  | 66.4787 | 104.2173 | 58 | 20% | 20% | 0 | 0
92 | 2 | 0.0022221 | 567 | 92 | 2 | MDR | 11.4307 | 0.577 | 3171.321 | 160.031 | 0.415 | 0.333 | 4.743 | 0.192 | 1315.816 | 53.26 | 0.0022221 | 2.534 | 0.096 | 0.0056307 | 0.00021332 | 0.222 | 0.16717 | 1916 | 5 | Dry Detention | 0.2 |  |  | TMDL | TMDL |  |  | 66.4787 | 104.2173 | 567 | 20% | 20% | 0.0011261 | 4.2664e-05
92 | 2 | 0.71021 | 567 | 92 | 2 | MDR | 11.4307 | 0.577 | 3171.321 | 160.031 | 0.415 | 0.333 | 4.743 | 0.192 | 1315.816 | 53.26 | 0.71021 | 2.534 | 0.096 | 1.7997 | 0.06818 | 0.222 | 0.16717 | 1917 | 5 | Dry Detention | 0.2 |  |  | TMDL | TMDL |  |  | 930.2085 | 46885.2792 | 567 | 20% | 20% | 0.35993 | 0.013636
93 | 2 | 0.36613 | 578 | 93 | 2 | MDR | 8.4959 | 0.512 | 537.957 | 32.422 | 0.592 | 0.573 | 5.032 | 0.293 | 318.617 | 18.574 | 0.36613 | 1.137 | 0.051 | 0.41629 | 0.018673 | 0.134 | 0.1003 | 1917 | 5 | Dry Detention | 0.2 |  |  | TMDL | TMDL |  |  | 930.2085 | 46885.2792 | 578 | 20% | 20% | 0.083258 | 0.0037345
39 | 8 | 0.59956 | 265 | 39 | 8 | AGR | 5.0969 | 0.451 | 1321.577 | 117.033 | 1.075 | 1.083 | 5.477 | 0.489 | 1420.241 | 126.723 | 0.59956 | 5.072 | 0.444 | 3.041 | 0.26621 | 0.995 | 0.98436 | 1918 | 5 | Dry Detention | 0.2 |  |  | TMDL | TMDL |  |  | 647.5558 | 26116.8302 | 265 | 20% | 20% | 0.6082 | 0.053241
92 | 2 | 1.1331 | 567 | 92 | 2 | MDR | 11.4307 | 0.577 | 3171.321 | 160.031 | 0.415 | 0.333 | 4.743 | 0.192 | 1315.816 | 53.26 | 1.1331 | 2.534 | 0.096 | 2.8713 | 0.10878 | 0.222 | 0.16717 | 1919 | 5 | Dry Detention | 0.2 |  |  | TMDL | TMDL |  |  | 1569.3371 | 104153.5243 | 567 | 20% | 20% | 0.57425 | 0.021755
92 | 11 | 1.2416 | 574 | 92 | 11 | FOR | 2.2724 | 0.091 | 59.46 | 2.384 | 0.449 | 0.382 | 1.02 | 0.035 | 26.694 | 0.911 | 1.2416 | 0.569 | 0.019 | 0.70648 | 0.023591 | 0.25 | 0.20389 | 1919 | 5 | Dry Detention | 0.2 |  |  | TMDL | TMDL |  |  | 1569.3371 | 104153.5243 | 574 | 20% | 20% | 0.1413 | 0.0047182
93 | 2 | 0.016332 | 578 | 93 | 2 | MDR | 8.4959 | 0.512 | 537.957 | 32.422 | 0.592 | 0.573 | 5.032 | 0.293 | 318.617 | 18.574 | 0.016332 | 1.137 | 0.051 | 0.018569 | 0.00083291 | 0.134 | 0.1003 | 1919 | 5 | Dry Detention | 0.2 |  |  | TMDL | TMDL |  |  | 1569.3371 | 104153.5243 | 578 | 20% | 20% | 0.0037138 | 0.00016658
36 | 1 | 2.4789 | 226 | 36 | 1 | LDR | 4.6704 | 0.433 | 1027.379 | 95.227 | 0.665 | 0.617 | 3.104 | 0.267 | 682.806 | 58.773 | 2.4789 | 3.104 | 0.267 | 7.6946 | 0.66187 | 0.665 | 0.61719 | 1920 | 5 | Dry Detention | 0.2 |  |  | TMDL | TMDL |  |  | 1412.855 | 107982.1184 | 226 | 20% | 20% | 1.5389 | 0.13237
36 | 13 | 6.2313e-06 | 237 | 36 | 13 | WET | 2.5089 | 0.197 | 2607.78 | 205.211 | 0.69 | 0.646 | 1.731 | 0.127 | 1798.721 | 132.5 | 6.2313e-06 | 1.731 | 0.127 | 1.0786e-05 | 7.9138e-07 | 0.69 | 0.64567 | 1920 | 5 | Dry Detention | 0.2 |  |  | TMDL | TMDL |  |  | 1412.855 | 107982.1184 | 237 | 20% | 20% | 2.1573e-06 | 1.5828e-07
36 | 1 | 1.7816 | 226 | 36 | 1 | LDR | 4.6704 | 0.433 | 1027.379 | 95.227 | 0.665 | 0.617 | 3.104 | 0.267 | 682.806 | 58.773 | 1.7816 | 3.104 | 0.267 | 5.5302 | 0.47569 | 0.665 | 0.61719 | 1921 | 5 | Dry Detention | 0.2 |  |  | TMDL | TMDL |  |  | 2376.586 | 111874.9585 | 226 | 20% | 20% | 1.106 | 0.095139
36 | 11 | 0.78669 | 235 | 36 | 11 | FOR | 1.6973 | 0.136 | 456.356 | 36.497 | 0.685 | 0.642 | 1.162 | 0.087 | 312.528 | 23.445 | 0.78669 | 1.162 | 0.087 | 0.91413 | 0.068442 | 0.685 | 0.64239 | 1921 | 5 | Dry Detention | 0.2 |  |  | TMDL | TMDL |  |  | 2376.586 | 111874.9585 | 235 | 20% | 20% | 0.18283 | 0.013688
36 | 1 | 0.49915 | 226 | 36 | 1 | LDR | 4.6704 | 0.433 | 1027.379 | 95.227 | 0.665 | 0.617 | 3.104 | 0.267 | 682.806 | 58.773 | 0.49915 | 3.104 | 0.267 | 1.5494 | 0.13327 | 0.665 | 0.61719 | 1922 | 5 | Dry Detention | 0.2 |  |  | TMDL | TMDL |  |  | 1134.9256 | 78006.0064 | 226 | 20% | 20% | 0.30987 | 0.026655
98 | 1 | 1.2916 | 612 | 98 | 1 | LDR | 5.2337 | 0.483 | 1131.223 | 104.393 | 1.01 | 2 | 5.286 | 0.966 | 1142.425 | 208.786 | 1.2916 | 4.367 | 0.398 | 5.6406 | 0.51407 | 0.834 | 0.82413 | 1922 | 5 | Dry Detention | 0.2 |  |  | TMDL | TMDL |  |  | 1134.9256 | 78006.0064 | 612 | 20% | 20% | 1.1281 | 0.10281
97 | 11 | 0.5224 | 609 | 97 | 11 | FOR | 1.8856 | 0.15 | 1178.991 | 93.84 | 0.864 | 0.838 | 1.629 | 0.126 | 1018.261 | 78.664 | 0.5224 | 1.629 | 0.126 | 0.85099 | 0.065823 | 0.864 | 0.83828 | 1923 | 5 | Dry Detention | 0.2 |  |  | TMDL | TMDL |  |  | 3405.2891 | 564394.373 | 609 | 20% | 20% | 0.1702 | 0.013165
98 | 11 | 12.4339 | 618 | 98 | 11 | FOR | 1.936 | 0.155 | 605.947 | 48.477 | 1.012 | 2 | 1.96 | 0.31 | 613.42 | 96.954 | 12.4339 | 1.647 | 0.13 | 20.4787 | 1.6164 | 0.85 | 0.83988 | 1923 | 5 | Dry Detention | 0.2 |  |  | TMDL | TMDL |  |  | 3405.2891 | 564394.373 | 618 | 20% | 20% | 4.0957 | 0.32328
98 | 13 | 0.00044635 | 620 | 98 | 13 | WET | 2.2526 | 0.176 | 2135.004 | 166.457 | 1.017 | 2 | 2.29 | 0.351 | 2170.555 | 332.915 | 0.00044635 | 1.946 | 0.15 | 0.00086859 | 6.6952e-05 | 0.864 | 0.85634 | 1923 | 5 | Dry Detention | 0.2 |  |  | TMDL | TMDL |  |  | 3405.2891 | 564394.373 | 620 | 20% | 20% | 0.00017372 | 1.339e-05
93 | 1 | 0.25336 | 577 | 93 | 1 | LDR | 4.2326 | 0.235 | 257.479 | 14.268 | 0.595 | 0.578 | 2.517 | 0.135 | 153.129 | 8.243 | 0.25336 | 0.574 | 0.024 | 0.14543 | 0.0060805 | 0.136 | 0.10265 | 1924 | 5 | Dry Detention | 0.2 |  |  | TMDL | TMDL |  |  | 634.1988 | 12372.9725 | 577 | 20% | 20% | 0.029085 | 0.0012161
93 | 2 | 0.03069 | 578 | 93 | 2 | MDR | 8.4959 | 0.512 | 537.957 | 32.422 | 0.592 | 0.573 | 5.032 | 0.293 | 318.617 | 18.574 | 0.03069 | 1.137 | 0.051 | 0.034895 | 0.0015652 | 0.134 | 0.1003 | 1924 | 5 | Dry Detention | 0.2 |  |  | TMDL | TMDL |  |  | 634.1988 | 12372.9725 | 578 | 20% | 20% | 0.006979 | 0.00031304
98 | 11 | 0.053847 | 618 | 98 | 11 | FOR | 1.936 | 0.155 | 605.947 | 48.477 | 1.012 | 2 | 1.96 | 0.31 | 613.42 | 96.954 | 0.053847 | 1.647 | 0.13 | 0.088686 | 0.0070001 | 0.85 | 0.83988 | 1925 | 5 | Dry Detention | 0.2 |  |  | TMDL | TMDL |  |  | 831.3282 | 2345.6042 | 618 | 20% | 20% | 0.017737 | 0.0014
93 | 2 | 0.0010735 | 578 | 93 | 2 | MDR | 8.4959 | 0.512 | 537.957 | 32.422 | 0.592 | 0.573 | 5.032 | 0.293 | 318.617 | 18.574 | 0.0010735 | 1.137 | 0.051 | 0.0012206 | 5.4749e-05 | 0.134 | 0.1003 | 1926 | 5 | Dry Detention | 0.2 |  |  | TMDL | TMDL |  |  | 66.4537 | 46.7617 | 578 | 20% | 20% | 0.00024412 | 1.095e-05
93 | 1 | 0.26164 | 577 | 93 | 1 | LDR | 4.2326 | 0.235 | 257.479 | 14.268 | 0.595 | 0.578 | 2.517 | 0.135 | 153.129 | 8.243 | 0.26164 | 0.574 | 0.024 | 0.15018 | 0.0062795 | 0.136 | 0.10265 | 1927 | 5 | Dry Detention | 0.2 |  |  | TMDL | TMDL |  |  | 827.4019 | 11397.1684 | 577 | 20% | 20% | 0.030037 | 0.0012559
16 | 11 | 3.9826e-06 | 64 | 0 | 0 |  | 0 | 0 | 0 | 0 | 0 | 0 | 0 | 0 | 0 | 0 | 3.9826e-06 | 0 | 0 | 0 | 0 | 0 | 0 | 1928 | 5 | Dry Detention | 0.2 |  |  | TMDL | TMDL |  |  | 1066.1237 | 55329.5687 | 64 | 20% | 20% | 0 | 0
92 | 2 | 0.24683 | 567 | 92 | 2 | MDR | 11.4307 | 0.577 | 3171.321 | 160.031 | 0.415 | 0.333 | 4.743 | 0.192 | 1315.816 | 53.26 | 0.24683 | 2.534 | 0.096 | 0.62547 | 0.023696 | 0.222 | 0.16717 | 1928 | 5 | Dry Detention | 0.2 |  |  | TMDL | TMDL |  |  | 1066.1237 | 55329.5687 | 567 | 20% | 20% | 0.12509 | 0.0047391
92 | 4 | 0.81015 | 569 | 92 | 4 | IND | 18.1266 | 1.692 | 2033.405 | 189.788 | 0.402 | 0.328 | 7.291 | 0.554 | 817.913 | 62.182 | 0.81015 | 3.829 | 0.278 | 3.1021 | 0.22522 | 0.211 | 0.16435 | 1928 | 5 | Dry Detention | 0.2 |  |  | TMDL | TMDL |  |  | 1066.1237 | 55329.5687 | 569 | 20% | 20% | 0.62041 | 0.045044
92 | 11 | 0.21321 | 574 | 92 | 11 | FOR | 2.2724 | 0.091 | 59.46 | 2.384 | 0.449 | 0.382 | 1.02 | 0.035 | 26.694 | 0.911 | 0.21321 | 0.569 | 0.019 | 0.12132 | 0.0040509 | 0.25 | 0.20389 | 1928 | 5 | Dry Detention | 0.2 |  |  | TMDL | TMDL |  |  | 1066.1237 | 55329.5687 | 574 | 20% | 20% | 0.024263 | 0.00081019
93 | 2 | 0.18078 | 578 | 93 | 2 | MDR | 8.4959 | 0.512 | 537.957 | 32.422 | 0.592 | 0.573 | 5.032 | 0.293 | 318.617 | 18.574 | 0.18078 | 1.137 | 0.051 | 0.20554 | 0.0092195 | 0.134 | 0.1003 | 1929 | 5 | Dry Detention | 0.2 |  |  | TMDL | TMDL |  |  | 441.9052 | 7874.5417 | 578 | 20% | 20% | 0.041108 | 0.0018439
36 | 1 | 1.3308 | 226 | 36 | 1 | LDR | 4.6704 | 0.433 | 1027.379 | 95.227 | 0.665 | 0.617 | 3.104 | 0.267 | 682.806 | 58.773 | 1.3308 | 3.104 | 0.267 | 4.1307 | 0.35532 | 0.665 | 0.61719 | 1930 | 5 | Dry Detention | 0.2 |  |  | TMDL | TMDL |  |  | 1546.7212 | 57967.8476 | 226 | 20% | 20% | 0.82614 | 0.071063
98 | 11 | 2.1609 | 618 | 98 | 11 | FOR | 1.936 | 0.155 | 605.947 | 48.477 | 1.012 | 2 | 1.96 | 0.31 | 613.42 | 96.954 | 2.1609 | 1.647 | 0.13 | 3.5591 | 0.28092 | 0.85 | 0.83988 | 1931 | 5 | Dry Detention | 0.2 |  |  | TMDL | TMDL |  |  | 1218.8033 | 94213.8621 | 618 | 20% | 20% | 0.71181 | 0.056184
98 | 13 | 0.0019245 | 620 | 98 | 13 | WET | 2.2526 | 0.176 | 2135.004 | 166.457 | 1.017 | 2 | 2.29 | 0.351 | 2170.555 | 332.915 | 0.0019245 | 1.946 | 0.15 | 0.003745 | 0.00028867 | 0.864 | 0.85634 | 1931 | 5 | Dry Detention | 0.2 |  |  | TMDL | TMDL |  |  | 1218.8033 | 94213.8621 | 620 | 20% | 20% | 0.00074901 | 5.7734e-05
21 | 4 | 0.00041419 | 103 | 21 | 4 | IND | 10.5311 | 1.016 | 2225.298 | 214.731 | 0.569 | 0.516 | 5.997 | 0.524 | 1267.178 | 110.76 | 0.00041419 | 5.358 | 0.477 | 0.0022193 | 0.00019757 | 0.509 | 0.46982 | 1932 | 5 | Dry Detention | 0.2 |  |  | TMDL | TMDL |  |  | 1427.1659 | 89096.4435 | 103 | 20% | 20% | 0.00044385 | 3.9514e-05
23 | 4 | 2.045 | 123 | 23 | 4 | IND | 10.0422 | 0.85 | 5417.453 | 458.426 | 0.893 | 0.909 | 8.963 | 0.773 | 4835.422 | 416.755 | 2.045 | 8.963 | 0.773 | 18.329 | 1.5808 | 0.893 | 0.9091 | 1932 | 5 | Dry Detention | 0.2 |  |  | TMDL | TMDL |  |  | 1427.1659 | 89096.4435 | 123 | 20% | 20% | 3.6658 | 0.31615
21 | 4 | 0.44826 | 103 | 21 | 4 | IND | 10.5311 | 1.016 | 2225.298 | 214.731 | 0.569 | 0.516 | 5.997 | 0.524 | 1267.178 | 110.76 | 0.44826 | 5.358 | 0.477 | 2.4018 | 0.21382 | 0.509 | 0.46982 | 1933 | 5 | Dry Detention | 0.2 |  |  | TMDL | TMDL |  |  | 602.7805 | 19525.9581 | 103 | 20% | 20% | 0.48035 | 0.042764
93 | 2 | 0.0029392 | 578 | 93 | 2 | MDR | 8.4959 | 0.512 | 537.957 | 32.422 | 0.592 | 0.573 | 5.032 | 0.293 | 318.617 | 18.574 | 0.0029392 | 1.137 | 0.051 | 0.0033419 | 0.0001499 | 0.134 | 0.1003 | 1934 | 5 | Dry Detention | 0.2 |  |  | TMDL | TMDL |  |  | 53.1457 | 128.0314 | 578 | 20% | 20% | 0.00066838 | 2.998e-05
92 | 1 | 2.3231 | 566 | 92 | 1 | LDR | 5.7049 | 0.265 | 242.69 | 11.285 | 0.417 | 0.337 | 2.381 | 0.089 | 101.298 | 3.801 | 2.3231 | 1.277 | 0.045 | 2.9666 | 0.10454 | 0.224 | 0.16991 | 1935 | 5 | Dry Detention | 0.2 |  |  | TMDL | TMDL |  |  | 1579.043 | 146859.8329 | 566 | 20% | 20% | 0.59331 | 0.020908
92 | 8 | 0.27627 | 572 | 92 | 8 | AGR | 12.7473 | 0.687 | 147.9 | 7.97 | 0.435 | 0.36 | 5.541 | 0.247 | 64.293 | 2.866 | 0.27627 | 3.027 | 0.127 | 0.83627 | 0.035086 | 0.237 | 0.18516 | 1935 | 5 | Dry Detention | 0.2 |  |  | TMDL | TMDL |  |  | 1579.043 | 146859.8329 | 572 | 20% | 20% | 0.16725 | 0.0070173
92 | 13 | 0.21011 | 576 | 92 | 13 | WET | 0.79346 | 0.031 | 85.726 | 3.331 | 0.479 | 0.43 | 0.38 | 0.013 | 41.037 | 1.433 | 0.21011 | 0.222 | 0.008 | 0.046643 | 0.0016808 | 0.279 | 0.24511 | 1935 | 5 | Dry Detention | 0.2 |  |  | TMDL | TMDL |  |  | 1579.043 | 146859.8329 | 576 | 20% | 20% | 0.0093287 | 0.00033617
93 | 1 | 0.53976 | 577 | 93 | 1 | LDR | 4.2326 | 0.235 | 257.479 | 14.268 | 0.595 | 0.578 | 2.517 | 0.135 | 153.129 | 8.243 | 0.53976 | 0.574 | 0.024 | 0.30982 | 0.012954 | 0.136 | 0.10265 | 1935 | 5 | Dry Detention | 0.2 |  |  | TMDL | TMDL |  |  | 1579.043 | 146859.8329 | 577 | 20% | 20% | 0.061965 | 0.0025909
93 | 8 | 0.022251 | 581 | 93 | 8 | AGR | 9.3151 | 0.592 | 127.874 | 8.126 | 0.615 | 0.609 | 5.731 | 0.361 | 78.672 | 4.95 | 0.022251 | 1.379 | 0.069 | 0.030684 | 0.0015353 | 0.148 | 0.11683 | 1935 | 5 | Dry Detention | 0.2 |  |  | TMDL | TMDL |  |  | 1579.043 | 146859.8329 | 581 | 20% | 20% | 0.0061368 | 0.00030706
93 | 2 | 0.00032762 | 578 | 93 | 2 | MDR | 8.4959 | 0.512 | 537.957 | 32.422 | 0.592 | 0.573 | 5.032 | 0.293 | 318.617 | 18.574 | 0.00032762 | 1.137 | 0.051 | 0.00037251 | 1.6709e-05 | 0.134 | 0.1003 | 1936 | 5 | Dry Detention | 0.2 |  |  | TMDL | TMDL |  |  | 22.2501 | 14.2712 | 578 | 20% | 20% | 7.4501e-05 | 3.3417e-06
21 | 1 | 3.3022 | 100 | 21 | 1 | LDR | 3.3354 | 0.158 | 101.037 | 4.792 | 0.583 | 0.524 | 1.944 | 0.083 | 58.888 | 2.512 | 3.3022 | 1.741 | 0.076 | 5.7492 | 0.25097 | 0.522 | 0.47822 | 1937 | 5 | Dry Detention | 0.2 |  |  | TMDL | TMDL |  |  | 2085.0277 | 153951.9507 | 100 | 20% | 20% | 1.1498 | 0.050194
21 | 2 | 0.14492 | 101 | 21 | 2 | MDR | 6.6729 | 0.344 | 2377.176 | 122.649 | 0.581 | 0.521 | 3.875 | 0.179 | 1380.281 | 63.876 | 0.14492 | 3.469 | 0.163 | 0.50274 | 0.023623 | 0.52 | 0.47481 | 1937 | 5 | Dry Detention | 0.2 |  |  | TMDL | TMDL |  |  | 2085.0277 | 153951.9507 | 101 | 20% | 20% | 0.10055 | 0.0047245
21 | 4 | 0.0861 | 103 | 21 | 4 | IND | 10.5311 | 1.016 | 2225.298 | 214.731 | 0.569 | 0.516 | 5.997 | 0.524 | 1267.178 | 110.76 | 0.0861 | 5.358 | 0.477 | 0.46133 | 0.04107 | 0.509 | 0.46982 | 1937 | 5 | Dry Detention | 0.2 |  |  | TMDL | TMDL |  |  | 2085.0277 | 153951.9507 | 103 | 20% | 20% | 0.092265 | 0.008214
21 | 12 | 0.00098975 | 107 | 21 | 12 | WAT | 0.21083 | 0.005 | 4.617 | 0.107 | 0.624 | 0.563 | 0.132 | 0.003 | 2.882 | 0.06 | 0.00098975 | 0.119 | 0.003 | 0.00011778 | 2.9693e-06 | 0.565 | 0.51707 | 1937 | 5 | Dry Detention | 0.2 |  |  | TMDL | TMDL |  |  | 2085.0277 | 153951.9507 | 107 | 20% | 20% | 2.3556e-05 | 5.9385e-07
92 | 2 | 0.78501 | 567 | 92 | 2 | MDR | 11.4307 | 0.577 | 3171.321 | 160.031 | 0.415 | 0.333 | 4.743 | 0.192 | 1315.816 | 53.26 | 0.78501 | 2.534 | 0.096 | 1.9892 | 0.075361 | 0.222 | 0.16717 | 1938 | 5 | Dry Detention | 0.2 |  |  | TMDL | TMDL |  |  | 3985.6669 | 260392.0249 | 567 | 20% | 20% | 0.39784 | 0.015072
93 | 2 | 5.1928 | 578 | 93 | 2 | MDR | 8.4959 | 0.512 | 537.957 | 32.422 | 0.592 | 0.573 | 5.032 | 0.293 | 318.617 | 18.574 | 5.1928 | 1.137 | 0.051 | 5.9042 | 0.26483 | 0.134 | 0.1003 | 1938 | 5 | Dry Detention | 0.2 |  |  | TMDL | TMDL |  |  | 3985.6669 | 260392.0249 | 578 | 20% | 20% | 1.1808 | 0.052966
92 | 2 | 0.36831 | 567 | 92 | 2 | MDR | 11.4307 | 0.577 | 3171.321 | 160.031 | 0.415 | 0.333 | 4.743 | 0.192 | 1315.816 | 53.26 | 0.36831 | 2.534 | 0.096 | 0.93329 | 0.035357 | 0.222 | 0.16717 | 1939 | 5 | Dry Detention | 0.2 |  |  | TMDL | TMDL |  |  | 515.7251 | 16136.5227 | 567 | 20% | 20% | 0.18666 | 0.0070715
92 | 13 | 0.0021419 | 576 | 92 | 13 | WET | 0.79346 | 0.031 | 85.726 | 3.331 | 0.479 | 0.43 | 0.38 | 0.013 | 41.037 | 1.433 | 0.0021419 | 0.222 | 0.008 | 0.0004755 | 1.7135e-05 | 0.279 | 0.24511 | 1939 | 5 | Dry Detention | 0.2 |  |  | TMDL | TMDL |  |  | 515.7251 | 16136.5227 | 576 | 20% | 20% | 9.51e-05 | 3.427e-06
92 | 4 | 0.37754 | 569 | 92 | 4 | IND | 18.1266 | 1.692 | 2033.405 | 189.788 | 0.402 | 0.328 | 7.291 | 0.554 | 817.913 | 62.182 | 0.37754 | 3.829 | 0.278 | 1.4456 | 0.10496 | 0.211 | 0.16435 | 1940 | 5 | Dry Detention | 0.2 |  |  | TMDL | TMDL |  |  | 786.5126 | 24259.5623 | 569 | 20% | 20% | 0.28912 | 0.020991
92 | 13 | 0.17938 | 576 | 92 | 13 | WET | 0.79346 | 0.031 | 85.726 | 3.331 | 0.479 | 0.43 | 0.38 | 0.013 | 41.037 | 1.433 | 0.17938 | 0.222 | 0.008 | 0.039823 | 0.0014351 | 0.279 | 0.24511 | 1940 | 5 | Dry Detention | 0.2 |  |  | TMDL | TMDL |  |  | 786.5126 | 24259.5623 | 576 | 20% | 20% | 0.0079646 | 0.00028701
36 | 11 | 0.13909 | 235 | 36 | 11 | FOR | 1.6973 | 0.136 | 456.356 | 36.497 | 0.685 | 0.642 | 1.162 | 0.087 | 312.528 | 23.445 | 0.13909 | 1.162 | 0.087 | 0.16162 | 0.012101 | 0.685 | 0.64239 | 1941 | 5 | Dry Detention | 0.2 |  |  | TMDL | TMDL |  |  | 2832.1127 | 196693.0298 | 235 | 20% | 20% | 0.032324 | 0.0024201
97 | 11 | 4.3764 | 609 | 97 | 11 | FOR | 1.8856 | 0.15 | 1178.991 | 93.84 | 0.864 | 0.838 | 1.629 | 0.126 | 1018.261 | 78.664 | 4.3764 | 1.629 | 0.126 | 7.1291 | 0.55142 | 0.864 | 0.83828 | 1941 | 5 | Dry Detention | 0.2 |  |  | TMDL | TMDL |  |  | 2832.1127 | 196693.0298 | 609 | 20% | 20% | 1.4258 | 0.11028
92 | 1 | 2.3882 | 566 | 92 | 1 | LDR | 5.7049 | 0.265 | 242.69 | 11.285 | 0.417 | 0.337 | 2.381 | 0.089 | 101.298 | 3.801 | 2.3882 | 1.277 | 0.045 | 3.0498 | 0.10747 | 0.224 | 0.16991 | 1942 | 5 | Dry Detention | 0.2 |  |  | TMDL | TMDL |  |  | 3964.1599 | 259190.5197 | 566 | 20% | 20% | 0.60996 | 0.021494
92 | 2 | 3.2952 | 567 | 92 | 2 | MDR | 11.4307 | 0.577 | 3171.321 | 160.031 | 0.415 | 0.333 | 4.743 | 0.192 | 1315.816 | 53.26 | 3.2952 | 2.534 | 0.096 | 8.35 | 0.31634 | 0.222 | 0.16717 | 1942 | 5 | Dry Detention | 0.2 |  |  | TMDL | TMDL |  |  | 3964.1599 | 259190.5197 | 567 | 20% | 20% | 1.67 | 0.063268
92 | 13 | 0.26676 | 576 | 92 | 13 | WET | 0.79346 | 0.031 | 85.726 | 3.331 | 0.479 | 0.43 | 0.38 | 0.013 | 41.037 | 1.433 | 0.26676 | 0.222 | 0.008 | 0.059222 | 0.0021341 | 0.279 | 0.24511 | 1942 | 5 | Dry Detention | 0.2 |  |  | TMDL | TMDL |  |  | 3964.1599 | 259190.5197 | 576 | 20% | 20% | 0.011844 | 0.00042682
36 | 11 | 0.022671 | 235 | 36 | 11 | FOR | 1.6973 | 0.136 | 456.356 | 36.497 | 0.685 | 0.642 | 1.162 | 0.087 | 312.528 | 23.445 | 0.022671 | 1.162 | 0.087 | 0.026344 | 0.0019724 | 0.685 | 0.64239 | 1943 | 5 | Dry Detention | 0.2 |  |  | TMDL | TMDL |  |  | 285.2626 | 987.5611 | 235 | 20% | 20% | 0.0052688 | 0.00039448
21 | 1 | 0.57973 | 100 | 21 | 1 | LDR | 3.3354 | 0.158 | 101.037 | 4.792 | 0.583 | 0.524 | 1.944 | 0.083 | 58.888 | 2.512 | 0.57973 | 1.741 | 0.076 | 1.0093 | 0.04406 | 0.522 | 0.47822 | 1944 | 5 | Dry Detention | 0.2 |  |  | TMDL | TMDL |  |  | 644.0258 | 25253.1048 | 100 | 20% | 20% | 0.20186 | 0.008812
21 | 1 | 0.87708 | 100 | 21 | 1 | LDR | 3.3354 | 0.158 | 101.037 | 4.792 | 0.583 | 0.524 | 1.944 | 0.083 | 58.888 | 2.512 | 0.87708 | 1.741 | 0.076 | 1.527 | 0.066658 | 0.522 | 0.47822 | 1945 | 5 | Dry Detention | 0.2 |  |  | TMDL | TMDL |  |  | 868.99 | 42808.2599 | 100 | 20% | 20% | 0.3054 | 0.013332
21 | 4 | 0.10567 | 103 | 21 | 4 | IND | 10.5311 | 1.016 | 2225.298 | 214.731 | 0.569 | 0.516 | 5.997 | 0.524 | 1267.178 | 110.76 | 0.10567 | 5.358 | 0.477 | 0.56616 | 0.050402 | 0.509 | 0.46982 | 1945 | 5 | Dry Detention | 0.2 |  |  | TMDL | TMDL |  |  | 868.99 | 42808.2599 | 103 | 20% | 20% | 0.11323 | 0.01008
92 | 2 | 16.9009 | 567 | 92 | 2 | MDR | 11.4307 | 0.577 | 3171.321 | 160.031 | 0.415 | 0.333 | 4.743 | 0.192 | 1315.816 | 53.26 | 16.9009 | 2.534 | 0.096 | 42.8268 | 1.6225 | 0.222 | 0.16717 | 1946 | 5 | Dry Detention | 0.2 |  |  | TMDL | TMDL |  |  | 5198.2731 | 787343.7102 | 567 | 20% | 20% | 8.5654 | 0.3245
92 | 4 | 0.51397 | 569 | 92 | 4 | IND | 18.1266 | 1.692 | 2033.405 | 189.788 | 0.402 | 0.328 | 7.291 | 0.554 | 817.913 | 62.182 | 0.51397 | 3.829 | 0.278 | 1.968 | 0.14288 | 0.211 | 0.16435 | 1946 | 5 | Dry Detention | 0.2 |  |  | TMDL | TMDL |  |  | 5198.2731 | 787343.7102 | 569 | 20% | 20% | 0.3936 | 0.028577
92 | 13 | 0.66015 | 576 | 92 | 13 | WET | 0.79346 | 0.031 | 85.726 | 3.331 | 0.479 | 0.43 | 0.38 | 0.013 | 41.037 | 1.433 | 0.66015 | 0.222 | 0.008 | 0.14655 | 0.0052812 | 0.279 | 0.24511 | 1946 | 5 | Dry Detention | 0.2 |  |  | TMDL | TMDL |  |  | 5198.2731 | 787343.7102 | 576 | 20% | 20% | 0.029311 | 0.0010562
36 | 11 | 0.023207 | 235 | 36 | 11 | FOR | 1.6973 | 0.136 | 456.356 | 36.497 | 0.685 | 0.642 | 1.162 | 0.087 | 312.528 | 23.445 | 0.023207 | 1.162 | 0.087 | 0.026967 | 0.002019 | 0.685 | 0.64239 | 1947 | 5 | Dry Detention | 0.2 |  |  | TMDL | TMDL |  |  | 213.023 | 1010.8968 | 235 | 20% | 20% | 0.0053933 | 0.0004038
92 | 2 | 1.1982 | 567 | 92 | 2 | MDR | 11.4307 | 0.577 | 3171.321 | 160.031 | 0.415 | 0.333 | 4.743 | 0.192 | 1315.816 | 53.26 | 1.1982 | 2.534 | 0.096 | 3.0362 | 0.11503 | 0.222 | 0.16717 | 1948 | 5 | Dry Detention | 0.2 |  |  | TMDL | TMDL |  |  | 1152.7733 | 52193.4245 | 567 | 20% | 20% | 0.60725 | 0.023005
92 | 2 | 0.5207 | 567 | 92 | 2 | MDR | 11.4307 | 0.577 | 3171.321 | 160.031 | 0.415 | 0.333 | 4.743 | 0.192 | 1315.816 | 53.26 | 0.5207 | 2.534 | 0.096 | 1.3194 | 0.049987 | 0.222 | 0.16717 | 1949 | 5 | Dry Detention | 0.2 |  |  | TMDL | TMDL |  |  | 650.9959 | 23364.7996 | 567 | 20% | 20% | 0.26389 | 0.0099974
92 | 13 | 0.015688 | 576 | 92 | 13 | WET | 0.79346 | 0.031 | 85.726 | 3.331 | 0.479 | 0.43 | 0.38 | 0.013 | 41.037 | 1.433 | 0.015688 | 0.222 | 0.008 | 0.0034828 | 0.00012551 | 0.279 | 0.24511 | 1949 | 5 | Dry Detention | 0.2 |  |  | TMDL | TMDL |  |  | 650.9959 | 23364.7996 | 576 | 20% | 20% | 0.00069656 | 2.5101e-05
92 | 2 | 0.60311 | 567 | 92 | 2 | MDR | 11.4307 | 0.577 | 3171.321 | 160.031 | 0.415 | 0.333 | 4.743 | 0.192 | 1315.816 | 53.26 | 0.60311 | 2.534 | 0.096 | 1.5283 | 0.057899 | 0.222 | 0.16717 | 1950 | 5 | Dry Detention | 0.2 |  |  | TMDL | TMDL |  |  | 709.5828 | 26271.361 | 567 | 20% | 20% | 0.30566 | 0.01158
92 | 2 | 0.1709 | 567 | 92 | 2 | MDR | 11.4307 | 0.577 | 3171.321 | 160.031 | 0.415 | 0.333 | 4.743 | 0.192 | 1315.816 | 53.26 | 0.1709 | 2.534 | 0.096 | 0.43307 | 0.016407 | 0.222 | 0.16717 | 1951 | 5 | Dry Detention | 0.2 |  |  | TMDL | TMDL |  |  | 370.7067 | 8106.2729 | 567 | 20% | 20% | 0.086614 | 0.0032814
92 | 4 | 0.015191 | 569 | 92 | 4 | IND | 18.1266 | 1.692 | 2033.405 | 189.788 | 0.402 | 0.328 | 7.291 | 0.554 | 817.913 | 62.182 | 0.015191 | 3.829 | 0.278 | 0.058167 | 0.0042232 | 0.211 | 0.16435 | 1951 | 5 | Dry Detention | 0.2 |  |  | TMDL | TMDL |  |  | 370.7067 | 8106.2729 | 569 | 20% | 20% | 0.011633 | 0.00084463
92 | 2 | 0.48667 | 567 | 92 | 2 | MDR | 11.4307 | 0.577 | 3171.321 | 160.031 | 0.415 | 0.333 | 4.743 | 0.192 | 1315.816 | 53.26 | 0.48667 | 2.534 | 0.096 | 1.2332 | 0.04672 | 0.222 | 0.16717 | 1952 | 5 | Dry Detention | 0.2 |  |  | TMDL | TMDL |  |  | 691.7385 | 21199.3123 | 567 | 20% | 20% | 0.24664 | 0.0093441
92 | 4 | 0.57367 | 569 | 92 | 4 | IND | 18.1266 | 1.692 | 2033.405 | 189.788 | 0.402 | 0.328 | 7.291 | 0.554 | 817.913 | 62.182 | 0.57367 | 3.829 | 0.278 | 2.1966 | 0.15948 | 0.211 | 0.16435 | 1953 | 5 | Dry Detention | 0.2 |  |  | TMDL | TMDL |  |  | 643.5811 | 24988.8514 | 569 | 20% | 20% | 0.43931 | 0.031896
43 | 2 | 0.0075011 | 306 | 43 | 2 | MDR | 14.0634 | 0.759 | 7259.995 | 391.71 | 0.384 | 0.389 | 5.405 | 0.295 | 2790.364 | 152.2 | 0.0075011 | 3.02 | 0.14 | 0.022653 | 0.0010501 | 0.215 | 0.18394 | 569 | 5 | Dry Detention | 0.2 |  |  | TMDL | TMDL |  |  | 1696.2086 | 135535.0635 | 306 | 20% | 20% | 0.0045306 | 0.00021003
44 | 2 | 0.18141 | 318 | 44 | 2 | MDR | 15.6987 | 0.788 | 13549.489 | 680.352 | 0.33 | 0.198 | 5.183 | 0.156 | 4473.784 | 134.856 | 0.18141 | 2.897 | 0.074 | 0.52555 | 0.013424 | 0.185 | 0.094305 | 569 | 5 | Dry Detention | 0.2 |  |  | TMDL | TMDL |  |  | 1696.2086 | 135535.0635 | 318 | 20% | 20% | 0.10511 | 0.0026849
44 | 4 | 2.9226 | 320 | 44 | 4 | IND | 19.3728 | 1.729 | 6451.954 | 575.835 | 0.327 | 0.198 | 6.341 | 0.343 | 2111.931 | 114.125 | 2.9226 | 3.531 | 0.162 | 10.3196 | 0.47345 | 0.182 | 0.093784 | 569 | 5 | Dry Detention | 0.2 |  |  | TMDL | TMDL |  |  | 1696.2086 | 135535.0635 | 320 | 20% | 20% | 2.0639 | 0.094691
44 | 4 | 1.0096 | 320 | 44 | 4 | IND | 19.3728 | 1.729 | 6451.954 | 575.835 | 0.327 | 0.198 | 6.341 | 0.343 | 2111.931 | 114.125 | 1.0096 | 3.531 | 0.162 | 3.5647 | 0.16355 | 0.182 | 0.093784 | 570 | 5 | Dry Detention | 0.2 |  |  | TMDL | TMDL |  |  | 863.5618 | 44724.6883 | 320 | 20% | 20% | 0.71295 | 0.032709
44 | 10 | 0.017189 | 324 | 44 | 10 | RAN | 6.9677 | 0.298 | 139.527 | 5.958 | 0.337 | 0.206 | 2.345 | 0.061 | 46.965 | 1.226 | 0.017189 | 1.317 | 0.029 | 0.022638 | 0.00049849 | 0.189 | 0.09908 | 570 | 5 | Dry Detention | 0.2 |  |  | TMDL | TMDL |  |  | 863.5618 | 44724.6883 | 324 | 20% | 20% | 0.0045277 | 9.9698e-05
44 | 2 | 0.49306 | 318 | 44 | 2 | MDR | 15.6987 | 0.788 | 13549.489 | 680.352 | 0.33 | 0.198 | 5.183 | 0.156 | 4473.784 | 134.856 | 0.49306 | 2.897 | 0.074 | 1.4284 | 0.036487 | 0.185 | 0.094305 | 571 | 5 | Dry Detention | 0.2 |  |  | TMDL | TMDL |  |  | 617.1102 | 21477.7067 | 318 | 20% | 20% | 0.28568 | 0.0072973
44 | 2 | 0.00024716 | 318 | 44 | 2 | MDR | 15.6987 | 0.788 | 13549.489 | 680.352 | 0.33 | 0.198 | 5.183 | 0.156 | 4473.784 | 134.856 | 0.00024716 | 2.897 | 0.074 | 0.00071601 | 1.829e-05 | 0.185 | 0.094305 | 572 | 5 | Dry Detention | 0.2 |  |  | TMDL | TMDL |  |  | 521.7169 | 1188.445 | 318 | 20% | 20% | 0.0001432 | 3.6579e-06
44 | 4 | 14.6278 | 320 | 44 | 4 | IND | 19.3728 | 1.729 | 6451.954 | 575.835 | 0.327 | 0.198 | 6.341 | 0.343 | 2111.931 | 114.125 | 14.6278 | 3.531 | 0.162 | 51.6509 | 2.3697 | 0.182 | 0.093784 | 573 | 5 | Dry Detention | 0.2 |  |  | TMDL | TMDL |  |  | 3778.8928 | 637598.3933 | 320 | 20% | 20% | 10.3302 | 0.47394
44 | 13 | 0.0094604 | 327 | 44 | 13 | WET | 1.4743 | 0.06 | 265.45 | 10.738 | 0.34 | 0.213 | 0.501 | 0.013 | 90.226 | 2.292 | 0.0094604 | 0.284 | 0.006 | 0.0026868 | 5.6763e-05 | 0.193 | 0.10643 | 573 | 5 | Dry Detention | 0.2 |  |  | TMDL | TMDL |  |  | 3778.8928 | 637598.3933 | 327 | 20% | 20% | 0.00053735 | 1.1353e-05
42 | 3 | 0.00044028 | 296 | 42 | 3 | HDR | 30.1675 | 2.14 | 3938.018 | 279.373 | 0.658 | 0.566 | 19.86 | 1.21 | 2592.499 | 158.012 | 0.00044028 | 16.738 | 0.991 | 0.0073694 | 0.00043631 | 0.555 | 0.46292 | 574 | 5 | Dry Detention | 0.2 |  |  | TMDL | TMDL |  |  | 732.7701 | 14504.1633 | 296 | 20% | 20% | 0.0014739 | 8.7263e-05
44 | 3 | 0.33253 | 319 | 44 | 3 | HDR | 33.4997 | 2.57 | 5148.195 | 394.954 | 0.33 | 0.202 | 11.051 | 0.519 | 1698.308 | 79.773 | 0.33253 | 6.172 | 0.247 | 2.0524 | 0.082135 | 0.184 | 0.096194 | 574 | 5 | Dry Detention | 0.2 |  |  | TMDL | TMDL |  |  | 732.7701 | 14504.1633 | 319 | 20% | 20% | 0.41048 | 0.016427
44 | 2 | 1.1572 | 318 | 44 | 2 | MDR | 15.6987 | 0.788 | 13549.489 | 680.352 | 0.33 | 0.198 | 5.183 | 0.156 | 4473.784 | 134.856 | 1.1572 | 2.897 | 0.074 | 3.3524 | 0.085631 | 0.185 | 0.094305 | 575 | 5 | Dry Detention | 0.2 |  |  | TMDL | TMDL |  |  | 2340.3707 | 108055.5436 | 318 | 20% | 20% | 0.67047 | 0.017126
44 | 12 | 0.41572 | 326 | 44 | 12 | WAT | 1.4724 | 0.06 | 593.132 | 23.988 | 0.34 | 0.213 | 0.5 | 0.013 | 201.564 | 5.118 | 0.41572 | 0.284 | 0.006 | 0.11806 | 0.0024943 | 0.193 | 0.10639 | 575 | 5 | Dry Detention | 0.2 |  |  | TMDL | TMDL |  |  | 2340.3707 | 108055.5436 | 326 | 20% | 20% | 0.023613 | 0.00049886
44 | 13 | 0.90772 | 327 | 44 | 13 | WET | 1.4743 | 0.06 | 265.45 | 10.738 | 0.34 | 0.213 | 0.501 | 0.013 | 90.226 | 2.292 | 0.90772 | 0.284 | 0.006 | 0.25779 | 0.0054463 | 0.193 | 0.10643 | 575 | 5 | Dry Detention | 0.2 |  |  | TMDL | TMDL |  |  | 2340.3707 | 108055.5436 | 327 | 20% | 20% | 0.051559 | 0.0010893
42 | 3 | 0.059216 | 296 | 42 | 3 | HDR | 30.1675 | 2.14 | 3938.018 | 279.373 | 0.658 | 0.566 | 19.86 | 1.21 | 2592.499 | 158.012 | 0.059216 | 16.738 | 0.991 | 0.99116 | 0.058683 | 0.555 | 0.46292 | 576 | 5 | Dry Detention | 0.2 |  |  | TMDL | TMDL |  |  | 321.4473 | 5798.0001 | 296 | 20% | 20% | 0.19823 | 0.011737
44 | 3 | 0.073888 | 319 | 44 | 3 | HDR | 33.4997 | 2.57 | 5148.195 | 394.954 | 0.33 | 0.202 | 11.051 | 0.519 | 1698.308 | 79.773 | 0.073888 | 6.172 | 0.247 | 0.45604 | 0.01825 | 0.184 | 0.096194 | 576 | 5 | Dry Detention | 0.2 |  |  | TMDL | TMDL |  |  | 321.4473 | 5798.0001 | 319 | 20% | 20% | 0.091208 | 0.0036501
43 | 2 | 0.25738 | 306 | 43 | 2 | MDR | 14.0634 | 0.759 | 7259.995 | 391.71 | 0.384 | 0.389 | 5.405 | 0.295 | 2790.364 | 152.2 | 0.25738 | 3.02 | 0.14 | 0.77729 | 0.036033 | 0.215 | 0.18394 | 577 | 5 | Dry Detention | 0.2 |  |  | TMDL | TMDL |  |  | 422.3037 | 11211.4044 | 306 | 20% | 20% | 0.15546 | 0.0072066
42 | 3 | 0.26558 | 296 | 42 | 3 | HDR | 30.1675 | 2.14 | 3938.018 | 279.373 | 0.658 | 0.566 | 19.86 | 1.21 | 2592.499 | 158.012 | 0.26558 | 16.738 | 0.991 | 4.4453 | 0.26319 | 0.555 | 0.46292 | 578 | 5 | Dry Detention | 0.2 |  |  | TMDL | TMDL |  |  | 609.9015 | 11568.654 | 296 | 20% | 20% | 0.88906 | 0.052638
42 | 3 | 0.062793 | 296 | 42 | 3 | HDR | 30.1675 | 2.14 | 3938.018 | 279.373 | 0.658 | 0.566 | 19.86 | 1.21 | 2592.499 | 158.012 | 0.062793 | 16.738 | 0.991 | 1.051 | 0.062228 | 0.555 | 0.46292 | 579 | 5 | Dry Detention | 0.2 |  |  | TMDL | TMDL |  |  | 364.1162 | 5361.5956 | 296 | 20% | 20% | 0.21021 | 0.012446
44 | 3 | 0.060293 | 319 | 44 | 3 | HDR | 33.4997 | 2.57 | 5148.195 | 394.954 | 0.33 | 0.202 | 11.051 | 0.519 | 1698.308 | 79.773 | 0.060293 | 6.172 | 0.247 | 0.37213 | 0.014892 | 0.184 | 0.096194 | 579 | 5 | Dry Detention | 0.2 |  |  | TMDL | TMDL |  |  | 364.1162 | 5361.5956 | 319 | 20% | 20% | 0.074426 | 0.0029785
42 | 3 | 0.090215 | 296 | 42 | 3 | HDR | 30.1675 | 2.14 | 3938.018 | 279.373 | 0.658 | 0.566 | 19.86 | 1.21 | 2592.499 | 158.012 | 0.090215 | 16.738 | 0.991 | 1.51 | 0.089403 | 0.555 | 0.46292 | 580 | 5 | Dry Detention | 0.2 |  |  | TMDL | TMDL |  |  | 422.3951 | 6536.5216 | 296 | 20% | 20% | 0.302 | 0.017881
44 | 3 | 0.059844 | 319 | 44 | 3 | HDR | 33.4997 | 2.57 | 5148.195 | 394.954 | 0.33 | 0.202 | 11.051 | 0.519 | 1698.308 | 79.773 | 0.059844 | 6.172 | 0.247 | 0.36936 | 0.014781 | 0.184 | 0.096194 | 580 | 5 | Dry Detention | 0.2 |  |  | TMDL | TMDL |  |  | 422.3951 | 6536.5216 | 319 | 20% | 20% | 0.073871 | 0.0029563
42 | 3 | 0.093383 | 296 | 42 | 3 | HDR | 30.1675 | 2.14 | 3938.018 | 279.373 | 0.658 | 0.566 | 19.86 | 1.21 | 2592.499 | 158.012 | 0.093383 | 16.738 | 0.991 | 1.563 | 0.092542 | 0.555 | 0.46292 | 581 | 5 | Dry Detention | 0.2 |  |  | TMDL | TMDL |  |  | 422.2625 | 6714.0034 | 296 | 20% | 20% | 0.31261 | 0.018508
44 | 3 | 0.06075 | 319 | 44 | 3 | HDR | 33.4997 | 2.57 | 5148.195 | 394.954 | 0.33 | 0.202 | 11.051 | 0.519 | 1698.308 | 79.773 | 0.06075 | 6.172 | 0.247 | 0.37495 | 0.015005 | 0.184 | 0.096194 | 581 | 5 | Dry Detention | 0.2 |  |  | TMDL | TMDL |  |  | 422.2625 | 6714.0034 | 319 | 20% | 20% | 0.07499 | 0.0030011
42 | 3 | 0.11681 | 296 | 42 | 3 | HDR | 30.1675 | 2.14 | 3938.018 | 279.373 | 0.658 | 0.566 | 19.86 | 1.21 | 2592.499 | 158.012 | 0.11681 | 16.738 | 0.991 | 1.9552 | 0.11576 | 0.555 | 0.46292 | 582 | 5 | Dry Detention | 0.2 |  |  | TMDL | TMDL |  |  | 455.7333 | 7422.4602 | 296 | 20% | 20% | 0.39103 | 0.023152
44 | 3 | 0.053586 | 319 | 44 | 3 | HDR | 33.4997 | 2.57 | 5148.195 | 394.954 | 0.33 | 0.202 | 11.051 | 0.519 | 1698.308 | 79.773 | 0.053586 | 6.172 | 0.247 | 0.33074 | 0.013236 | 0.184 | 0.096194 | 582 | 5 | Dry Detention | 0.2 |  |  | TMDL | TMDL |  |  | 455.7333 | 7422.4602 | 319 | 20% | 20% | 0.066147 | 0.0026472
42 | 3 | 0.13301 | 296 | 42 | 3 | HDR | 30.1675 | 2.14 | 3938.018 | 279.373 | 0.658 | 0.566 | 19.86 | 1.21 | 2592.499 | 158.012 | 0.13301 | 16.738 | 0.991 | 2.2262 | 0.13181 | 0.555 | 0.46292 | 583 | 5 | Dry Detention | 0.2 |  |  | TMDL | TMDL |  |  | 494.6855 | 8118.7553 | 296 | 20% | 20% | 0.44525 | 0.026362
44 | 3 | 0.053376 | 319 | 44 | 3 | HDR | 33.4997 | 2.57 | 5148.195 | 394.954 | 0.33 | 0.202 | 11.051 | 0.519 | 1698.308 | 79.773 | 0.053376 | 6.172 | 0.247 | 0.32944 | 0.013184 | 0.184 | 0.096194 | 583 | 5 | Dry Detention | 0.2 |  |  | TMDL | TMDL |  |  | 494.6855 | 8118.7553 | 319 | 20% | 20% | 0.065887 | 0.0026368
42 | 3 | 0.26671 | 296 | 42 | 3 | HDR | 30.1675 | 2.14 | 3938.018 | 279.373 | 0.658 | 0.566 | 19.86 | 1.21 | 2592.499 | 158.012 | 0.26671 | 16.738 | 0.991 | 4.4643 | 0.26431 | 0.555 | 0.46292 | 584 | 5 | Dry Detention | 0.2 |  |  | TMDL | TMDL |  |  | 598.7326 | 11618.0464 | 296 | 20% | 20% | 0.89285 | 0.052863
42 | 3 | 0.023858 | 296 | 42 | 3 | HDR | 30.1675 | 2.14 | 3938.018 | 279.373 | 0.658 | 0.566 | 19.86 | 1.21 | 2592.499 | 158.012 | 0.023858 | 16.738 | 0.991 | 0.39934 | 0.023643 | 0.555 | 0.46292 | 585 | 5 | Dry Detention | 0.2 |  |  | TMDL | TMDL |  |  | 132.8978 | 1039.2549 | 296 | 20% | 20% | 0.079867 | 0.0047287
42 | 3 | 0.26748 | 296 | 42 | 3 | HDR | 30.1675 | 2.14 | 3938.018 | 279.373 | 0.658 | 0.566 | 19.86 | 1.21 | 2592.499 | 158.012 | 0.26748 | 16.738 | 0.991 | 4.477 | 0.26507 | 0.555 | 0.46292 | 586 | 5 | Dry Detention | 0.2 |  |  | TMDL | TMDL |  |  | 538.7447 | 11651.2958 | 296 | 20% | 20% | 0.89541 | 0.053014
44 | 2 | 0.76478 | 318 | 44 | 2 | MDR | 15.6987 | 0.788 | 13549.489 | 680.352 | 0.33 | 0.198 | 5.183 | 0.156 | 4473.784 | 134.856 | 0.76478 | 2.897 | 0.074 | 2.2156 | 0.056593 | 0.185 | 0.094305 | 587 | 5 | Dry Detention | 0.2 |  |  | TMDL | TMDL |  |  | 739.2278 | 33313.4723 | 318 | 20% | 20% | 0.44311 | 0.011319
42 | 3 | 0.19973 | 296 | 42 | 3 | HDR | 30.1675 | 2.14 | 3938.018 | 279.373 | 0.658 | 0.566 | 19.86 | 1.21 | 2592.499 | 158.012 | 0.19973 | 16.738 | 0.991 | 3.3431 | 0.19793 | 0.555 | 0.46292 | 588 | 5 | Dry Detention | 0.2 |  |  | TMDL | TMDL |  |  | 427.8005 | 8700.1832 | 296 | 20% | 20% | 0.66861 | 0.039586
44 | 2 | 0.29614 | 318 | 44 | 2 | MDR | 15.6987 | 0.788 | 13549.489 | 680.352 | 0.33 | 0.198 | 5.183 | 0.156 | 4473.784 | 134.856 | 0.29614 | 2.897 | 0.074 | 0.85791 | 0.021914 | 0.185 | 0.094305 | 589 | 5 | Dry Detention | 0.2 |  |  | TMDL | TMDL |  |  | 487.6042 | 12899.7047 | 318 | 20% | 20% | 0.17158 | 0.0043828
45 | 2 | 2.098 | 329 | 45 | 2 | MDR | 18.3801 | 0.797 | 8505.202 | 368.804 | 0.866 | 0.793 | 15.92 | 0.632 | 7367.027 | 292.453 | 2.098 | 13.968 | 0.559 | 29.305 | 1.1728 | 0.76 | 0.70082 | 810 | 5 | Dry Detention | 0.2 |  |  | TMDL | TMDL |  |  | 1782.2184 | 91389.0808 | 329 | 20% | 20% | 5.861 | 0.23456
45 | 2 | 0.039538 | 329 | 45 | 2 | MDR | 18.3801 | 0.797 | 8505.202 | 368.804 | 0.866 | 0.793 | 15.92 | 0.632 | 7367.027 | 292.453 | 0.039538 | 13.968 | 0.559 | 0.55226 | 0.022101 | 0.76 | 0.70082 | 811 | 5 | Dry Detention | 0.2 |  |  | TMDL | TMDL |  |  | 549.2163 | 12955.9345 | 329 | 20% | 20% | 0.11045 | 0.0044203
45 | 4 | 0.25789 | 331 | 45 | 4 | IND | 22.7672 | 1.772 | 5848.504 | 455.232 | 0.864 | 0.79 | 19.676 | 1.401 | 5054.405 | 359.803 | 0.25789 | 17.239 | 1.237 | 4.4458 | 0.31901 | 0.757 | 0.69791 | 811 | 5 | Dry Detention | 0.2 |  |  | TMDL | TMDL |  |  | 549.2163 | 12955.9345 | 331 | 20% | 20% | 0.88916 | 0.063802
50 | 2 | 0.22909 | 372 | 50 | 2 | MDR | 9.4137 | 0.47 | 2288.714 | 114.345 | 0.394 | 0.426 | 3.711 | 0.2 | 902.154 | 48.682 | 0.22909 | 0.668 | 0.058 | 0.15303 | 0.013287 | 0.071 | 0.12408 | 812 | 5 | Dry Detention | 0.2 |  |  | TMDL | TMDL |  |  | 421.537 | 9979.2333 | 372 | 20% | 20% | 0.030607 | 0.0026575
45 | 2 | 0.10499 | 329 | 45 | 2 | MDR | 18.3801 | 0.797 | 8505.202 | 368.804 | 0.866 | 0.793 | 15.92 | 0.632 | 7367.027 | 292.453 | 0.10499 | 13.968 | 0.559 | 1.4665 | 0.058687 | 0.76 | 0.70082 | 813 | 5 | Dry Detention | 0.2 |  |  | TMDL | TMDL |  |  | 1654.723 | 10342.9229 | 329 | 20% | 20% | 0.29329 | 0.011737
45 | 7 | 0.13246 | 334 | 45 | 7 | PAS | 20.023 | 0.916 | 55.871 | 2.557 | 0.868 | 0.794 | 17.374 | 0.727 | 48.481 | 2.029 | 0.13246 | 15.261 | 0.644 | 2.0214 | 0.085301 | 0.762 | 0.70278 | 813 | 5 | Dry Detention | 0.2 |  |  | TMDL | TMDL |  |  | 1654.723 | 10342.9229 | 334 | 20% | 20% | 0.40428 | 0.01706
45 | 13 | 0.00062896 | 339 | 45 | 13 | WET | 1.6817 | 0.059 | 315.737 | 11.053 | 0.862 | 0.795 | 1.45 | 0.047 | 272.162 | 8.791 | 0.00062896 | 1.276 | 0.042 | 0.00080256 | 2.6417e-05 | 0.759 | 0.70722 | 814 | 5 | Dry Detention | 0.2 |  |  | TMDL | TMDL |  |  | 29.6671 | 27.3976 | 339 | 20% | 20% | 0.00016051 | 5.2833e-06
45 | 13 | 0.58403 | 339 | 45 | 13 | WET | 1.6817 | 0.059 | 315.737 | 11.053 | 0.862 | 0.795 | 1.45 | 0.047 | 272.162 | 8.791 | 0.58403 | 1.276 | 0.042 | 0.74522 | 0.024529 | 0.759 | 0.70722 | 815 | 5 | Dry Detention | 0.2 |  |  | TMDL | TMDL |  |  | 2275.2398 | 25440.1904 | 339 | 20% | 20% | 0.14904 | 0.0049058
45 | 2 | 0.54688 | 329 | 45 | 2 | MDR | 18.3801 | 0.797 | 8505.202 | 368.804 | 0.866 | 0.793 | 15.92 | 0.632 | 7367.027 | 292.453 | 0.54688 | 13.968 | 0.559 | 7.6388 | 0.3057 | 0.76 | 0.70082 | 816 | 5 | Dry Detention | 0.2 |  |  | TMDL | TMDL |  |  | 629.084 | 23821.8559 | 329 | 20% | 20% | 1.5278 | 0.061141
45 | 2 | 0.25559 | 329 | 45 | 2 | MDR | 18.3801 | 0.797 | 8505.202 | 368.804 | 0.866 | 0.793 | 15.92 | 0.632 | 7367.027 | 292.453 | 0.25559 | 13.968 | 0.559 | 3.5701 | 0.14288 | 0.76 | 0.70082 | 817 | 5 | Dry Detention | 0.2 |  |  | TMDL | TMDL |  |  | 715.1739 | 23299.3335 | 329 | 20% | 20% | 0.71402 | 0.028575
45 | 13 | 0.27929 | 339 | 45 | 13 | WET | 1.6817 | 0.059 | 315.737 | 11.053 | 0.862 | 0.795 | 1.45 | 0.047 | 272.162 | 8.791 | 0.27929 | 1.276 | 0.042 | 0.35637 | 0.01173 | 0.759 | 0.70722 | 817 | 5 | Dry Detention | 0.2 |  |  | TMDL | TMDL |  |  | 715.1739 | 23299.3335 | 339 | 20% | 20% | 0.071275 | 0.002346
50 | 2 | 0.53512 | 372 | 50 | 2 | MDR | 9.4137 | 0.47 | 2288.714 | 114.345 | 0.394 | 0.426 | 3.711 | 0.2 | 902.154 | 48.682 | 0.53512 | 0.668 | 0.058 | 0.35746 | 0.031037 | 0.071 | 0.12408 | 818 | 5 | Dry Detention | 0.2 |  |  | TMDL | TMDL |  |  | 636.2704 | 23321.6344 | 372 | 20% | 20% | 0.071492 | 0.0062074
50 | 4 | 0.00027032 | 374 | 50 | 4 | IND | 14.8186 | 1.314 | 2091.768 | 185.527 | 0.389 | 0.423 | 5.761 | 0.555 | 813.253 | 78.391 | 0.00027032 | 1.015 | 0.162 | 0.00027438 | 4.3792e-05 | 0.069 | 0.12289 | 818 | 5 | Dry Detention | 0.2 |  |  | TMDL | TMDL |  |  | 636.2704 | 23321.6344 | 374 | 20% | 20% | 5.4876e-05 | 8.7585e-06
45 | 4 | 0.57962 | 331 | 45 | 4 | IND | 22.7672 | 1.772 | 5848.504 | 455.232 | 0.864 | 0.79 | 19.676 | 1.401 | 5054.405 | 359.803 | 0.57962 | 17.239 | 1.237 | 9.9921 | 0.71699 | 0.757 | 0.69791 | 819 | 5 | Dry Detention | 0.2 |  |  | TMDL | TMDL |  |  | 732.999 | 28346.8902 | 331 | 20% | 20% | 1.9984 | 0.1434
45 | 13 | 0.071138 | 339 | 45 | 13 | WET | 1.6817 | 0.059 | 315.737 | 11.053 | 0.862 | 0.795 | 1.45 | 0.047 | 272.162 | 8.791 | 0.071138 | 1.276 | 0.042 | 0.090772 | 0.0029878 | 0.759 | 0.70722 | 819 | 5 | Dry Detention | 0.2 |  |  | TMDL | TMDL |  |  | 732.999 | 28346.8902 | 339 | 20% | 20% | 0.018154 | 0.00059756
50 | 2 | 0.2034 | 372 | 50 | 2 | MDR | 9.4137 | 0.47 | 2288.714 | 114.345 | 0.394 | 0.426 | 3.711 | 0.2 | 902.154 | 48.682 | 0.2034 | 0.668 | 0.058 | 0.13587 | 0.011797 | 0.071 | 0.12408 | 820 | 5 | Dry Detention | 0.2 |  |  | TMDL | TMDL |  |  | 376.7039 | 8859.9776 | 372 | 20% | 20% | 0.027174 | 0.0023594
45 | 2 | 0.59624 | 329 | 45 | 2 | MDR | 18.3801 | 0.797 | 8505.202 | 368.804 | 0.866 | 0.793 | 15.92 | 0.632 | 7367.027 | 292.453 | 0.59624 | 13.968 | 0.559 | 8.3282 | 0.3333 | 0.76 | 0.70082 | 821 | 5 | Dry Detention | 0.2 |  |  | TMDL | TMDL |  |  | 651.9798 | 25971.9309 | 329 | 20% | 20% | 1.6656 | 0.066659
41 | 1 | 3.8337 | 282 | 41 | 1 | LDR | 6.4645 | 0.301 | 7159.582 | 333.43 | 0.961 | 0.923 | 6.211 | 0.278 | 6878.392 | 307.743 | 3.8337 | 5.446 | 0.246 | 20.8785 | 0.9431 | 0.842 | 0.81555 | 822 | 5 | Dry Detention | 0.2 |  |  | TMDL | TMDL |  |  | 2109.0125 | 190023.7723 | 282 | 20% | 20% | 4.1757 | 0.18862
41 | 13 | 0.52862 | 293 | 41 | 13 | WET | 1.0484 | 0.041 | 1567.871 | 61.608 | 0.962 | 0.921 | 1.008 | 0.038 | 1507.852 | 56.766 | 0.52862 | 0.888 | 0.034 | 0.46942 | 0.017973 | 0.847 | 0.81976 | 822 | 5 | Dry Detention | 0.2 |  |  | TMDL | TMDL |  |  | 2109.0125 | 190023.7723 | 293 | 20% | 20% | 0.093884 | 0.0035946
48 | 1 | 1.2959e-05 | 356 | 48 | 1 | LDR | 7.7301 | 0.343 | 49.907 | 2.216 | 0.537 | 0.606 | 4.152 | 0.208 | 26.807 | 1.343 | 1.2959e-05 | 1.891 | 0.112 | 2.4506e-05 | 1.4514e-06 | 0.245 | 0.32609 | 823 | 5 | Dry Detention | 0.2 |  |  | TMDL | TMDL |  |  | 1797.3871 | 35396.9626 | 356 | 20% | 20% | 4.9011e-06 | 2.9028e-07
48 | 2 | 0.73949 | 357 | 48 | 2 | MDR | 14.2002 | 0.661 | 5134.972 | 239.151 | 0.536 | 0.605 | 7.618 | 0.4 | 2754.654 | 144.695 | 0.73949 | 3.462 | 0.214 | 2.5601 | 0.15825 | 0.244 | 0.32348 | 823 | 5 | Dry Detention | 0.2 |  |  | TMDL | TMDL |  |  | 1797.3871 | 35396.9626 | 357 | 20% | 20% | 0.51202 | 0.03165
48 | 11 | 0.073094 | 361 | 48 | 11 | FOR | 4.2881 | 0.17 | 123.722 | 4.909 | 0.544 | 0.614 | 2.334 | 0.104 | 67.345 | 3.014 | 0.073094 | 1.092 | 0.06 | 0.079818 | 0.0043856 | 0.255 | 0.35186 | 823 | 5 | Dry Detention | 0.2 |  |  | TMDL | TMDL |  |  | 1797.3871 | 35396.9626 | 361 | 20% | 20% | 0.015964 | 0.00087712
41 | 4 | 34.4301 | 285 | 41 | 4 | IND | 15.0465 | 1.299 | 22984.638 | 1984.314 | 0.961 | 0.924 | 14.457 | 1.2 | 22084.136 | 1832.828 | 34.4301 | 12.656 | 1.059 | 435.747 | 36.4615 | 0.841 | 0.81549 | 824 | 5 | Dry Detention | 0.2 |  |  | TMDL | TMDL |  |  | 4927.7699 | 1499768.0977 | 285 | 20% | 20% | 87.1494 | 7.2923
41 | 4 | 0.0010295 | 285 | 41 | 4 | IND | 15.0465 | 1.299 | 22984.638 | 1984.314 | 0.961 | 0.924 | 14.457 | 1.2 | 22084.136 | 1832.828 | 0.0010295 | 12.656 | 1.059 | 0.013029 | 0.0010902 | 0.841 | 0.81549 | 825 | 5 | Dry Detention | 0.2 |  |  | TMDL | TMDL |  |  | 38.6929 | 44.938 | 285 | 20% | 20% | 0.0026058 | 0.00021804
41 | 13 | 2.1798e-06 | 293 | 41 | 13 | WET | 1.0484 | 0.041 | 1567.871 | 61.608 | 0.962 | 0.921 | 1.008 | 0.038 | 1507.852 | 56.766 | 2.1798e-06 | 0.888 | 0.034 | 1.9356e-06 | 7.4112e-08 | 0.847 | 0.81976 | 825 | 5 | Dry Detention | 0.2 |  |  | TMDL | TMDL |  |  | 38.6929 | 44.938 | 293 | 20% | 20% | 3.8713e-07 | 1.4822e-08
41 | 1 | 2.3147 | 282 | 41 | 1 | LDR | 6.4645 | 0.301 | 7159.582 | 333.43 | 0.961 | 0.923 | 6.211 | 0.278 | 6878.392 | 307.743 | 2.3147 | 5.446 | 0.246 | 12.6058 | 0.56941 | 0.842 | 0.81555 | 826 | 5 | Dry Detention | 0.2 |  |  | TMDL | TMDL |  |  | 2234.2605 | 103637.5699 | 282 | 20% | 20% | 2.5212 | 0.11388
41 | 2 | 0.00027695 | 283 | 41 | 2 | MDR | 11.9201 | 0.582 | 23513.664 | 1147.493 | 0.961 | 0.923 | 11.452 | 0.537 | 22589.972 | 1059.182 | 0.00027695 | 10.039 | 0.474 | 0.0027803 | 0.00013127 | 0.842 | 0.81527 | 826 | 5 | Dry Detention | 0.2 |  |  | TMDL | TMDL |  |  | 2234.2605 | 103637.5699 | 283 | 20% | 20% | 0.00055606 | 2.6255e-05
41 | 11 | 0.020568 | 291 | 41 | 11 | FOR | 3.3637 | 0.139 | 1738.258 | 71.607 | 0.961 | 0.923 | 3.231 | 0.128 | 1669.641 | 66.092 | 0.020568 | 2.844 | 0.114 | 0.058496 | 0.0023448 | 0.846 | 0.81972 | 826 | 5 | Dry Detention | 0.2 |  |  | TMDL | TMDL |  |  | 2234.2605 | 103637.5699 | 291 | 20% | 20% | 0.011699 | 0.00046896
41 | 13 | 0.043671 | 293 | 41 | 13 | WET | 1.0484 | 0.041 | 1567.871 | 61.608 | 0.962 | 0.921 | 1.008 | 0.038 | 1507.852 | 56.766 | 0.043671 | 0.888 | 0.034 | 0.03878 | 0.0014848 | 0.847 | 0.81976 | 826 | 5 | Dry Detention | 0.2 |  |  | TMDL | TMDL |  |  | 2234.2605 | 103637.5699 | 293 | 20% | 20% | 0.007756 | 0.00029697
50 | 2 | 2.1959 | 372 | 50 | 2 | MDR | 9.4137 | 0.47 | 2288.714 | 114.345 | 0.394 | 0.426 | 3.711 | 0.2 | 902.154 | 48.682 | 2.1959 | 0.668 | 0.058 | 1.4669 | 0.12736 | 0.071 | 0.12408 | 827 | 5 | Dry Detention | 0.2 |  |  | TMDL | TMDL |  |  | 5223.7044 | 1222062.3051 | 372 | 20% | 20% | 0.29337 | 0.025473
50 | 12 | 25.8589 | 378 | 50 | 12 | WAT | 0.2327 | 0.006 | 12.097 | 0.309 | 0.407 | 0.449 | 0.095 | 0.003 | 4.924 | 0.139 | 25.8589 | 0.017 | 0.001 | 0.4396 | 0.025859 | 0.073 | 0.17606 | 827 | 5 | Dry Detention | 0.2 |  |  | TMDL | TMDL |  |  | 5223.7044 | 1222062.3051 | 378 | 20% | 20% | 0.08792 | 0.0051718
45 | 2 | 1.7665 | 329 | 45 | 2 | MDR | 18.3801 | 0.797 | 8505.202 | 368.804 | 0.866 | 0.793 | 15.92 | 0.632 | 7367.027 | 292.453 | 1.7665 | 13.968 | 0.559 | 24.675 | 0.98749 | 0.76 | 0.70082 | 828 | 5 | Dry Detention | 0.2 |  |  | TMDL | TMDL |  |  | 1066.9635 | 76950.065 | 329 | 20% | 20% | 4.935 | 0.1975
41 | 13 | 0.036514 | 293 | 41 | 13 | WET | 1.0484 | 0.041 | 1567.871 | 61.608 | 0.962 | 0.921 | 1.008 | 0.038 | 1507.852 | 56.766 | 0.036514 | 0.888 | 0.034 | 0.032425 | 0.0012415 | 0.847 | 0.81976 | 829 | 5 | Dry Detention | 0.2 |  |  | TMDL | TMDL |  |  | 209.3342 | 1590.5436 | 293 | 20% | 20% | 0.0064849 | 0.0002483
46 | 2 | 0.28008 | 341 | 46 | 2 | MDR | 13.7343 | 0.645 | 12517.372 | 587.845 | 0.585 | 0.835 | 8.036 | 0.539 | 7324.398 | 490.966 | 0.28008 | 6.155 | 0.317 | 1.7239 | 0.088784 | 0.448 | 0.49116 | 830 | 5 | Dry Detention | 0.2 |  |  | TMDL | TMDL |  |  | 444.0113 | 12200.0316 | 341 | 20% | 20% | 0.34477 | 0.017757
41 | 1 | 0.93889 | 282 | 41 | 1 | LDR | 6.4645 | 0.301 | 7159.582 | 333.43 | 0.961 | 0.923 | 6.211 | 0.278 | 6878.392 | 307.743 | 0.93889 | 5.446 | 0.246 | 5.1132 | 0.23097 | 0.842 | 0.81555 | 831 | 5 | Dry Detention | 0.2 |  |  | TMDL | TMDL |  |  | 1310.6812 | 44821.9593 | 282 | 20% | 20% | 1.0226 | 0.046193
41 | 13 | 0.090087 | 293 | 41 | 13 | WET | 1.0484 | 0.041 | 1567.871 | 61.608 | 0.962 | 0.921 | 1.008 | 0.038 | 1507.852 | 56.766 | 0.090087 | 0.888 | 0.034 | 0.079998 | 0.003063 | 0.847 | 0.81976 | 831 | 5 | Dry Detention | 0.2 |  |  | TMDL | TMDL |  |  | 1310.6812 | 44821.9593 | 293 | 20% | 20% | 0.016 | 0.00061259
45 | 2 | 7.4047 | 329 | 45 | 2 | MDR | 18.3801 | 0.797 | 8505.202 | 368.804 | 0.866 | 0.793 | 15.92 | 0.632 | 7367.027 | 292.453 | 7.4047 | 13.968 | 0.559 | 103.4293 | 4.1392 | 0.76 | 0.70082 | 832 | 5 | Dry Detention | 0.2 |  |  | TMDL | TMDL |  |  | 3768.5609 | 358184.3284 | 329 | 20% | 20% | 20.6859 | 0.82785
45 | 13 | 0.26964 | 339 | 45 | 13 | WET | 1.6817 | 0.059 | 315.737 | 11.053 | 0.862 | 0.795 | 1.45 | 0.047 | 272.162 | 8.791 | 0.26964 | 1.276 | 0.042 | 0.34407 | 0.011325 | 0.759 | 0.70722 | 832 | 5 | Dry Detention | 0.2 |  |  | TMDL | TMDL |  |  | 3768.5609 | 358184.3284 | 339 | 20% | 20% | 0.068813 | 0.002265
46 | 2 | 0.32198 | 341 | 46 | 2 | MDR | 13.7343 | 0.645 | 12517.372 | 587.845 | 0.585 | 0.835 | 8.036 | 0.539 | 7324.398 | 490.966 | 0.32198 | 6.155 | 0.317 | 1.9818 | 0.10207 | 0.448 | 0.49116 | 832 | 5 | Dry Detention | 0.2 |  |  | TMDL | TMDL |  |  | 3768.5609 | 358184.3284 | 341 | 20% | 20% | 0.39636 | 0.020414
46 | 13 | 0.22647 | 350 | 46 | 13 | WET | 1.2605 | 0.048 | 423.33 | 16.035 | 0.592 | 0.901 | 0.746 | 0.043 | 250.472 | 14.442 | 0.22647 | 0.571 | 0.025 | 0.12931 | 0.0056617 | 0.453 | 0.53354 | 832 | 5 | Dry Detention | 0.2 |  |  | TMDL | TMDL |  |  | 3768.5609 | 358184.3284 | 350 | 20% | 20% | 0.025863 | 0.0011323
41 | 2 | 0.26636 | 283 | 41 | 2 | MDR | 11.9201 | 0.582 | 23513.664 | 1147.493 | 0.961 | 0.923 | 11.452 | 0.537 | 22589.972 | 1059.182 | 0.26636 | 10.039 | 0.474 | 2.6739 | 0.12625 | 0.842 | 0.81527 | 833 | 5 | Dry Detention | 0.2 |  |  | TMDL | TMDL |  |  | 1142.5045 | 30559.0989 | 283 | 20% | 20% | 0.53479 | 0.025251
41 | 13 | 0.43519 | 293 | 41 | 13 | WET | 1.0484 | 0.041 | 1567.871 | 61.608 | 0.962 | 0.921 | 1.008 | 0.038 | 1507.852 | 56.766 | 0.43519 | 0.888 | 0.034 | 0.38645 | 0.014796 | 0.847 | 0.81976 | 833 | 5 | Dry Detention | 0.2 |  |  | TMDL | TMDL |  |  | 1142.5045 | 30559.0989 | 293 | 20% | 20% | 0.077289 | 0.0029593
41 | 13 | 0.14633 | 293 | 41 | 13 | WET | 1.0484 | 0.041 | 1567.871 | 61.608 | 0.962 | 0.921 | 1.008 | 0.038 | 1507.852 | 56.766 | 0.14633 | 0.888 | 0.034 | 0.12994 | 0.0049753 | 0.847 | 0.81976 | 834 | 5 | Dry Detention | 0.2 |  |  | TMDL | TMDL |  |  | 670.2843 | 6374.2475 | 293 | 20% | 20% | 0.025989 | 0.00099507
41 | 13 | 0.086845 | 293 | 41 | 13 | WET | 1.0484 | 0.041 | 1567.871 | 61.608 | 0.962 | 0.921 | 1.008 | 0.038 | 1507.852 | 56.766 | 0.086845 | 0.888 | 0.034 | 0.077119 | 0.0029527 | 0.847 | 0.81976 | 835 | 5 | Dry Detention | 0.2 |  |  | TMDL | TMDL |  |  | 324.6667 | 3782.9729 | 293 | 20% | 20% | 0.015424 | 0.00059055
41 | 1 | 2.1798 | 282 | 41 | 1 | LDR | 6.4645 | 0.301 | 7159.582 | 333.43 | 0.961 | 0.923 | 6.211 | 0.278 | 6878.392 | 307.743 | 2.1798 | 5.446 | 0.246 | 11.8709 | 0.53622 | 0.842 | 0.81555 | 836 | 5 | Dry Detention | 0.2 |  |  | TMDL | TMDL |  |  | 1950.2694 | 208800.231 | 282 | 20% | 20% | 2.3742 | 0.10724
41 | 7 | 0.71241 | 287 | 41 | 7 | PAS | 12.3961 | 0.632 | 2255.096 | 115.031 | 0.96 | 0.923 | 11.903 | 0.583 | 2165.408 | 106.125 | 0.71241 | 10.445 | 0.516 | 7.4412 | 0.3676 | 0.843 | 0.81577 | 836 | 5 | Dry Detention | 0.2 |  |  | TMDL | TMDL |  |  | 1950.2694 | 208800.231 | 287 | 20% | 20% | 1.4882 | 0.073521
41 | 13 | 1.9012 | 293 | 41 | 13 | WET | 1.0484 | 0.041 | 1567.871 | 61.608 | 0.962 | 0.921 | 1.008 | 0.038 | 1507.852 | 56.766 | 1.9012 | 0.888 | 0.034 | 1.6883 | 0.064642 | 0.847 | 0.81976 | 836 | 5 | Dry Detention | 0.2 |  |  | TMDL | TMDL |  |  | 1950.2694 | 208800.231 | 293 | 20% | 20% | 0.33766 | 0.012928
45 | 2 | 0.38991 | 329 | 45 | 2 | MDR | 18.3801 | 0.797 | 8505.202 | 368.804 | 0.866 | 0.793 | 15.92 | 0.632 | 7367.027 | 292.453 | 0.38991 | 13.968 | 0.559 | 5.4462 | 0.21796 | 0.76 | 0.70082 | 837 | 5 | Dry Detention | 0.2 |  |  | TMDL | TMDL |  |  | 554.1093 | 16984.2016 | 329 | 20% | 20% | 1.0892 | 0.043591
46 | 2 | 2.0115 | 341 | 46 | 2 | MDR | 13.7343 | 0.645 | 12517.372 | 587.845 | 0.585 | 0.835 | 8.036 | 0.539 | 7324.398 | 490.966 | 2.0115 | 6.155 | 0.317 | 12.3808 | 0.63765 | 0.448 | 0.49116 | 838 | 5 | Dry Detention | 0.2 |  |  | TMDL | TMDL |  |  | 1231.4172 | 87621.2522 | 341 | 20% | 20% | 2.4762 | 0.12753
46 | 13 | 1.1501e-05 | 350 | 46 | 13 | WET | 1.2605 | 0.048 | 423.33 | 16.035 | 0.592 | 0.901 | 0.746 | 0.043 | 250.472 | 14.442 | 1.1501e-05 | 0.571 | 0.025 | 6.5671e-06 | 2.8753e-07 | 0.453 | 0.53354 | 838 | 5 | Dry Detention | 0.2 |  |  | TMDL | TMDL |  |  | 1231.4172 | 87621.2522 | 350 | 20% | 20% | 1.3134e-06 | 5.7505e-08
46 | 2 | 1.3295 | 341 | 46 | 2 | MDR | 13.7343 | 0.645 | 12517.372 | 587.845 | 0.585 | 0.835 | 8.036 | 0.539 | 7324.398 | 490.966 | 1.3295 | 6.155 | 0.317 | 8.183 | 0.42145 | 0.448 | 0.49116 | 839 | 5 | Dry Detention | 0.2 |  |  | TMDL | TMDL |  |  | 964.6829 | 57912.1102 | 341 | 20% | 20% | 1.6366 | 0.084289
46 | 1 | 8.0172 | 340 | 46 | 1 | LDR | 7.475 | 0.335 | 892.731 | 39.971 | 0.586 | 0.84 | 4.38 | 0.281 | 523.1 | 33.572 | 8.0172 | 3.356 | 0.165 | 26.9059 | 1.3228 | 0.449 | 0.49425 | 840 | 5 | Dry Detention | 0.2 |  |  | TMDL | TMDL |  |  | 18116.0577 | 1110186.1517 | 340 | 20% | 20% | 5.3812 | 0.26457
46 | 2 | 2.3715 | 341 | 46 | 2 | MDR | 13.7343 | 0.645 | 12517.372 | 587.845 | 0.585 | 0.835 | 8.036 | 0.539 | 7324.398 | 490.966 | 2.3715 | 6.155 | 0.317 | 14.5964 | 0.75176 | 0.448 | 0.49116 | 840 | 5 | Dry Detention | 0.2 |  |  | TMDL | TMDL |  |  | 18116.0577 | 1110186.1517 | 341 | 20% | 20% | 2.9193 | 0.15035
46 | 4 | 1.8187 | 343 | 46 | 4 | IND | 17.0006 | 1.432 | 5136.665 | 432.629 | 0.581 | 0.828 | 9.877 | 1.185 | 2984.427 | 358.031 | 1.8187 | 7.542 | 0.694 | 13.717 | 1.2622 | 0.444 | 0.48499 | 840 | 5 | Dry Detention | 0.2 |  |  | TMDL | TMDL |  |  | 18116.0577 | 1110186.1517 | 343 | 20% | 20% | 2.7434 | 0.25244
46 | 11 | 2.6626 | 348 | 46 | 11 | FOR | 4.1376 | 0.165 | 692.937 | 27.684 | 0.596 | 0.881 | 2.465 | 0.146 | 412.881 | 24.4 | 2.6626 | 1.91 | 0.086 | 5.0855 | 0.22898 | 0.462 | 0.51922 | 840 | 5 | Dry Detention | 0.2 |  |  | TMDL | TMDL |  |  | 18116.0577 | 1110186.1517 | 348 | 20% | 20% | 1.0171 | 0.045796
46 | 12 | 4.125 | 349 | 46 | 12 | WAT | 1.258 | 0.048 | 618.54 | 23.423 | 0.591 | 0.9 | 0.744 | 0.043 | 365.844 | 21.08 | 4.125 | 0.569 | 0.025 | 2.3471 | 0.10312 | 0.452 | 0.53317 | 840 | 5 | Dry Detention | 0.2 |  |  | TMDL | TMDL |  |  | 18116.0577 | 1110186.1517 | 349 | 20% | 20% | 0.46942 | 0.020625
46 | 13 | 6.4915 | 350 | 46 | 13 | WET | 1.2605 | 0.048 | 423.33 | 16.035 | 0.592 | 0.901 | 0.746 | 0.043 | 250.472 | 14.442 | 6.4915 | 0.571 | 0.025 | 3.7067 | 0.16229 | 0.453 | 0.53354 | 840 | 5 | Dry Detention | 0.2 |  |  | TMDL | TMDL |  |  | 18116.0577 | 1110186.1517 | 350 | 20% | 20% | 0.74133 | 0.032458
46 | 1 | 1.2509 | 340 | 46 | 1 | LDR | 7.475 | 0.335 | 892.731 | 39.971 | 0.586 | 0.84 | 4.38 | 0.281 | 523.1 | 33.572 | 1.2509 | 3.356 | 0.165 | 4.198 | 0.2064 | 0.449 | 0.49425 | 841 | 5 | Dry Detention | 0.2 |  |  | TMDL | TMDL |  |  | 1428.5709 | 70225.7623 | 340 | 20% | 20% | 0.83959 | 0.041279
46 | 2 | 0.0095733 | 341 | 46 | 2 | MDR | 13.7343 | 0.645 | 12517.372 | 587.845 | 0.585 | 0.835 | 8.036 | 0.539 | 7324.398 | 490.966 | 0.0095733 | 6.155 | 0.317 | 0.058923 | 0.0030347 | 0.448 | 0.49116 | 841 | 5 | Dry Detention | 0.2 |  |  | TMDL | TMDL |  |  | 1428.5709 | 70225.7623 | 341 | 20% | 20% | 0.011785 | 0.00060694
46 | 4 | 0.062325 | 343 | 46 | 4 | IND | 17.0006 | 1.432 | 5136.665 | 432.629 | 0.581 | 0.828 | 9.877 | 1.185 | 2984.427 | 358.031 | 0.062325 | 7.542 | 0.694 | 0.47006 | 0.043254 | 0.444 | 0.48499 | 841 | 5 | Dry Detention | 0.2 |  |  | TMDL | TMDL |  |  | 1428.5709 | 70225.7623 | 343 | 20% | 20% | 0.094011 | 0.0086507
46 | 13 | 0.28938 | 350 | 46 | 13 | WET | 1.2605 | 0.048 | 423.33 | 16.035 | 0.592 | 0.901 | 0.746 | 0.043 | 250.472 | 14.442 | 0.28938 | 0.571 | 0.025 | 0.16524 | 0.0072345 | 0.453 | 0.53354 | 841 | 5 | Dry Detention | 0.2 |  |  | TMDL | TMDL |  |  | 1428.5709 | 70225.7623 | 350 | 20% | 20% | 0.033047 | 0.0014469
46 | 2 | 0.48663 | 341 | 46 | 2 | MDR | 13.7343 | 0.645 | 12517.372 | 587.845 | 0.585 | 0.835 | 8.036 | 0.539 | 7324.398 | 490.966 | 0.48663 | 6.155 | 0.317 | 2.9952 | 0.15426 | 0.448 | 0.49116 | 842 | 5 | Dry Detention | 0.2 |  |  | TMDL | TMDL |  |  | 705.8204 | 28305.9591 | 341 | 20% | 20% | 0.59904 | 0.030853
46 | 4 | 0.16319 | 343 | 46 | 4 | IND | 17.0006 | 1.432 | 5136.665 | 432.629 | 0.581 | 0.828 | 9.877 | 1.185 | 2984.427 | 358.031 | 0.16319 | 7.542 | 0.694 | 1.2307 | 0.11325 | 0.444 | 0.48499 | 842 | 5 | Dry Detention | 0.2 |  |  | TMDL | TMDL |  |  | 705.8204 | 28305.9591 | 343 | 20% | 20% | 0.24615 | 0.02265
45 | 2 | 0.31957 | 329 | 45 | 2 | MDR | 18.3801 | 0.797 | 8505.202 | 368.804 | 0.866 | 0.793 | 15.92 | 0.632 | 7367.027 | 292.453 | 0.31957 | 13.968 | 0.559 | 4.4637 | 0.17864 | 0.76 | 0.70082 | 843 | 5 | Dry Detention | 0.2 |  |  | TMDL | TMDL |  |  | 486.7432 | 15118.6598 | 329 | 20% | 20% | 0.89275 | 0.035728
45 | 4 | 0.027509 | 331 | 45 | 4 | IND | 22.7672 | 1.772 | 5848.504 | 455.232 | 0.864 | 0.79 | 19.676 | 1.401 | 5054.405 | 359.803 | 0.027509 | 17.239 | 1.237 | 0.47422 | 0.034028 | 0.757 | 0.69791 | 843 | 5 | Dry Detention | 0.2 |  |  | TMDL | TMDL |  |  | 486.7432 | 15118.6598 | 331 | 20% | 20% | 0.094844 | 0.0068057
45 | 2 | 0.68449 | 329 | 45 | 2 | MDR | 18.3801 | 0.797 | 8505.202 | 368.804 | 0.866 | 0.793 | 15.92 | 0.632 | 7367.027 | 292.453 | 0.68449 | 13.968 | 0.559 | 9.561 | 0.38263 | 0.76 | 0.70082 | 844 | 5 | Dry Detention | 0.2 |  |  | TMDL | TMDL |  |  | 712.1167 | 32934.3943 | 329 | 20% | 20% | 1.9122 | 0.076526
45 | 4 | 0.071583 | 331 | 45 | 4 | IND | 22.7672 | 1.772 | 5848.504 | 455.232 | 0.864 | 0.79 | 19.676 | 1.401 | 5054.405 | 359.803 | 0.071583 | 17.239 | 1.237 | 1.234 | 0.088548 | 0.757 | 0.69791 | 844 | 5 | Dry Detention | 0.2 |  |  | TMDL | TMDL |  |  | 712.1167 | 32934.3943 | 331 | 20% | 20% | 0.2468 | 0.01771
46 | 2 | 0.27423 | 341 | 46 | 2 | MDR | 13.7343 | 0.645 | 12517.372 | 587.845 | 0.585 | 0.835 | 8.036 | 0.539 | 7324.398 | 490.966 | 0.27423 | 6.155 | 0.317 | 1.6879 | 0.086931 | 0.448 | 0.49116 | 845 | 5 | Dry Detention | 0.2 |  |  | TMDL | TMDL |  |  | 503.5273 | 15040.4388 | 341 | 20% | 20% | 0.33758 | 0.017386
46 | 4 | 0.071051 | 343 | 46 | 4 | IND | 17.0006 | 1.432 | 5136.665 | 432.629 | 0.581 | 0.828 | 9.877 | 1.185 | 2984.427 | 358.031 | 0.071051 | 7.542 | 0.694 | 0.53587 | 0.04931 | 0.444 | 0.48499 | 845 | 5 | Dry Detention | 0.2 |  |  | TMDL | TMDL |  |  | 503.5273 | 15040.4388 | 343 | 20% | 20% | 0.10717 | 0.0098619
46 | 2 | 0.26837 | 341 | 46 | 2 | MDR | 13.7343 | 0.645 | 12517.372 | 587.845 | 0.585 | 0.835 | 8.036 | 0.539 | 7324.398 | 490.966 | 0.26837 | 6.155 | 0.317 | 1.6518 | 0.085074 | 0.448 | 0.49116 | 846 | 5 | Dry Detention | 0.2 |  |  | TMDL | TMDL |  |  | 498.3058 | 14539.7222 | 341 | 20% | 20% | 0.33037 | 0.017015
46 | 4 | 0.065415 | 343 | 46 | 4 | IND | 17.0006 | 1.432 | 5136.665 | 432.629 | 0.581 | 0.828 | 9.877 | 1.185 | 2984.427 | 358.031 | 0.065415 | 7.542 | 0.694 | 0.49336 | 0.045398 | 0.444 | 0.48499 | 846 | 5 | Dry Detention | 0.2 |  |  | TMDL | TMDL |  |  | 498.3058 | 14539.7222 | 343 | 20% | 20% | 0.098672 | 0.0090796
46 | 13 | 0.00058951 | 350 | 46 | 13 | WET | 1.2605 | 0.048 | 423.33 | 16.035 | 0.592 | 0.901 | 0.746 | 0.043 | 250.472 | 14.442 | 0.00058951 | 0.571 | 0.025 | 0.00033661 | 1.4738e-05 | 0.453 | 0.53354 | 847 | 5 | Dry Detention | 0.2 |  |  | TMDL | TMDL |  |  | 20.7489 | 25.6788 | 350 | 20% | 20% | 6.7322e-05 | 2.9475e-06
46 | 3 | 0.0011654 | 342 | 46 | 3 | HDR | 29.2966 | 2.128 | 15135.696 | 1099.348 | 0.585 | 0.841 | 17.131 | 1.789 | 8850.484 | 924.087 | 0.0011654 | 13.118 | 1.05 | 0.015288 | 0.0012237 | 0.448 | 0.49364 | 848 | 5 | Dry Detention | 0.2 |  |  | TMDL | TMDL |  |  | 33.7271 | 50.7665 | 342 | 20% | 20% | 0.0030577 | 0.00024474
45 | 2 | 6.6651 | 329 | 45 | 2 | MDR | 18.3801 | 0.797 | 8505.202 | 368.804 | 0.866 | 0.793 | 15.92 | 0.632 | 7367.027 | 292.453 | 6.6651 | 13.968 | 0.559 | 93.0979 | 3.7258 | 0.76 | 0.70082 | 849 | 5 | Dry Detention | 0.2 |  |  | TMDL | TMDL |  |  | 4258.2592 | 291599.647 | 329 | 20% | 20% | 18.6196 | 0.74516
45 | 4 | 0.02915 | 331 | 45 | 4 | IND | 22.7672 | 1.772 | 5848.504 | 455.232 | 0.864 | 0.79 | 19.676 | 1.401 | 5054.405 | 359.803 | 0.02915 | 17.239 | 1.237 | 0.50251 | 0.036058 | 0.757 | 0.69791 | 849 | 5 | Dry Detention | 0.2 |  |  | TMDL | TMDL |  |  | 4258.2592 | 291599.647 | 331 | 20% | 20% | 0.1005 | 0.0072116
45 | 2 | 9.6357 | 329 | 45 | 2 | MDR | 18.3801 | 0.797 | 8505.202 | 368.804 | 0.866 | 0.793 | 15.92 | 0.632 | 7367.027 | 292.453 | 9.6357 | 13.968 | 0.559 | 134.5912 | 5.3863 | 0.76 | 0.70082 | 850 | 5 | Dry Detention | 0.2 |  |  | TMDL | TMDL |  |  | 6389.763 | 444954.9373 | 329 | 20% | 20% | 26.9182 | 1.0773
45 | 4 | 0.0028584 | 331 | 45 | 4 | IND | 22.7672 | 1.772 | 5848.504 | 455.232 | 0.864 | 0.79 | 19.676 | 1.401 | 5054.405 | 359.803 | 0.0028584 | 17.239 | 1.237 | 0.049276 | 0.0035358 | 0.757 | 0.69791 | 850 | 5 | Dry Detention | 0.2 |  |  | TMDL | TMDL |  |  | 6389.763 | 444954.9373 | 331 | 20% | 20% | 0.0098551 | 0.00070716
45 | 13 | 0.57626 | 339 | 45 | 13 | WET | 1.6817 | 0.059 | 315.737 | 11.053 | 0.862 | 0.795 | 1.45 | 0.047 | 272.162 | 8.791 | 0.57626 | 1.276 | 0.042 | 0.73531 | 0.024203 | 0.759 | 0.70722 | 850 | 5 | Dry Detention | 0.2 |  |  | TMDL | TMDL |  |  | 6389.763 | 444954.9373 | 339 | 20% | 20% | 0.14706 | 0.0048406
50 | 3 | 0.19603 | 373 | 50 | 3 | HDR | 21.572 | 1.662 | 2240.996 | 172.652 | 0.394 | 0.43 | 8.501 | 0.715 | 883.12 | 74.316 | 0.19603 | 1.531 | 0.222 | 0.30012 | 0.043518 | 0.071 | 0.13346 | 851 | 5 | Dry Detention | 0.2 |  |  | TMDL | TMDL |  |  | 364.6086 | 8538.9939 | 373 | 20% | 20% | 0.060024 | 0.0087037
45 | 2 | 0.0062763 | 329 | 45 | 2 | MDR | 18.3801 | 0.797 | 8505.202 | 368.804 | 0.866 | 0.793 | 15.92 | 0.632 | 7367.027 | 292.453 | 0.0062763 | 13.968 | 0.559 | 0.087668 | 0.0035085 | 0.76 | 0.70082 | 852 | 5 | Dry Detention | 0.2 |  |  | TMDL | TMDL |  |  | 788.1329 | 3631.8648 | 329 | 20% | 20% | 0.017534 | 0.00070169
45 | 4 | 0.0771 | 331 | 45 | 4 | IND | 22.7672 | 1.772 | 5848.504 | 455.232 | 0.864 | 0.79 | 19.676 | 1.401 | 5054.405 | 359.803 | 0.0771 | 17.239 | 1.237 | 1.3291 | 0.095373 | 0.757 | 0.69791 | 852 | 5 | Dry Detention | 0.2 |  |  | TMDL | TMDL |  |  | 788.1329 | 3631.8648 | 331 | 20% | 20% | 0.26583 | 0.019075
45 | 2 | 0.44725 | 329 | 45 | 2 | MDR | 18.3801 | 0.797 | 8505.202 | 368.804 | 0.866 | 0.793 | 15.92 | 0.632 | 7367.027 | 292.453 | 0.44725 | 13.968 | 0.559 | 6.2471 | 0.25001 | 0.76 | 0.70082 | 853 | 5 | Dry Detention | 0.2 |  |  | TMDL | TMDL |  |  | 7249.6982 | 946554.4141 | 329 | 20% | 20% | 1.2494 | 0.050002
45 | 3 | 12.6645 | 330 | 45 | 3 | HDR | 39.2064 | 2.634 | 2421.799 | 162.704 | 0.866 | 0.792 | 33.956 | 2.085 | 2097.479 | 128.8 | 12.6645 | 29.789 | 1.844 | 377.262 | 23.3533 | 0.76 | 0.70014 | 853 | 5 | Dry Detention | 0.2 |  |  | TMDL | TMDL |  |  | 7249.6982 | 946554.4141 | 330 | 20% | 20% | 75.4524 | 4.6707
45 | 4 | 5.6434 | 331 | 45 | 4 | IND | 22.7672 | 1.772 | 5848.504 | 455.232 | 0.864 | 0.79 | 19.676 | 1.401 | 5054.405 | 359.803 | 5.6434 | 17.239 | 1.237 | 97.286 | 6.9808 | 0.757 | 0.69791 | 853 | 5 | Dry Detention | 0.2 |  |  | TMDL | TMDL |  |  | 7249.6982 | 946554.4141 | 331 | 20% | 20% | 19.4572 | 1.3962
45 | 11 | 1.1773 | 337 | 45 | 11 | FOR | 5.5459 | 0.205 | 109.052 | 4.029 | 0.874 | 0.792 | 4.844 | 0.162 | 95.257 | 3.19 | 1.1773 | 4.263 | 0.144 | 5.0186 | 0.16952 | 0.769 | 0.70298 | 853 | 5 | Dry Detention | 0.2 |  |  | TMDL | TMDL |  |  | 7249.6982 | 946554.4141 | 337 | 20% | 20% | 1.0037 | 0.033905
45 | 12 | 0.59361 | 338 | 45 | 12 | WAT | 1.6782 | 0.059 | 35.951 | 1.258 | 0.862 | 0.795 | 1.446 | 0.047 | 30.984 | 1.001 | 0.59361 | 1.273 | 0.042 | 0.75566 | 0.024931 | 0.759 | 0.70735 | 853 | 5 | Dry Detention | 0.2 |  |  | TMDL | TMDL |  |  | 7249.6982 | 946554.4141 | 338 | 20% | 20% | 0.15113 | 0.0049863
45 | 13 | 1.204 | 339 | 45 | 13 | WET | 1.6817 | 0.059 | 315.737 | 11.053 | 0.862 | 0.795 | 1.45 | 0.047 | 272.162 | 8.791 | 1.204 | 1.276 | 0.042 | 1.5364 | 0.05057 | 0.759 | 0.70722 | 853 | 5 | Dry Detention | 0.2 |  |  | TMDL | TMDL |  |  | 7249.6982 | 946554.4141 | 339 | 20% | 20% | 0.30727 | 0.010114
10 | 4 | 0.2682 | 13 | 10 | 4 | IND | 13.1528 | 1.186 | 6233.588 | 562.16 | 0.215 | 0.107 | 2.826 | 0.127 | 1339.375 | 60.359 | 0.2682 | 1.344 | 0.064 | 0.36046 | 0.017165 | 0.102 | 0.054107 | 986 | 5 | Dry Detention | 0.2 |  |  | TMDL | TMDL |  |  | 4921.1949 | 827244.1458 | 13 | 20% | 20% | 0.072093 | 0.003433
48 | 3 | 0.076918 | 358 | 48 | 3 | HDR | 30.2853 | 2.187 | 4047.436 | 292.289 | 0.536 | 0.607 | 16.239 | 1.328 | 2170.2 | 177.473 | 0.076918 | 7.374 | 0.721 | 0.56719 | 0.055458 | 0.243 | 0.32955 | 986 | 5 | Dry Detention | 0.2 |  |  | TMDL | TMDL |  |  | 4921.1949 | 827244.1458 | 358 | 20% | 20% | 0.11344 | 0.011092
48 | 4 | 17.2692 | 359 | 48 | 4 | IND | 17.5641 | 1.47 | 2818.413 | 235.959 | 0.533 | 0.603 | 9.355 | 0.887 | 1501.072 | 142.35 | 17.2692 | 4.213 | 0.473 | 72.7552 | 8.1683 | 0.24 | 0.32137 | 986 | 5 | Dry Detention | 0.2 |  |  | TMDL | TMDL |  |  | 4921.1949 | 827244.1458 | 359 | 20% | 20% | 14.551 | 1.6337
48 | 13 | 1.3767 | 363 | 48 | 13 | WET | 1.3092 | 0.049 | 67.807 | 2.532 | 0.548 | 0.615 | 0.717 | 0.03 | 37.126 | 1.558 | 1.3767 | 0.329 | 0.017 | 0.45292 | 0.023403 | 0.251 | 0.35619 | 986 | 5 | Dry Detention | 0.2 |  |  | TMDL | TMDL |  |  | 4921.1949 | 827244.1458 | 363 | 20% | 20% | 0.090584 | 0.0046806
40 | 2 | 0.087734 | 272 | 40 | 2 | MDR | 11.6613 | 0.577 | 15641.833 | 773.896 | 0.877 | 0.884 | 10.225 | 0.51 | 13715.384 | 683.794 | 0.087734 | 10.225 | 0.51 | 0.89708 | 0.044744 | 0.877 | 0.88357 | 987 | 5 | Dry Detention | 0.2 |  |  | TMDL | TMDL |  |  | 1777.5422 | 12151.1716 | 272 | 20% | 20% | 0.17942 | 0.0089489
41 | 1 | 0.042667 | 282 | 41 | 1 | LDR | 6.4645 | 0.301 | 7159.582 | 333.43 | 0.961 | 0.923 | 6.211 | 0.278 | 6878.392 | 307.743 | 0.042667 | 5.446 | 0.246 | 0.23237 | 0.010496 | 0.842 | 0.81555 | 987 | 5 | Dry Detention | 0.2 |  |  | TMDL | TMDL |  |  | 1777.5422 | 12151.1716 | 282 | 20% | 20% | 0.046473 | 0.0020992
41 | 2 | 0.14855 | 283 | 41 | 2 | MDR | 11.9201 | 0.582 | 23513.664 | 1147.493 | 0.961 | 0.923 | 11.452 | 0.537 | 22589.972 | 1059.182 | 0.14855 | 10.039 | 0.474 | 1.4913 | 0.070414 | 0.842 | 0.81527 | 987 | 5 | Dry Detention | 0.2 |  |  | TMDL | TMDL |  |  | 1777.5422 | 12151.1716 | 283 | 20% | 20% | 0.29826 | 0.014083
41 | 4 | 0.16284 | 285 | 41 | 4 | IND | 15.0465 | 1.299 | 22984.638 | 1984.314 | 0.961 | 0.924 | 14.457 | 1.2 | 22084.136 | 1832.828 | 0.16284 | 12.656 | 1.059 | 2.061 | 0.17245 | 0.841 | 0.81549 | 988 | 5 | Dry Detention | 0.2 |  |  | TMDL | TMDL |  |  | 510.725 | 7093.452 | 285 | 20% | 20% | 0.41219 | 0.03449
10 | 4 | 2.4172 | 13 | 10 | 4 | IND | 13.1528 | 1.186 | 6233.588 | 562.16 | 0.215 | 0.107 | 2.826 | 0.127 | 1339.375 | 60.359 | 2.4172 | 1.344 | 0.064 | 3.2488 | 0.1547 | 0.102 | 0.054107 | 989 | 5 | Dry Detention | 0.2 |  |  | TMDL | TMDL |  |  | 1431.3796 | 117131.5518 | 13 | 20% | 20% | 0.64975 | 0.030941
48 | 4 | 0.27174 | 359 | 48 | 4 | IND | 17.5641 | 1.47 | 2818.413 | 235.959 | 0.533 | 0.603 | 9.355 | 0.887 | 1501.072 | 142.35 | 0.27174 | 4.213 | 0.473 | 1.1448 | 0.12853 | 0.24 | 0.32137 | 989 | 5 | Dry Detention | 0.2 |  |  | TMDL | TMDL |  |  | 1431.3796 | 117131.5518 | 359 | 20% | 20% | 0.22897 | 0.025706
40 | 2 | 0.0091776 | 272 | 40 | 2 | MDR | 11.6613 | 0.577 | 15641.833 | 773.896 | 0.877 | 0.884 | 10.225 | 0.51 | 13715.384 | 683.794 | 0.0091776 | 10.225 | 0.51 | 0.093841 | 0.0046806 | 0.877 | 0.88357 | 990 | 5 | Dry Detention | 0.2 |  |  | TMDL | TMDL |  |  | 4384.4778 | 543422.9918 | 272 | 20% | 20% | 0.018768 | 0.00093612
40 | 3 | 11.4527 | 273 | 40 | 3 | HDR | 24.9268 | 1.943 | 9876.14 | 769.988 | 0.877 | 0.884 | 21.854 | 1.718 | 8658.806 | 680.793 | 11.4527 | 21.854 | 1.718 | 250.2876 | 19.6758 | 0.877 | 0.88416 | 990 | 5 | Dry Detention | 0.2 |  |  | TMDL | TMDL |  |  | 4384.4778 | 543422.9918 | 273 | 20% | 20% | 50.0575 | 3.9352
40 | 11 | 0.055509 | 279 | 40 | 11 | FOR | 3.6901 | 0.154 | 450.076 | 18.808 | 0.88 | 0.888 | 3.247 | 0.137 | 396.042 | 16.694 | 0.055509 | 3.247 | 0.137 | 0.18024 | 0.0076048 | 0.88 | 0.8876 | 990 | 5 | Dry Detention | 0.2 |  |  | TMDL | TMDL |  |  | 4384.4778 | 543422.9918 | 279 | 20% | 20% | 0.036048 | 0.001521
40 | 13 | 0.95793 | 281 | 40 | 13 | WET | 1.1184 | 0.045 | 608.832 | 24.31 | 0.88 | 0.889 | 0.985 | 0.04 | 535.989 | 21.621 | 0.95793 | 0.985 | 0.04 | 0.94356 | 0.038317 | 0.88 | 0.88938 | 990 | 5 | Dry Detention | 0.2 |  |  | TMDL | TMDL |  |  | 4384.4778 | 543422.9918 | 281 | 20% | 20% | 0.18871 | 0.0076634
38 | 2 | 0.09791 | 248 | 38 | 2 | MDR | 8.5662 | 0.781 | 5390.011 | 491.366 | 0.752 | 0.731 | 6.439 | 0.571 | 4051.586 | 359.418 | 0.09791 | 6.439 | 0.571 | 0.63045 | 0.055907 | 0.752 | 0.73147 | 991 | 5 | Dry Detention | 0.2 |  |  | TMDL | TMDL |  |  | 700.8126 | 4264.9631 | 248 | 20% | 20% | 0.12609 | 0.011181
41 | 2 | 0.032332 | 283 | 41 | 2 | MDR | 11.9201 | 0.582 | 23513.664 | 1147.493 | 0.961 | 0.923 | 11.452 | 0.537 | 22589.972 | 1059.182 | 0.032332 | 10.039 | 0.474 | 0.32458 | 0.015325 | 0.842 | 0.81527 | 992 | 5 | Dry Detention | 0.2 |  |  | TMDL | TMDL |  |  | 567.2506 | 3460.2937 | 283 | 20% | 20% | 0.064916 | 0.003065
41 | 8 | 0.047106 | 288 | 41 | 8 | AGR | 16.0936 | 0.836 | 8344.03 | 433.364 | 0.96 | 0.923 | 15.456 | 0.771 | 8013.183 | 399.822 | 0.047106 | 13.575 | 0.683 | 0.63946 | 0.032173 | 0.844 | 0.81685 | 992 | 5 | Dry Detention | 0.2 |  |  | TMDL | TMDL |  |  | 567.2506 | 3460.2937 | 288 | 20% | 20% | 0.12789 | 0.0064347
10 | 2 | 0.036866 | 11 | 10 | 2 | MDR | 8.9213 | 0.434 | 10274.538 | 499.47 | 0.218 | 0.108 | 1.945 | 0.047 | 2239.911 | 53.782 | 0.036866 | 0.929 | 0.024 | 0.034248 | 0.00088478 | 0.104 | 0.054197 | 993 | 5 | Dry Detention | 0.2 |  |  | TMDL | TMDL |  |  | 974.3925 | 46189.7547 | 11 | 20% | 20% | 0.0068497 | 0.00017696
10 | 4 | 1.0235 | 13 | 10 | 4 | IND | 13.1528 | 1.186 | 6233.588 | 562.16 | 0.215 | 0.107 | 2.826 | 0.127 | 1339.375 | 60.359 | 1.0235 | 1.344 | 0.064 | 1.3756 | 0.065505 | 0.102 | 0.054107 | 993 | 5 | Dry Detention | 0.2 |  |  | TMDL | TMDL |  |  | 974.3925 | 46189.7547 | 13 | 20% | 20% | 0.27512 | 0.013101
10 | 2 | 1.0942 | 11 | 10 | 2 | MDR | 8.9213 | 0.434 | 10274.538 | 499.47 | 0.218 | 0.108 | 1.945 | 0.047 | 2239.911 | 53.782 | 1.0942 | 0.929 | 0.024 | 1.0165 | 0.026261 | 0.104 | 0.054197 | 994 | 5 | Dry Detention | 0.2 |  |  | TMDL | TMDL |  |  | 1176.801 | 47663.0414 | 11 | 20% | 20% | 0.2033 | 0.0052522
38 | 2 | 0.028967 | 248 | 38 | 2 | MDR | 8.5662 | 0.781 | 5390.011 | 491.366 | 0.752 | 0.731 | 6.439 | 0.571 | 4051.586 | 359.418 | 0.028967 | 6.439 | 0.571 | 0.18652 | 0.01654 | 0.752 | 0.73147 | 995 | 5 | Dry Detention | 0.2 |  |  | TMDL | TMDL |  |  | 447.8797 | 1261.8046 | 248 | 20% | 20% | 0.037304 | 0.003308
10 | 4 | 0.92903 | 13 | 10 | 4 | IND | 13.1528 | 1.186 | 6233.588 | 562.16 | 0.215 | 0.107 | 2.826 | 0.127 | 1339.375 | 60.359 | 0.92903 | 1.344 | 0.064 | 1.2486 | 0.059458 | 0.102 | 0.054107 | 996 | 5 | Dry Detention | 0.2 |  |  | TMDL | TMDL |  |  | 805.7127 | 40468.3446 | 13 | 20% | 20% | 0.24972 | 0.011892
40 | 1 | 0.22496 | 271 | 40 | 1 | LDR | 6.3414 | 0.299 | 1093.519 | 51.571 | 0.877 | 0.884 | 5.562 | 0.264 | 959.109 | 45.59 | 0.22496 | 5.562 | 0.264 | 1.2512 | 0.059388 | 0.877 | 0.88402 | 997 | 5 | Dry Detention | 0.2 |  |  | TMDL | TMDL |  |  | 2997.0577 | 555757.6172 | 271 | 20% | 20% | 0.25024 | 0.011878
40 | 2 | 0.96753 | 272 | 40 | 2 | MDR | 11.6613 | 0.577 | 15641.833 | 773.896 | 0.877 | 0.884 | 10.225 | 0.51 | 13715.384 | 683.794 | 0.96753 | 10.225 | 0.51 | 9.893 | 0.49344 | 0.877 | 0.88357 | 997 | 5 | Dry Detention | 0.2 |  |  | TMDL | TMDL |  |  | 2997.0577 | 555757.6172 | 272 | 20% | 20% | 1.9786 | 0.098688
41 | 1 | 0.090045 | 282 | 41 | 1 | LDR | 6.4645 | 0.301 | 7159.582 | 333.43 | 0.961 | 0.923 | 6.211 | 0.278 | 6878.392 | 307.743 | 0.090045 | 5.446 | 0.246 | 0.49038 | 0.022151 | 0.842 | 0.81555 | 997 | 5 | Dry Detention | 0.2 |  |  | TMDL | TMDL |  |  | 2997.0577 | 555757.6172 | 282 | 20% | 20% | 0.098077 | 0.0044302
41 | 2 | 11.476 | 283 | 41 | 2 | MDR | 11.9201 | 0.582 | 23513.664 | 1147.493 | 0.961 | 0.923 | 11.452 | 0.537 | 22589.972 | 1059.182 | 11.476 | 10.039 | 0.474 | 115.2071 | 5.4396 | 0.842 | 0.81527 | 997 | 5 | Dry Detention | 0.2 |  |  | TMDL | TMDL |  |  | 2997.0577 | 555757.6172 | 283 | 20% | 20% | 23.0414 | 1.0879
38 | 2 | 0.43708 | 248 | 38 | 2 | MDR | 8.5662 | 0.781 | 5390.011 | 491.366 | 0.752 | 0.731 | 6.439 | 0.571 | 4051.586 | 359.418 | 0.43708 | 6.439 | 0.571 | 2.8143 | 0.24957 | 0.752 | 0.73147 | 998 | 5 | Dry Detention | 0.2 |  |  | TMDL | TMDL |  |  | 5746.2758 | 1133881.0245 | 248 | 20% | 20% | 0.56287 | 0.049914
38 | 4 | 0.77762 | 250 | 38 | 4 | IND | 13.0332 | 1.643 | 2693.398 | 339.537 | 0.746 | 0.728 | 9.718 | 1.196 | 2008.316 | 247.156 | 0.77762 | 9.718 | 1.196 | 7.5569 | 0.93004 | 0.746 | 0.72792 | 998 | 5 | Dry Detention | 0.2 |  |  | TMDL | TMDL |  |  | 5746.2758 | 1133881.0245 | 250 | 20% | 20% | 1.5114 | 0.18601
38 | 10 | 10.4062 | 255 | 38 | 10 | RAN | 2.8596 | 0.226 | 157.374 | 12.414 | 0.763 | 0.746 | 2.182 | 0.168 | 120.107 | 9.267 | 10.4062 | 2.182 | 0.168 | 22.7063 | 1.7482 | 0.763 | 0.74645 | 998 | 5 | Dry Detention | 0.2 |  |  | TMDL | TMDL |  |  | 5746.2758 | 1133881.0245 | 255 | 20% | 20% | 4.5413 | 0.34965
38 | 11 | 0.085868 | 256 | 38 | 11 | FOR | 1.6256 | 0.124 | 281.493 | 21.55 | 0.772 | 0.759 | 1.255 | 0.094 | 217.292 | 16.357 | 0.085868 | 1.255 | 0.094 | 0.10776 | 0.0080716 | 0.772 | 0.759 | 998 | 5 | Dry Detention | 0.2 |  |  | TMDL | TMDL |  |  | 5746.2758 | 1133881.0245 | 256 | 20% | 20% | 0.021553 | 0.0016143
38 | 13 | 1.0181 | 258 | 38 | 13 | WET | 6.7199 | 0.666 | 2399.981 | 237.942 | 0.759 | 0.75 | 5.104 | 0.5 | 1822.705 | 178.541 | 1.0181 | 5.104 | 0.5 | 5.1963 | 0.50905 | 0.759 | 0.75035 | 998 | 5 | Dry Detention | 0.2 |  |  | TMDL | TMDL |  |  | 5746.2758 | 1133881.0245 | 258 | 20% | 20% | 1.0393 | 0.10181
41 | 2 | 0.87658 | 283 | 41 | 2 | MDR | 11.9201 | 0.582 | 23513.664 | 1147.493 | 0.961 | 0.923 | 11.452 | 0.537 | 22589.972 | 1059.182 | 0.87658 | 10.039 | 0.474 | 8.8 | 0.4155 | 0.842 | 0.81527 | 998 | 5 | Dry Detention | 0.2 |  |  | TMDL | TMDL |  |  | 5746.2758 | 1133881.0245 | 283 | 20% | 20% | 1.76 | 0.0831
41 | 4 | 11.2545 | 285 | 41 | 4 | IND | 15.0465 | 1.299 | 22984.638 | 1984.314 | 0.961 | 0.924 | 14.457 | 1.2 | 22084.136 | 1832.828 | 11.2545 | 12.656 | 1.059 | 142.437 | 11.9185 | 0.841 | 0.81549 | 998 | 5 | Dry Detention | 0.2 |  |  | TMDL | TMDL |  |  | 5746.2758 | 1133881.0245 | 285 | 20% | 20% | 28.4874 | 2.3837
41 | 10 | 1.1538 | 290 | 41 | 10 | RAN | 5.062 | 0.211 | 1204.825 | 50.143 | 0.96 | 0.922 | 4.86 | 0.194 | 1156.789 | 46.234 | 1.1538 | 4.268 | 0.172 | 4.9242 | 0.19845 | 0.843 | 0.81592 | 998 | 5 | Dry Detention | 0.2 |  |  | TMDL | TMDL |  |  | 5746.2758 | 1133881.0245 | 290 | 20% | 20% | 0.98484 | 0.039689
41 | 11 | 0.020737 | 291 | 41 | 11 | FOR | 3.3637 | 0.139 | 1738.258 | 71.607 | 0.961 | 0.923 | 3.231 | 0.128 | 1669.641 | 66.092 | 0.020737 | 2.844 | 0.114 | 0.058975 | 0.002364 | 0.846 | 0.81972 | 998 | 5 | Dry Detention | 0.2 |  |  | TMDL | TMDL |  |  | 5746.2758 | 1133881.0245 | 291 | 20% | 20% | 0.011795 | 0.0004728
10 | 2 | 0.23083 | 11 | 10 | 2 | MDR | 8.9213 | 0.434 | 10274.538 | 499.47 | 0.218 | 0.108 | 1.945 | 0.047 | 2239.911 | 53.782 | 0.23083 | 0.929 | 0.024 | 0.21444 | 0.0055399 | 0.104 | 0.054197 | 999 | 5 | Dry Detention | 0.2 |  |  | TMDL | TMDL |  |  | 438.4175 | 10705.6735 | 11 | 20% | 20% | 0.042888 | 0.001108
10 | 12 | 0.01494 | 18 | 10 | 12 | WAT | 0.23667 | 0.006 | 74.59 | 1.829 | 0.243 | 0.126 | 0.057 | 0.001 | 18.111 | 0.231 | 0.01494 | 0.028 | 0 | 0.00041831 | 0 | 0.119 | 0.064699 | 999 | 5 | Dry Detention | 0.2 |  |  | TMDL | TMDL |  |  | 438.4175 | 10705.6735 | 18 | 20% | 20% | 8.3662e-05 | 0
41 | 4 | 0.056426 | 285 | 41 | 4 | IND | 15.0465 | 1.299 | 22984.638 | 1984.314 | 0.961 | 0.924 | 14.457 | 1.2 | 22084.136 | 1832.828 | 0.056426 | 12.656 | 1.059 | 0.71413 | 0.059756 | 0.841 | 0.81549 | 1000 | 5 | Dry Detention | 0.2 |  |  | TMDL | TMDL |  |  | 2646.0059 | 209602.5403 | 285 | 20% | 20% | 0.14283 | 0.011951
41 | 6 | 4.6524 | 286 | 41 | 6 | OPE | 6.7112 | 0.301 | 712.339 | 31.937 | 0.96 | 0.922 | 6.446 | 0.278 | 684.169 | 29.462 | 4.6524 | 5.655 | 0.245 | 26.3092 | 1.1398 | 0.843 | 0.81557 | 1000 | 5 | Dry Detention | 0.2 |  |  | TMDL | TMDL |  |  | 2646.0059 | 209602.5403 | 286 | 20% | 20% | 5.2618 | 0.22797
41 | 11 | 0.10303 | 291 | 41 | 11 | FOR | 3.3637 | 0.139 | 1738.258 | 71.607 | 0.961 | 0.923 | 3.231 | 0.128 | 1669.641 | 66.092 | 0.10303 | 2.844 | 0.114 | 0.29301 | 0.011745 | 0.846 | 0.81972 | 1000 | 5 | Dry Detention | 0.2 |  |  | TMDL | TMDL |  |  | 2646.0059 | 209602.5403 | 291 | 20% | 20% | 0.058602 | 0.002349
10 | 2 | 0.41209 | 11 | 10 | 2 | MDR | 8.9213 | 0.434 | 10274.538 | 499.47 | 0.218 | 0.108 | 1.945 | 0.047 | 2239.911 | 53.782 | 0.41209 | 0.929 | 0.024 | 0.38283 | 0.00989 | 0.104 | 0.054197 | 1001 | 5 | Dry Detention | 0.2 |  |  | TMDL | TMDL |  |  | 602.6284 | 17950.5186 | 11 | 20% | 20% | 0.076565 | 0.001978
41 | 2 | 1.6785 | 283 | 41 | 2 | MDR | 11.9201 | 0.582 | 23513.664 | 1147.493 | 0.961 | 0.923 | 11.452 | 0.537 | 22589.972 | 1059.182 | 1.6785 | 10.039 | 0.474 | 16.8502 | 0.7956 | 0.842 | 0.81527 | 1002 | 5 | Dry Detention | 0.2 |  |  | TMDL | TMDL |  |  | 1410.0704 | 73113.9142 | 283 | 20% | 20% | 3.37 | 0.15912
10 | 2 | 0.93856 | 11 | 10 | 2 | MDR | 8.9213 | 0.434 | 10274.538 | 499.47 | 0.218 | 0.108 | 1.945 | 0.047 | 2239.911 | 53.782 | 0.93856 | 0.929 | 0.024 | 0.87192 | 0.022526 | 0.104 | 0.054197 | 1003 | 5 | Dry Detention | 0.2 |  |  | TMDL | TMDL |  |  | 1195.3933 | 71552.3096 | 11 | 20% | 20% | 0.17438 | 0.0045051
10 | 12 | 0.70406 | 18 | 10 | 12 | WAT | 0.23667 | 0.006 | 74.59 | 1.829 | 0.243 | 0.126 | 0.057 | 0.001 | 18.111 | 0.231 | 0.70406 | 0.028 | 0 | 0.019714 | 0 | 0.119 | 0.064699 | 1003 | 5 | Dry Detention | 0.2 |  |  | TMDL | TMDL |  |  | 1195.3933 | 71552.3096 | 18 | 20% | 20% | 0.0039427 | 0
40 | 1 | 0.59815 | 271 | 40 | 1 | LDR | 6.3414 | 0.299 | 1093.519 | 51.571 | 0.877 | 0.884 | 5.562 | 0.264 | 959.109 | 45.59 | 0.59815 | 5.562 | 0.264 | 3.3269 | 0.15791 | 0.877 | 0.88402 | 1004 | 5 | Dry Detention | 0.2 |  |  | TMDL | TMDL |  |  | 1133.2853 | 75737.0525 | 271 | 20% | 20% | 0.66538 | 0.031582
41 | 1 | 1.1405 | 282 | 41 | 1 | LDR | 6.4645 | 0.301 | 7159.582 | 333.43 | 0.961 | 0.923 | 6.211 | 0.278 | 6878.392 | 307.743 | 1.1405 | 5.446 | 0.246 | 6.2114 | 0.28057 | 0.842 | 0.81555 | 1004 | 5 | Dry Detention | 0.2 |  |  | TMDL | TMDL |  |  | 1133.2853 | 75737.0525 | 282 | 20% | 20% | 1.2423 | 0.056115
10 | 2 | 0.58186 | 11 | 10 | 2 | MDR | 8.9213 | 0.434 | 10274.538 | 499.47 | 0.218 | 0.108 | 1.945 | 0.047 | 2239.911 | 53.782 | 0.58186 | 0.929 | 0.024 | 0.54054 | 0.013965 | 0.104 | 0.054197 | 1005 | 5 | Dry Detention | 0.2 |  |  | TMDL | TMDL |  |  | 681.8801 | 25345.7871 | 11 | 20% | 20% | 0.10811 | 0.0027929
10 | 12 | 5.5909e-06 | 18 | 10 | 12 | WAT | 0.23667 | 0.006 | 74.59 | 1.829 | 0.243 | 0.126 | 0.057 | 0.001 | 18.111 | 0.231 | 5.5909e-06 | 0.028 | 0 | 1.5655e-07 | 0 | 0.119 | 0.064699 | 1005 | 5 | Dry Detention | 0.2 |  |  | TMDL | TMDL |  |  | 681.8801 | 25345.7871 | 18 | 20% | 20% | 3.1309e-08 | 0
10 | 2 | 1.3056 | 11 | 10 | 2 | MDR | 8.9213 | 0.434 | 10274.538 | 499.47 | 0.218 | 0.108 | 1.945 | 0.047 | 2239.911 | 53.782 | 1.3056 | 0.929 | 0.024 | 1.2129 | 0.031334 | 0.104 | 0.054197 | 1006 | 5 | Dry Detention | 0.2 |  |  | TMDL | TMDL |  |  | 1333.5989 | 56870.1659 | 11 | 20% | 20% | 0.24257 | 0.0062667
41 | 1 | 0.21896 | 282 | 41 | 1 | LDR | 6.4645 | 0.301 | 7159.582 | 333.43 | 0.961 | 0.923 | 6.211 | 0.278 | 6878.392 | 307.743 | 0.21896 | 5.446 | 0.246 | 1.1925 | 0.053864 | 0.842 | 0.81555 | 1007 | 5 | Dry Detention | 0.2 |  |  | TMDL | TMDL |  |  | 1391.8393 | 13437.0686 | 282 | 20% | 20% | 0.23849 | 0.010773
41 | 2 | 0.089514 | 283 | 41 | 2 | MDR | 11.9201 | 0.582 | 23513.664 | 1147.493 | 0.961 | 0.923 | 11.452 | 0.537 | 22589.972 | 1059.182 | 0.089514 | 10.039 | 0.474 | 0.89863 | 0.04243 | 0.842 | 0.81527 | 1007 | 5 | Dry Detention | 0.2 |  |  | TMDL | TMDL |  |  | 1391.8393 | 13437.0686 | 283 | 20% | 20% | 0.17973 | 0.0084859
40 | 13 | 0.0012106 | 281 | 40 | 13 | WET | 1.1184 | 0.045 | 608.832 | 24.31 | 0.88 | 0.889 | 0.985 | 0.04 | 535.989 | 21.621 | 0.0012106 | 0.985 | 0.04 | 0.0011924 | 4.8423e-05 | 0.88 | 0.88938 | 1008 | 5 | Dry Detention | 0.2 |  |  | TMDL | TMDL |  |  | 60.8628 | 52.7323 | 281 | 20% | 20% | 0.00023848 | 9.6846e-06
41 | 10 | 0.010156 | 290 | 41 | 10 | RAN | 5.062 | 0.211 | 1204.825 | 50.143 | 0.96 | 0.922 | 4.86 | 0.194 | 1156.789 | 46.234 | 0.010156 | 4.268 | 0.172 | 0.043347 | 0.0017469 | 0.843 | 0.81592 | 1009 | 5 | Dry Detention | 0.2 |  |  | TMDL | TMDL |  |  | 660.483 | 1922.0196 | 290 | 20% | 20% | 0.0086694 | 0.00034937
41 | 11 | 0.033967 | 291 | 41 | 11 | FOR | 3.3637 | 0.139 | 1738.258 | 71.607 | 0.961 | 0.923 | 3.231 | 0.128 | 1669.641 | 66.092 | 0.033967 | 2.844 | 0.114 | 0.096603 | 0.0038723 | 0.846 | 0.81972 | 1009 | 5 | Dry Detention | 0.2 |  |  | TMDL | TMDL |  |  | 660.483 | 1922.0196 | 291 | 20% | 20% | 0.019321 | 0.00077446
41 | 1 | 1.7054 | 282 | 41 | 1 | LDR | 6.4645 | 0.301 | 7159.582 | 333.43 | 0.961 | 0.923 | 6.211 | 0.278 | 6878.392 | 307.743 | 1.7054 | 5.446 | 0.246 | 9.2878 | 0.41954 | 0.842 | 0.81555 | 1010 | 5 | Dry Detention | 0.2 |  |  | TMDL | TMDL |  |  | 1142.7925 | 74288.7602 | 282 | 20% | 20% | 1.8576 | 0.083908
41 | 4 | 0.17612 | 285 | 41 | 4 | IND | 15.0465 | 1.299 | 22984.638 | 1984.314 | 0.961 | 0.924 | 14.457 | 1.2 | 22084.136 | 1832.828 | 0.17612 | 12.656 | 1.059 | 2.229 | 0.18651 | 0.841 | 0.81549 | 1011 | 5 | Dry Detention | 0.2 |  |  | TMDL | TMDL |  |  | 437.6237 | 7671.8677 | 285 | 20% | 20% | 0.4458 | 0.037303
41 | 4 | 0.0077599 | 285 | 41 | 4 | IND | 15.0465 | 1.299 | 22984.638 | 1984.314 | 0.961 | 0.924 | 14.457 | 1.2 | 22084.136 | 1832.828 | 0.0077599 | 12.656 | 1.059 | 0.09821 | 0.0082178 | 0.841 | 0.81549 | 1012 | 5 | Dry Detention | 0.2 |  |  | TMDL | TMDL |  |  | 604.464 | 3909.5012 | 285 | 20% | 20% | 0.019642 | 0.0016436
41 | 10 | 0.08199 | 290 | 41 | 10 | RAN | 5.062 | 0.211 | 1204.825 | 50.143 | 0.96 | 0.922 | 4.86 | 0.194 | 1156.789 | 46.234 | 0.08199 | 4.268 | 0.172 | 0.34993 | 0.014102 | 0.843 | 0.81592 | 1012 | 5 | Dry Detention | 0.2 |  |  | TMDL | TMDL |  |  | 604.464 | 3909.5012 | 290 | 20% | 20% | 0.069987 | 0.0028205
10 | 2 | 0.29038 | 11 | 10 | 2 | MDR | 8.9213 | 0.434 | 10274.538 | 499.47 | 0.218 | 0.108 | 1.945 | 0.047 | 2239.911 | 53.782 | 0.29038 | 0.929 | 0.024 | 0.26976 | 0.0069691 | 0.104 | 0.054197 | 1013 | 5 | Dry Detention | 0.2 |  |  | TMDL | TMDL |  |  | 782.1177 | 14582.499 | 11 | 20% | 20% | 0.053952 | 0.0013938
10 | 12 | 0.044392 | 18 | 10 | 12 | WAT | 0.23667 | 0.006 | 74.59 | 1.829 | 0.243 | 0.126 | 0.057 | 0.001 | 18.111 | 0.231 | 0.044392 | 0.028 | 0 | 0.001243 | 0 | 0.119 | 0.064699 | 1013 | 5 | Dry Detention | 0.2 |  |  | TMDL | TMDL |  |  | 782.1177 | 14582.499 | 18 | 20% | 20% | 0.00024859 | 0
40 | 1 | 1.2383 | 271 | 40 | 1 | LDR | 6.3414 | 0.299 | 1093.519 | 51.571 | 0.877 | 0.884 | 5.562 | 0.264 | 959.109 | 45.59 | 1.2383 | 5.562 | 0.264 | 6.8876 | 0.32692 | 0.877 | 0.88402 | 1014 | 5 | Dry Detention | 0.2 |  |  | TMDL | TMDL |  |  | 959.2308 | 53941.1635 | 271 | 20% | 20% | 1.3775 | 0.065383
41 | 1 | 1.111 | 282 | 41 | 1 | LDR | 6.4645 | 0.301 | 7159.582 | 333.43 | 0.961 | 0.923 | 6.211 | 0.278 | 6878.392 | 307.743 | 1.111 | 5.446 | 0.246 | 6.0503 | 0.27329 | 0.842 | 0.81555 | 1015 | 5 | Dry Detention | 0.2 |  |  | TMDL | TMDL |  |  | 1009.6058 | 48392.962 | 282 | 20% | 20% | 1.2101 | 0.054659
10 | 2 | 0.86491 | 11 | 10 | 2 | MDR | 8.9213 | 0.434 | 10274.538 | 499.47 | 0.218 | 0.108 | 1.945 | 0.047 | 2239.911 | 53.782 | 0.86491 | 0.929 | 0.024 | 0.8035 | 0.020758 | 0.104 | 0.054197 | 1016 | 5 | Dry Detention | 0.2 |  |  | TMDL | TMDL |  |  | 968.5899 | 39312.7831 | 11 | 20% | 20% | 0.1607 | 0.0041516
10 | 12 | 0.037588 | 18 | 10 | 12 | WAT | 0.23667 | 0.006 | 74.59 | 1.829 | 0.243 | 0.126 | 0.057 | 0.001 | 18.111 | 0.231 | 0.037588 | 0.028 | 0 | 0.0010525 | 0 | 0.119 | 0.064699 | 1016 | 5 | Dry Detention | 0.2 |  |  | TMDL | TMDL |  |  | 968.5899 | 39312.7831 | 18 | 20% | 20% | 0.00021049 | 0
41 | 2 | 1.3399 | 283 | 41 | 2 | MDR | 11.9201 | 0.582 | 23513.664 | 1147.493 | 0.961 | 0.923 | 11.452 | 0.537 | 22589.972 | 1059.182 | 1.3399 | 10.039 | 0.474 | 13.4517 | 0.63513 | 0.842 | 0.81527 | 1017 | 5 | Dry Detention | 0.2 |  |  | TMDL | TMDL |  |  | 979.9337 | 58367.8617 | 283 | 20% | 20% | 2.6903 | 0.12703
10 | 2 | 0.32841 | 11 | 10 | 2 | MDR | 8.9213 | 0.434 | 10274.538 | 499.47 | 0.218 | 0.108 | 1.945 | 0.047 | 2239.911 | 53.782 | 0.32841 | 0.929 | 0.024 | 0.3051 | 0.0078819 | 0.104 | 0.054197 | 1018 | 5 | Dry Detention | 0.2 |  |  | TMDL | TMDL |  |  | 692.7803 | 21583.8017 | 11 | 20% | 20% | 0.061019 | 0.0015764
10 | 12 | 0.16708 | 18 | 10 | 12 | WAT | 0.23667 | 0.006 | 74.59 | 1.829 | 0.243 | 0.126 | 0.057 | 0.001 | 18.111 | 0.231 | 0.16708 | 0.028 | 0 | 0.0046783 | 0 | 0.119 | 0.064699 | 1018 | 5 | Dry Detention | 0.2 |  |  | TMDL | TMDL |  |  | 692.7803 | 21583.8017 | 18 | 20% | 20% | 0.00093567 | 0
10 | 2 | 1.1326 | 11 | 10 | 2 | MDR | 8.9213 | 0.434 | 10274.538 | 499.47 | 0.218 | 0.108 | 1.945 | 0.047 | 2239.911 | 53.782 | 1.1326 | 0.929 | 0.024 | 1.0522 | 0.027182 | 0.104 | 0.054197 | 1019 | 5 | Dry Detention | 0.2 |  |  | TMDL | TMDL |  |  | 1013.571 | 50141.4618 | 11 | 20% | 20% | 0.21044 | 0.0054364
10 | 12 | 0.018504 | 18 | 10 | 12 | WAT | 0.23667 | 0.006 | 74.59 | 1.829 | 0.243 | 0.126 | 0.057 | 0.001 | 18.111 | 0.231 | 0.018504 | 0.028 | 0 | 0.0005181 | 0 | 0.119 | 0.064699 | 1019 | 5 | Dry Detention | 0.2 |  |  | TMDL | TMDL |  |  | 1013.571 | 50141.4618 | 18 | 20% | 20% | 0.00010362 | 0
10 | 2 | 0.4139 | 11 | 10 | 2 | MDR | 8.9213 | 0.434 | 10274.538 | 499.47 | 0.218 | 0.108 | 1.945 | 0.047 | 2239.911 | 53.782 | 0.4139 | 0.929 | 0.024 | 0.38452 | 0.0099337 | 0.104 | 0.054197 | 1020 | 5 | Dry Detention | 0.2 |  |  | TMDL | TMDL |  |  | 803.1128 | 19002.9296 | 11 | 20% | 20% | 0.076903 | 0.0019867
10 | 12 | 0.022346 | 18 | 10 | 12 | WAT | 0.23667 | 0.006 | 74.59 | 1.829 | 0.243 | 0.126 | 0.057 | 0.001 | 18.111 | 0.231 | 0.022346 | 0.028 | 0 | 0.00062569 | 0 | 0.119 | 0.064699 | 1020 | 5 | Dry Detention | 0.2 |  |  | TMDL | TMDL |  |  | 803.1128 | 19002.9296 | 18 | 20% | 20% | 0.00012514 | 0
40 | 2 | 0.0040604 | 272 | 40 | 2 | MDR | 11.6613 | 0.577 | 15641.833 | 773.896 | 0.877 | 0.884 | 10.225 | 0.51 | 13715.384 | 683.794 | 0.0040604 | 10.225 | 0.51 | 0.041518 | 0.0020708 | 0.877 | 0.88357 | 1021 | 5 | Dry Detention | 0.2 |  |  | TMDL | TMDL |  |  | 87.1061 | 180.1671 | 272 | 20% | 20% | 0.0083036 | 0.00041416
40 | 13 | 7.5652e-05 | 281 | 40 | 13 | WET | 1.1184 | 0.045 | 608.832 | 24.31 | 0.88 | 0.889 | 0.985 | 0.04 | 535.989 | 21.621 | 7.5652e-05 | 0.985 | 0.04 | 7.4517e-05 | 3.0261e-06 | 0.88 | 0.88938 | 1021 | 5 | Dry Detention | 0.2 |  |  | TMDL | TMDL |  |  | 87.1061 | 180.1671 | 281 | 20% | 20% | 1.4903e-05 | 6.0521e-07
38 | 2 | 0.48767 | 248 | 38 | 2 | MDR | 8.5662 | 0.781 | 5390.011 | 491.366 | 0.752 | 0.731 | 6.439 | 0.571 | 4051.586 | 359.418 | 0.48767 | 6.439 | 0.571 | 3.1401 | 0.27846 | 0.752 | 0.73147 | 1022 | 5 | Dry Detention | 0.2 |  |  | TMDL | TMDL |  |  | 850.0211 | 21242.9674 | 248 | 20% | 20% | 0.62803 | 0.055692
41 | 10 | 0.0035403 | 290 | 41 | 10 | RAN | 5.062 | 0.211 | 1204.825 | 50.143 | 0.96 | 0.922 | 4.86 | 0.194 | 1156.789 | 46.234 | 0.0035403 | 4.268 | 0.172 | 0.01511 | 0.00060894 | 0.843 | 0.81592 | 1023 | 5 | Dry Detention | 0.2 |  |  | TMDL | TMDL |  |  | 147.9311 | 154.2158 | 290 | 20% | 20% | 0.003022 | 0.00012179
10 | 12 | 0.04477 | 18 | 10 | 12 | WAT | 0.23667 | 0.006 | 74.59 | 1.829 | 0.243 | 0.126 | 0.057 | 0.001 | 18.111 | 0.231 | 0.04477 | 0.028 | 0 | 0.0012536 | 0 | 0.119 | 0.064699 | 1024 | 5 | Dry Detention | 0.2 |  |  | TMDL | TMDL |  |  | 417.982 | 9966.0066 | 18 | 20% | 20% | 0.00025071 | 0
10 | 13 | 0.18402 | 19 | 10 | 13 | WET | 10.9043 | 0.715 | 2850.635 | 186.795 | 0.218 | 0.109 | 2.376 | 0.078 | 621.194 | 20.323 | 0.18402 | 1.134 | 0.039 | 0.20868 | 0.0071768 | 0.104 | 0.054868 | 1024 | 5 | Dry Detention | 0.2 |  |  | TMDL | TMDL |  |  | 417.982 | 9966.0066 | 19 | 20% | 20% | 0.041736 | 0.0014354
40 | 13 | 0.0003617 | 281 | 40 | 13 | WET | 1.1184 | 0.045 | 608.832 | 24.31 | 0.88 | 0.889 | 0.985 | 0.04 | 535.989 | 21.621 | 0.0003617 | 0.985 | 0.04 | 0.00035628 | 1.4468e-05 | 0.88 | 0.88938 | 1025 | 5 | Dry Detention | 0.2 |  |  | TMDL | TMDL |  |  | 20.1888 | 15.7558 | 281 | 20% | 20% | 7.1256e-05 | 2.8936e-06
41 | 3 | 0.25553 | 284 | 41 | 3 | HDR | 25.4619 | 1.917 | 15674.111 | 1180.15 | 0.961 | 0.923 | 24.461 | 1.77 | 15057.713 | 1089.811 | 0.25553 | 21.44 | 1.565 | 5.4786 | 0.39991 | 0.842 | 0.81633 | 1026 | 5 | Dry Detention | 0.2 |  |  | TMDL | TMDL |  |  | 1224.3955 | 11130.8578 | 284 | 20% | 20% | 1.0957 | 0.079981
10 | 2 | 0.40841 | 11 | 10 | 2 | MDR | 8.9213 | 0.434 | 10274.538 | 499.47 | 0.218 | 0.108 | 1.945 | 0.047 | 2239.911 | 53.782 | 0.40841 | 0.929 | 0.024 | 0.37941 | 0.0098018 | 0.104 | 0.054197 | 1027 | 5 | Dry Detention | 0.2 |  |  | TMDL | TMDL |  |  | 778.3283 | 23273.4897 | 11 | 20% | 20% | 0.075883 | 0.0019604
10 | 12 | 0.04984 | 18 | 10 | 12 | WAT | 0.23667 | 0.006 | 74.59 | 1.829 | 0.243 | 0.126 | 0.057 | 0.001 | 18.111 | 0.231 | 0.04984 | 0.028 | 0 | 0.0013955 | 0 | 0.119 | 0.064699 | 1027 | 5 | Dry Detention | 0.2 |  |  | TMDL | TMDL |  |  | 778.3283 | 23273.4897 | 18 | 20% | 20% | 0.0002791 | 0
10 | 13 | 0.076038 | 19 | 10 | 13 | WET | 10.9043 | 0.715 | 2850.635 | 186.795 | 0.218 | 0.109 | 2.376 | 0.078 | 621.194 | 20.323 | 0.076038 | 1.134 | 0.039 | 0.086227 | 0.0029655 | 0.104 | 0.054868 | 1027 | 5 | Dry Detention | 0.2 |  |  | TMDL | TMDL |  |  | 778.3283 | 23273.4897 | 19 | 20% | 20% | 0.017245 | 0.00059309
10 | 2 | 0.00013207 | 11 | 10 | 2 | MDR | 8.9213 | 0.434 | 10274.538 | 499.47 | 0.218 | 0.108 | 1.945 | 0.047 | 2239.911 | 53.782 | 0.00013207 | 0.929 | 0.024 | 0.00012269 | 3.1696e-06 | 0.104 | 0.054197 | 1028 | 5 | Dry Detention | 0.2 |  |  | TMDL | TMDL |  |  | 238.7424 | 1022.5904 | 11 | 20% | 20% | 2.4538e-05 | 6.3393e-07
10 | 13 | 0.023343 | 19 | 10 | 13 | WET | 10.9043 | 0.715 | 2850.635 | 186.795 | 0.218 | 0.109 | 2.376 | 0.078 | 621.194 | 20.323 | 0.023343 | 1.134 | 0.039 | 0.026471 | 0.00091038 | 0.104 | 0.054868 | 1028 | 5 | Dry Detention | 0.2 |  |  | TMDL | TMDL |  |  | 238.7424 | 1022.5904 | 19 | 20% | 20% | 0.0052942 | 0.00018208
10 | 2 | 1.9292 | 11 | 10 | 2 | MDR | 8.9213 | 0.434 | 10274.538 | 499.47 | 0.218 | 0.108 | 1.945 | 0.047 | 2239.911 | 53.782 | 1.9292 | 0.929 | 0.024 | 1.7922 | 0.0463 | 0.104 | 0.054197 | 1029 | 5 | Dry Detention | 0.2 |  |  | TMDL | TMDL |  |  | 1429.1106 | 84035.0472 | 11 | 20% | 20% | 0.35844 | 0.0092601
15 | 13 | 0.14868 | 56 | 15 | 13 | WET | 5.949 | 0.459 | 2341.804 | 180.724 | 0.473 | 0.503 | 2.811 | 0.231 | 1106.548 | 90.851 | 0.14868 | 2.811 | 0.231 | 0.41794 | 0.034345 | 0.473 | 0.50271 | 1470 | 5 | Dry Detention | 0.2 |  |  | TMDL | TMDL |  |  | 358.0124 | 6476.5429 | 56 | 20% | 20% | 0.083589 | 0.0068691
90 | 2 | 0.62144 | 546 | 90 | 2 | MDR | 11.3664 | 0.605 | 14884.136 | 791.874 | 0.804 | 0.836 | 9.135 | 0.506 | 11961.814 | 662.37 | 0.62144 | 4.317 | 0.251 | 2.6827 | 0.15598 | 0.38 | 0.41575 | 1471 | 5 | Dry Detention | 0.2 |  |  | TMDL | TMDL |  |  | 748.6673 | 30539.5076 | 546 | 20% | 20% | 0.53655 | 0.031196
90 | 13 | 0.079658 | 555 | 90 | 13 | WET | 1.6912 | 0.073 | 1170.334 | 50.223 | 0.811 | 0.843 | 1.372 | 0.061 | 949.219 | 42.348 | 0.079658 | 0.66 | 0.031 | 0.052574 | 0.0024694 | 0.39 | 0.4275 | 1471 | 5 | Dry Detention | 0.2 |  |  | TMDL | TMDL |  |  | 748.6673 | 30539.5076 | 555 | 20% | 20% | 0.010515 | 0.00049388
90 | 2 | 8.7175e-07 | 546 | 90 | 2 | MDR | 11.3664 | 0.605 | 14884.136 | 791.874 | 0.804 | 0.836 | 9.135 | 0.506 | 11961.814 | 662.37 | 8.7175e-07 | 4.317 | 0.251 | 3.7634e-06 | 2.1881e-07 | 0.38 | 0.41575 | 1472 | 5 | Dry Detention | 0.2 |  |  | TMDL | TMDL |  |  | 1105.67 | 30893.6334 | 546 | 20% | 20% | 7.5267e-07 | 4.3762e-08
90 | 13 | 0.70922 | 555 | 90 | 13 | WET | 1.6912 | 0.073 | 1170.334 | 50.223 | 0.811 | 0.843 | 1.372 | 0.061 | 949.219 | 42.348 | 0.70922 | 0.66 | 0.031 | 0.46809 | 0.021986 | 0.39 | 0.4275 | 1472 | 5 | Dry Detention | 0.2 |  |  | TMDL | TMDL |  |  | 1105.67 | 30893.6334 | 555 | 20% | 20% | 0.093617 | 0.0043972
90 | 2 | 0.73288 | 546 | 90 | 2 | MDR | 11.3664 | 0.605 | 14884.136 | 791.874 | 0.804 | 0.836 | 9.135 | 0.506 | 11961.814 | 662.37 | 0.73288 | 4.317 | 0.251 | 3.1638 | 0.18395 | 0.38 | 0.41575 | 1473 | 5 | Dry Detention | 0.2 |  |  | TMDL | TMDL |  |  | 1031.2741 | 54681.7523 | 546 | 20% | 20% | 0.63277 | 0.036791
90 | 13 | 0.52245 | 555 | 90 | 13 | WET | 1.6912 | 0.073 | 1170.334 | 50.223 | 0.811 | 0.843 | 1.372 | 0.061 | 949.219 | 42.348 | 0.52245 | 0.66 | 0.031 | 0.34481 | 0.016196 | 0.39 | 0.4275 | 1473 | 5 | Dry Detention | 0.2 |  |  | TMDL | TMDL |  |  | 1031.2741 | 54681.7523 | 555 | 20% | 20% | 0.068963 | 0.0032392
90 | 2 | 0.25958 | 546 | 90 | 2 | MDR | 11.3664 | 0.605 | 14884.136 | 791.874 | 0.804 | 0.836 | 9.135 | 0.506 | 11961.814 | 662.37 | 0.25958 | 4.317 | 0.251 | 1.1206 | 0.065155 | 0.38 | 0.41575 | 1474 | 5 | Dry Detention | 0.2 |  |  | TMDL | TMDL |  |  | 431.9972 | 11307.3914 | 546 | 20% | 20% | 0.22412 | 0.013031
90 | 2 | 0.84848 | 546 | 90 | 2 | MDR | 11.3664 | 0.605 | 14884.136 | 791.874 | 0.804 | 0.836 | 9.135 | 0.506 | 11961.814 | 662.37 | 0.84848 | 4.317 | 0.251 | 3.6629 | 0.21297 | 0.38 | 0.41575 | 1475 | 5 | Dry Detention | 0.2 |  |  | TMDL | TMDL |  |  | 1208.5844 | 72325.7379 | 546 | 20% | 20% | 0.73258 | 0.042594
90 | 13 | 0.81189 | 555 | 90 | 13 | WET | 1.6912 | 0.073 | 1170.334 | 50.223 | 0.811 | 0.843 | 1.372 | 0.061 | 949.219 | 42.348 | 0.81189 | 0.66 | 0.031 | 0.53585 | 0.025169 | 0.39 | 0.4275 | 1475 | 5 | Dry Detention | 0.2 |  |  | TMDL | TMDL |  |  | 1208.5844 | 72325.7379 | 555 | 20% | 20% | 0.10717 | 0.0050337
90 | 2 | 0.86928 | 546 | 90 | 2 | MDR | 11.3664 | 0.605 | 14884.136 | 791.874 | 0.804 | 0.836 | 9.135 | 0.506 | 11961.814 | 662.37 | 0.86928 | 4.317 | 0.251 | 3.7527 | 0.21819 | 0.38 | 0.41575 | 1476 | 5 | Dry Detention | 0.2 |  |  | TMDL | TMDL |  |  | 985.9684 | 46532.4647 | 546 | 20% | 20% | 0.75053 | 0.043638
90 | 13 | 0.19897 | 555 | 90 | 13 | WET | 1.6912 | 0.073 | 1170.334 | 50.223 | 0.811 | 0.843 | 1.372 | 0.061 | 949.219 | 42.348 | 0.19897 | 0.66 | 0.031 | 0.13132 | 0.006168 | 0.39 | 0.4275 | 1476 | 5 | Dry Detention | 0.2 |  |  | TMDL | TMDL |  |  | 985.9684 | 46532.4647 | 555 | 20% | 20% | 0.026264 | 0.0012336
90 | 2 | 0.26712 | 546 | 90 | 2 | MDR | 11.3664 | 0.605 | 14884.136 | 791.874 | 0.804 | 0.836 | 9.135 | 0.506 | 11961.814 | 662.37 | 0.26712 | 4.317 | 0.251 | 1.1531 | 0.067046 | 0.38 | 0.41575 | 1477 | 5 | Dry Detention | 0.2 |  |  | TMDL | TMDL |  |  | 444.7721 | 11635.5443 | 546 | 20% | 20% | 0.23063 | 0.013409
15 | 3 | 0.20352 | 49 | 15 | 3 | HDR | 15.855 | 1.386 | 5622.889 | 491.639 | 0.471 | 0.496 | 7.465 | 0.687 | 2647.371 | 243.749 | 0.20352 | 7.465 | 0.687 | 1.5193 | 0.13982 | 0.471 | 0.49579 | 1478 | 5 | Dry Detention | 0.2 |  |  | TMDL | TMDL |  |  | 1524.8229 | 32937.8178 | 49 | 20% | 20% | 0.30385 | 0.027963
15 | 13 | 0.55263 | 56 | 15 | 13 | WET | 5.949 | 0.459 | 2341.804 | 180.724 | 0.473 | 0.503 | 2.811 | 0.231 | 1106.548 | 90.851 | 0.55263 | 2.811 | 0.231 | 1.5535 | 0.12766 | 0.473 | 0.50271 | 1478 | 5 | Dry Detention | 0.2 |  |  | TMDL | TMDL |  |  | 1524.8229 | 32937.8178 | 56 | 20% | 20% | 0.31069 | 0.025532
12 | 2 | 0.45957 | 30 | 12 | 2 | MDR | 9.8043 | 0.478 | 3299.018 | 160.951 | 0.191 | 0.144 | 1.876 | 0.069 | 631.242 | 23.116 | 0.45957 | 0.895 | 0.035 | 0.41131 | 0.016085 | 0.091 | 0.072588 | 1479 | 5 | Dry Detention | 0.2 |  |  | TMDL | TMDL |  |  | 801.9537 | 35512.5967 | 30 | 20% | 20% | 0.082263 | 0.003217
23 | 2 | 0.35569 | 121 | 23 | 2 | MDR | 7.0851 | 0.345 | 2693.279 | 131.118 | 0.895 | 0.911 | 6.34 | 0.314 | 2410.131 | 119.396 | 0.35569 | 6.34 | 0.314 | 2.2551 | 0.11169 | 0.895 | 0.9106 | 1479 | 5 | Dry Detention | 0.2 |  |  | TMDL | TMDL |  |  | 801.9537 | 35512.5967 | 121 | 20% | 20% | 0.45102 | 0.022337
12 | 2 | 0.31418 | 30 | 12 | 2 | MDR | 9.8043 | 0.478 | 3299.018 | 160.951 | 0.191 | 0.144 | 1.876 | 0.069 | 631.242 | 23.116 | 0.31418 | 0.895 | 0.035 | 0.28119 | 0.010996 | 0.091 | 0.072588 | 1480 | 5 | Dry Detention | 0.2 |  |  | TMDL | TMDL |  |  | 554.7072 | 15464.1946 | 30 | 20% | 20% | 0.056238 | 0.0021993
12 | 12 | 0.040831 | 36 | 12 | 12 | WAT | 0.25272 | 0.006 | 24.513 | 0.569 | 0.211 | 0.176 | 0.053 | 0.001 | 5.166 | 0.1 | 0.040831 | 0.026 | 0.001 | 0.0010616 | 4.0831e-05 | 0.105 | 0.091588 | 1480 | 5 | Dry Detention | 0.2 |  |  | TMDL | TMDL |  |  | 554.7072 | 15464.1946 | 36 | 20% | 20% | 0.00021232 | 8.1661e-06
12 | 2 | 0.29502 | 30 | 12 | 2 | MDR | 9.8043 | 0.478 | 3299.018 | 160.951 | 0.191 | 0.144 | 1.876 | 0.069 | 631.242 | 23.116 | 0.29502 | 0.895 | 0.035 | 0.26405 | 0.010326 | 0.091 | 0.072588 | 1481 | 5 | Dry Detention | 0.2 |  |  | TMDL | TMDL |  |  | 459.2947 | 12851.2004 | 30 | 20% | 20% | 0.052809 | 0.0020652
12 | 2 | 0.80517 | 30 | 12 | 2 | MDR | 9.8043 | 0.478 | 3299.018 | 160.951 | 0.191 | 0.144 | 1.876 | 0.069 | 631.242 | 23.116 | 0.80517 | 0.895 | 0.035 | 0.72063 | 0.028181 | 0.091 | 0.072588 | 1482 | 5 | Dry Detention | 0.2 |  |  | TMDL | TMDL |  |  | 844.8743 | 35073.1539 | 30 | 20% | 20% | 0.14413 | 0.0056362
12 | 2 | 0.23203 | 30 | 12 | 2 | MDR | 9.8043 | 0.478 | 3299.018 | 160.951 | 0.191 | 0.144 | 1.876 | 0.069 | 631.242 | 23.116 | 0.23203 | 0.895 | 0.035 | 0.20766 | 0.008121 | 0.091 | 0.072588 | 1483 | 5 | Dry Detention | 0.2 |  |  | TMDL | TMDL |  |  | 403.2254 | 10107.0833 | 30 | 20% | 20% | 0.041533 | 0.0016242
12 | 2 | 0.065661 | 30 | 12 | 2 | MDR | 9.8043 | 0.478 | 3299.018 | 160.951 | 0.191 | 0.144 | 1.876 | 0.069 | 631.242 | 23.116 | 0.065661 | 0.895 | 0.035 | 0.058766 | 0.0022981 | 0.091 | 0.072588 | 1484 | 5 | Dry Detention | 0.2 |  |  | TMDL | TMDL |  |  | 1701.5806 | 118416.6952 | 30 | 20% | 20% | 0.011753 | 0.00045963
12 | 4 | 2.6526 | 32 | 12 | 4 | IND | 14.5181 | 1.342 | 4977.165 | 460.2 | 0.187 | 0.143 | 2.714 | 0.191 | 930.547 | 65.617 | 2.6526 | 1.286 | 0.097 | 3.4113 | 0.2573 | 0.089 | 0.072122 | 1484 | 5 | Dry Detention | 0.2 |  |  | TMDL | TMDL |  |  | 1701.5806 | 118416.6952 | 32 | 20% | 20% | 0.68225 | 0.051461
12 | 11 | 0.00021363 | 35 | 12 | 11 | FOR | 2.1714 | 0.085 | 37.448 | 1.465 | 0.205 | 0.167 | 0.446 | 0.014 | 7.688 | 0.245 | 0.00021363 | 0.217 | 0.007 | 4.6359e-05 | 1.4954e-06 | 0.1 | 0.086465 | 1484 | 5 | Dry Detention | 0.2 |  |  | TMDL | TMDL |  |  | 1701.5806 | 118416.6952 | 35 | 20% | 20% | 9.2718e-06 | 2.9909e-07
90 | 2 | 0.23805 | 546 | 90 | 2 | MDR | 11.3664 | 0.605 | 14884.136 | 791.874 | 0.804 | 0.836 | 9.135 | 0.506 | 11961.814 | 662.37 | 0.23805 | 4.317 | 0.251 | 1.0277 | 0.059752 | 0.38 | 0.41575 | 1485 | 5 | Dry Detention | 0.2 |  |  | TMDL | TMDL |  |  | 420.8961 | 10369.6269 | 546 | 20% | 20% | 0.20554 | 0.01195
90 | 2 | 0.2707 | 546 | 90 | 2 | MDR | 11.3664 | 0.605 | 14884.136 | 791.874 | 0.804 | 0.836 | 9.135 | 0.506 | 11961.814 | 662.37 | 0.2707 | 4.317 | 0.251 | 1.1686 | 0.067946 | 0.38 | 0.41575 | 1486 | 5 | Dry Detention | 0.2 |  |  | TMDL | TMDL |  |  | 443.5697 | 11791.624 | 546 | 20% | 20% | 0.23372 | 0.013589
90 | 2 | 0.34203 | 546 | 90 | 2 | MDR | 11.3664 | 0.605 | 14884.136 | 791.874 | 0.804 | 0.836 | 9.135 | 0.506 | 11961.814 | 662.37 | 0.34203 | 4.317 | 0.251 | 1.4765 | 0.085848 | 0.38 | 0.41575 | 1487 | 5 | Dry Detention | 0.2 |  |  | TMDL | TMDL |  |  | 490.8571 | 14898.5552 | 546 | 20% | 20% | 0.2953 | 0.01717
90 | 2 | 0.50677 | 546 | 90 | 2 | MDR | 11.3664 | 0.605 | 14884.136 | 791.874 | 0.804 | 0.836 | 9.135 | 0.506 | 11961.814 | 662.37 | 0.50677 | 4.317 | 0.251 | 2.1877 | 0.1272 | 0.38 | 0.41575 | 1488 | 5 | Dry Detention | 0.2 |  |  | TMDL | TMDL |  |  | 1515.5444 | 22074.3706 | 546 | 20% | 20% | 0.43754 | 0.02544
98 | 1 | 0.24117 | 612 | 98 | 1 | LDR | 5.2337 | 0.483 | 1131.223 | 104.393 | 1.01 | 2 | 5.286 | 0.966 | 1142.425 | 208.786 | 0.24117 | 4.367 | 0.398 | 1.0532 | 0.095985 | 0.834 | 0.82413 | 1489 | 5 | Dry Detention | 0.2 |  |  | TMDL | TMDL |  |  | 408.8089 | 10505.3311 | 612 | 20% | 20% | 0.21064 | 0.019197
40 | 6 | 1.6741 | 275 | 40 | 6 | OPE | 6.7468 | 0.307 | 427.856 | 19.476 | 0.877 | 0.884 | 5.92 | 0.272 | 375.418 | 17.226 | 1.6741 | 5.92 | 0.272 | 9.9108 | 0.45536 | 0.877 | 0.88448 | 1490 | 5 | Dry Detention | 0.2 |  |  | TMDL | TMDL |  |  | 2067.7082 | 187345.0854 | 275 | 20% | 20% | 1.9822 | 0.091072
40 | 7 | 1.3166 | 276 | 40 | 7 | PAS | 12.7524 | 0.661 | 1906.627 | 98.874 | 0.878 | 0.885 | 11.19 | 0.585 | 1673.08 | 87.468 | 1.3166 | 11.19 | 0.585 | 14.7327 | 0.77021 | 0.878 | 0.88464 | 1490 | 5 | Dry Detention | 0.2 |  |  | TMDL | TMDL |  |  | 2067.7082 | 187345.0854 | 276 | 20% | 20% | 2.9465 | 0.15404
40 | 11 | 0.28414 | 279 | 40 | 11 | FOR | 3.6901 | 0.154 | 450.076 | 18.808 | 0.88 | 0.888 | 3.247 | 0.137 | 396.042 | 16.694 | 0.28414 | 3.247 | 0.137 | 0.92262 | 0.038928 | 0.88 | 0.8876 | 1490 | 5 | Dry Detention | 0.2 |  |  | TMDL | TMDL |  |  | 2067.7082 | 187345.0854 | 279 | 20% | 20% | 0.18452 | 0.0077856
40 | 13 | 0.90902 | 281 | 40 | 13 | WET | 1.1184 | 0.045 | 608.832 | 24.31 | 0.88 | 0.889 | 0.985 | 0.04 | 535.989 | 21.621 | 0.90902 | 0.985 | 0.04 | 0.89538 | 0.036361 | 0.88 | 0.88938 | 1490 | 5 | Dry Detention | 0.2 |  |  | TMDL | TMDL |  |  | 2067.7082 | 187345.0854 | 281 | 20% | 20% | 0.17908 | 0.0072722
90 | 6 | 0.11699 | 549 | 90 | 6 | OPE | 6.2286 | 0.301 | 946.924 | 45.732 | 0.804 | 0.837 | 5.007 | 0.252 | 761.157 | 38.267 | 0.11699 | 2.372 | 0.125 | 0.2775 | 0.014624 | 0.381 | 0.41716 | 1490 | 5 | Dry Detention | 0.2 |  |  | TMDL | TMDL |  |  | 2067.7082 | 187345.0854 | 549 | 20% | 20% | 0.0555 | 0.0029248
12 | 2 | 0.023888 | 30 | 12 | 2 | MDR | 9.8043 | 0.478 | 3299.018 | 160.951 | 0.191 | 0.144 | 1.876 | 0.069 | 631.242 | 23.116 | 0.023888 | 0.895 | 0.035 | 0.02138 | 0.0008361 | 0.091 | 0.072588 | 1491 | 5 | Dry Detention | 0.2 |  |  | TMDL | TMDL |  |  | 1381.9286 | 50132.5163 | 30 | 20% | 20% | 0.004276 | 0.00016722
23 | 2 | 1.1132 | 121 | 23 | 2 | MDR | 7.0851 | 0.345 | 2693.279 | 131.118 | 0.895 | 0.911 | 6.34 | 0.314 | 2410.131 | 119.396 | 1.1132 | 6.34 | 0.314 | 7.0574 | 0.34953 | 0.895 | 0.9106 | 1491 | 5 | Dry Detention | 0.2 |  |  | TMDL | TMDL |  |  | 1381.9286 | 50132.5163 | 121 | 20% | 20% | 1.4115 | 0.069906
23 | 11 | 0.013841 | 128 | 23 | 11 | FOR | 1.6962 | 0.066 | 200.677 | 7.773 | 0.898 | 0.914 | 1.524 | 0.06 | 180.29 | 7.106 | 0.013841 | 1.524 | 0.06 | 0.021093 | 0.00083045 | 0.898 | 0.91417 | 1491 | 5 | Dry Detention | 0.2 |  |  | TMDL | TMDL |  |  | 1381.9286 | 50132.5163 | 128 | 20% | 20% | 0.0042187 | 0.00016609
38 | 11 | 1.2448 | 256 | 38 | 11 | FOR | 1.6256 | 0.124 | 281.493 | 21.55 | 0.772 | 0.759 | 1.255 | 0.094 | 217.292 | 16.357 | 1.2448 | 1.255 | 0.094 | 1.5622 | 0.11701 | 0.772 | 0.759 | 1492 | 5 | Dry Detention | 0.2 |  |  | TMDL | TMDL |  |  | 984.753 | 54223.8779 | 256 | 20% | 20% | 0.31245 | 0.023403
23 | 4 | 3.0942 | 123 | 23 | 4 | IND | 10.0422 | 0.85 | 5417.453 | 458.426 | 0.893 | 0.909 | 8.963 | 0.773 | 4835.422 | 416.755 | 3.0942 | 8.963 | 0.773 | 27.7329 | 2.3918 | 0.893 | 0.9091 | 1493 | 5 | Dry Detention | 0.2 |  |  | TMDL | TMDL |  |  | 1668.4756 | 138716.226 | 123 | 20% | 20% | 5.5466 | 0.47836
23 | 13 | 0.090349 | 130 | 23 | 13 | WET | 8.0216 | 0.526 | 6987.131 | 457.734 | 0.893 | 0.91 | 7.166 | 0.478 | 6241.869 | 416.507 | 0.090349 | 7.166 | 0.478 | 0.64744 | 0.043187 | 0.893 | 0.90993 | 1493 | 5 | Dry Detention | 0.2 |  |  | TMDL | TMDL |  |  | 1668.4756 | 138716.226 | 130 | 20% | 20% | 0.12949 | 0.0086374
90 | 2 | 1.4335 | 546 | 90 | 2 | MDR | 11.3664 | 0.605 | 14884.136 | 791.874 | 0.804 | 0.836 | 9.135 | 0.506 | 11961.814 | 662.37 | 1.4335 | 4.317 | 0.251 | 6.1884 | 0.35981 | 0.38 | 0.41575 | 1494 | 5 | Dry Detention | 0.2 |  |  | TMDL | TMDL |  |  | 1104.1272 | 62442.6747 | 546 | 20% | 20% | 1.2377 | 0.071961
37 | 1 | 3.7722 | 238 | 37 | 1 | LDR | 5.1162 | 0.464 | 345.183 | 31.305 | 0.812 | 0.781 | 4.154 | 0.362 | 280.282 | 24.449 | 3.7722 | 4.154 | 0.362 | 15.6696 | 1.3655 | 0.812 | 0.78099 | 1495 | 5 | Dry Detention | 0.2 |  |  | TMDL | TMDL |  |  | 2624.4127 | 310540.2472 | 238 | 20% | 20% | 3.1339 | 0.2731
37 | 13 | 3.3569 | 246 | 37 | 13 | WET | 3.5077 | 0.316 | 851.017 | 76.687 | 0.829 | 0.812 | 2.906 | 0.257 | 705.132 | 62.266 | 3.3569 | 2.906 | 0.257 | 9.7551 | 0.86272 | 0.829 | 0.81195 | 1495 | 5 | Dry Detention | 0.2 |  |  | TMDL | TMDL |  |  | 2624.4127 | 310540.2472 | 246 | 20% | 20% | 1.951 | 0.17254
36 | 1 | 0.00017315 | 226 | 36 | 1 | LDR | 4.6704 | 0.433 | 1027.379 | 95.227 | 0.665 | 0.617 | 3.104 | 0.267 | 682.806 | 58.773 | 0.00017315 | 3.104 | 0.267 | 0.00053745 | 4.623e-05 | 0.665 | 0.61719 | 1496 | 5 | Dry Detention | 0.2 |  |  | TMDL | TMDL |  |  | 3319.5511 | 434817.0012 | 226 | 20% | 20% | 0.00010749 | 9.2461e-06
36 | 8 | 9.9118 | 233 | 36 | 8 | AGR | 8.712 | 0.844 | 4028.692 | 390.487 | 0.677 | 0.635 | 5.9 | 0.536 | 2728.126 | 247.809 | 9.9118 | 5.9 | 0.536 | 58.4798 | 5.3127 | 0.677 | 0.63461 | 1496 | 5 | Dry Detention | 0.2 |  |  | TMDL | TMDL |  |  | 3319.5511 | 434817.0012 | 233 | 20% | 20% | 11.696 | 1.0625
36 | 13 | 0.070054 | 237 | 36 | 13 | WET | 2.5089 | 0.197 | 2607.78 | 205.211 | 0.69 | 0.646 | 1.731 | 0.127 | 1798.721 | 132.5 | 0.070054 | 1.731 | 0.127 | 0.12126 | 0.0088968 | 0.69 | 0.64567 | 1496 | 5 | Dry Detention | 0.2 |  |  | TMDL | TMDL |  |  | 3319.5511 | 434817.0012 | 237 | 20% | 20% | 0.024253 | 0.0017794
36 | 7 | 1.6975 | 232 | 36 | 7 | PAS | 7.2649 | 0.677 | 845.245 | 78.733 | 0.671 | 0.628 | 4.874 | 0.425 | 567.104 | 49.454 | 1.6975 | 4.874 | 0.425 | 8.2737 | 0.72144 | 0.671 | 0.62812 | 1497 | 5 | Dry Detention | 0.2 |  |  | TMDL | TMDL |  |  | 2497.3296 | 389659.5542 | 232 | 20% | 20% | 1.6547 | 0.14429
36 | 11 | 3.7513 | 235 | 36 | 11 | FOR | 1.6973 | 0.136 | 456.356 | 36.497 | 0.685 | 0.642 | 1.162 | 0.087 | 312.528 | 23.445 | 3.7513 | 1.162 | 0.087 | 4.359 | 0.32636 | 0.685 | 0.64239 | 1497 | 5 | Dry Detention | 0.2 |  |  | TMDL | TMDL |  |  | 2497.3296 | 389659.5542 | 235 | 20% | 20% | 0.8718 | 0.065273
36 | 13 | 3.4966 | 237 | 36 | 13 | WET | 2.5089 | 0.197 | 2607.78 | 205.211 | 0.69 | 0.646 | 1.731 | 0.127 | 1798.721 | 132.5 | 3.4966 | 1.731 | 0.127 | 6.0526 | 0.44406 | 0.69 | 0.64567 | 1497 | 5 | Dry Detention | 0.2 |  |  | TMDL | TMDL |  |  | 2497.3296 | 389659.5542 | 237 | 20% | 20% | 1.2105 | 0.088813
36 | 8 | 9.9727 | 233 | 36 | 8 | AGR | 8.712 | 0.844 | 4028.692 | 390.487 | 0.677 | 0.635 | 5.9 | 0.536 | 2728.126 | 247.809 | 9.9727 | 5.9 | 0.536 | 58.8388 | 5.3454 | 0.677 | 0.63461 | 1498 | 5 | Dry Detention | 0.2 |  |  | TMDL | TMDL |  |  | 2640.0671 | 434485.1863 | 233 | 20% | 20% | 11.7678 | 1.0691
36 | 11 | 0.0017444 | 235 | 36 | 11 | FOR | 1.6973 | 0.136 | 456.356 | 36.497 | 0.685 | 0.642 | 1.162 | 0.087 | 312.528 | 23.445 | 0.0017444 | 1.162 | 0.087 | 0.002027 | 0.00015176 | 0.685 | 0.64239 | 1498 | 5 | Dry Detention | 0.2 |  |  | TMDL | TMDL |  |  | 2640.0671 | 434485.1863 | 235 | 20% | 20% | 0.0004054 | 3.0353e-05
36 | 13 | 2.904e-05 | 237 | 36 | 13 | WET | 2.5089 | 0.197 | 2607.78 | 205.211 | 0.69 | 0.646 | 1.731 | 0.127 | 1798.721 | 132.5 | 2.904e-05 | 1.731 | 0.127 | 5.0269e-05 | 3.6881e-06 | 0.69 | 0.64567 | 1498 | 5 | Dry Detention | 0.2 |  |  | TMDL | TMDL |  |  | 2640.0671 | 434485.1863 | 237 | 20% | 20% | 1.0054e-05 | 7.3762e-07
90 | 2 | 0.29707 | 546 | 90 | 2 | MDR | 11.3664 | 0.605 | 14884.136 | 791.874 | 0.804 | 0.836 | 9.135 | 0.506 | 11961.814 | 662.37 | 0.29707 | 4.317 | 0.251 | 1.2824 | 0.074564 | 0.38 | 0.41575 | 1499 | 5 | Dry Detention | 0.2 |  |  | TMDL | TMDL |  |  | 472.5919 | 12940.236 | 546 | 20% | 20% | 0.25649 | 0.014913
90 | 2 | 0.27555 | 546 | 90 | 2 | MDR | 11.3664 | 0.605 | 14884.136 | 791.874 | 0.804 | 0.836 | 9.135 | 0.506 | 11961.814 | 662.37 | 0.27555 | 4.317 | 0.251 | 1.1896 | 0.069164 | 0.38 | 0.41575 | 1500 | 5 | Dry Detention | 0.2 |  |  | TMDL | TMDL |  |  | 448.7901 | 12002.9996 | 546 | 20% | 20% | 0.23791 | 0.013833
90 | 2 | 0.30553 | 546 | 90 | 2 | MDR | 11.3664 | 0.605 | 14884.136 | 791.874 | 0.804 | 0.836 | 9.135 | 0.506 | 11961.814 | 662.37 | 0.30553 | 4.317 | 0.251 | 1.319 | 0.076688 | 0.38 | 0.41575 | 1501 | 5 | Dry Detention | 0.2 |  |  | TMDL | TMDL |  |  | 507.2951 | 13308.7893 | 546 | 20% | 20% | 0.26379 | 0.015338
98 | 1 | 2.5434 | 612 | 98 | 1 | LDR | 5.2337 | 0.483 | 1131.223 | 104.393 | 1.01 | 2 | 5.286 | 0.966 | 1142.425 | 208.786 | 2.5434 | 4.367 | 0.398 | 11.1072 | 1.0123 | 0.834 | 0.82413 | 1502 | 5 | Dry Detention | 0.2 |  |  | TMDL | TMDL |  |  | 1842.7499 | 112839.8202 | 612 | 20% | 20% | 2.2214 | 0.20246
98 | 13 | 0.047016 | 620 | 98 | 13 | WET | 2.2526 | 0.176 | 2135.004 | 166.457 | 1.017 | 2 | 2.29 | 0.351 | 2170.555 | 332.915 | 0.047016 | 1.946 | 0.15 | 0.091493 | 0.0070524 | 0.864 | 0.85634 | 1502 | 5 | Dry Detention | 0.2 |  |  | TMDL | TMDL |  |  | 1842.7499 | 112839.8202 | 620 | 20% | 20% | 0.018299 | 0.0014105
12 | 2 | 3.8985 | 30 | 12 | 2 | MDR | 9.8043 | 0.478 | 3299.018 | 160.951 | 0.191 | 0.144 | 1.876 | 0.069 | 631.242 | 23.116 | 3.8985 | 0.895 | 0.035 | 3.4892 | 0.13645 | 0.091 | 0.072588 | 1503 | 5 | Dry Detention | 0.2 |  |  | TMDL | TMDL |  |  | 2058.2819 | 179903.499 | 30 | 20% | 20% | 0.69784 | 0.02729
12 | 12 | 0.23149 | 36 | 12 | 12 | WAT | 0.25272 | 0.006 | 24.513 | 0.569 | 0.211 | 0.176 | 0.053 | 0.001 | 5.166 | 0.1 | 0.23149 | 0.026 | 0.001 | 0.0060188 | 0.00023149 | 0.105 | 0.091588 | 1503 | 5 | Dry Detention | 0.2 |  |  | TMDL | TMDL |  |  | 2058.2819 | 179903.499 | 36 | 20% | 20% | 0.0012038 | 4.6298e-05
98 | 1 | 8.5308 | 612 | 98 | 1 | LDR | 5.2337 | 0.483 | 1131.223 | 104.393 | 1.01 | 2 | 5.286 | 0.966 | 1142.425 | 208.786 | 8.5308 | 4.367 | 0.398 | 37.2538 | 3.3952 | 0.834 | 0.82413 | 1504 | 5 | Dry Detention | 0.2 |  |  | TMDL | TMDL |  |  | 2542.9685 | 403930.6617 | 612 | 20% | 20% | 7.4508 | 0.67905
98 | 11 | 0.74225 | 618 | 98 | 11 | FOR | 1.936 | 0.155 | 605.947 | 48.477 | 1.012 | 2 | 1.96 | 0.31 | 613.42 | 96.954 | 0.74225 | 1.647 | 0.13 | 1.2225 | 0.096493 | 0.85 | 0.83988 | 1504 | 5 | Dry Detention | 0.2 |  |  | TMDL | TMDL |  |  | 2542.9685 | 403930.6617 | 618 | 20% | 20% | 0.2445 | 0.019299
12 | 2 | 1.1544 | 30 | 12 | 2 | MDR | 9.8043 | 0.478 | 3299.018 | 160.951 | 0.191 | 0.144 | 1.876 | 0.069 | 631.242 | 23.116 | 1.1544 | 0.895 | 0.035 | 1.0332 | 0.040406 | 0.091 | 0.072588 | 1505 | 5 | Dry Detention | 0.2 |  |  | TMDL | TMDL |  |  | 1027.4108 | 50287.5755 | 30 | 20% | 20% | 0.20665 | 0.0080811
12 | 2 | 0.41461 | 30 | 12 | 2 | MDR | 9.8043 | 0.478 | 3299.018 | 160.951 | 0.191 | 0.144 | 1.876 | 0.069 | 631.242 | 23.116 | 0.41461 | 0.895 | 0.035 | 0.37107 | 0.014511 | 0.091 | 0.072588 | 1506 | 5 | Dry Detention | 0.2 |  |  | TMDL | TMDL |  |  | 574.0294 | 18060.2886 | 30 | 20% | 20% | 0.074215 | 0.0029023
12 | 4 | 19.4895 | 32 | 12 | 4 | IND | 14.5181 | 1.342 | 4977.165 | 460.2 | 0.187 | 0.143 | 2.714 | 0.191 | 930.547 | 65.617 | 19.4895 | 1.286 | 0.097 | 25.0636 | 1.8905 | 0.089 | 0.072122 | 1507 | 5 | Dry Detention | 0.2 |  |  | TMDL | TMDL |  |  | 5732.773 | 902511.3626 | 32 | 20% | 20% | 5.0127 | 0.3781
12 | 13 | 1.2293 | 37 | 12 | 13 | WET | 13.7162 | 0.865 | 322.406 | 20.343 | 0.189 | 0.147 | 2.587 | 0.127 | 60.82 | 2.985 | 1.2293 | 1.23 | 0.064 | 1.5121 | 0.078678 | 0.09 | 0.074432 | 1507 | 5 | Dry Detention | 0.2 |  |  | TMDL | TMDL |  |  | 5732.773 | 902511.3626 | 37 | 20% | 20% | 0.30242 | 0.015736
98 | 1 | 4.2763 | 612 | 98 | 1 | LDR | 5.2337 | 0.483 | 1131.223 | 104.393 | 1.01 | 2 | 5.286 | 0.966 | 1142.425 | 208.786 | 4.2763 | 4.367 | 0.398 | 18.6747 | 1.702 | 0.834 | 0.82413 | 1508 | 5 | Dry Detention | 0.2 |  |  | TMDL | TMDL |  |  | 1874.4503 | 201257.1547 | 612 | 20% | 20% | 3.7349 | 0.3404
98 | 11 | 0.34392 | 618 | 98 | 11 | FOR | 1.936 | 0.155 | 605.947 | 48.477 | 1.012 | 2 | 1.96 | 0.31 | 613.42 | 96.954 | 0.34392 | 1.647 | 0.13 | 0.56643 | 0.044709 | 0.85 | 0.83988 | 1508 | 5 | Dry Detention | 0.2 |  |  | TMDL | TMDL |  |  | 1874.4503 | 201257.1547 | 618 | 20% | 20% | 0.11329 | 0.0089418
90 | 2 | 1.7425 | 546 | 90 | 2 | MDR | 11.3664 | 0.605 | 14884.136 | 791.874 | 0.804 | 0.836 | 9.135 | 0.506 | 11961.814 | 662.37 | 1.7425 | 4.317 | 0.251 | 7.5225 | 0.43738 | 0.38 | 0.41575 | 1509 | 5 | Dry Detention | 0.2 |  |  | TMDL | TMDL |  |  | 1282.328 | 76510.8272 | 546 | 20% | 20% | 1.5045 | 0.087475
90 | 13 | 0.013921 | 555 | 90 | 13 | WET | 1.6912 | 0.073 | 1170.334 | 50.223 | 0.811 | 0.843 | 1.372 | 0.061 | 949.219 | 42.348 | 0.013921 | 0.66 | 0.031 | 0.0091876 | 0.00043154 | 0.39 | 0.4275 | 1509 | 5 | Dry Detention | 0.2 |  |  | TMDL | TMDL |  |  | 1282.328 | 76510.8272 | 555 | 20% | 20% | 0.0018375 | 8.6307e-05
15 | 2 | 0.23474 | 48 | 15 | 2 | MDR | 7.3702 | 0.422 | 5942.609 | 340.176 | 0.471 | 0.494 | 3.471 | 0.209 | 2798.745 | 168.156 | 0.23474 | 3.471 | 0.209 | 0.81478 | 0.04906 | 0.471 | 0.49432 | 1510 | 5 | Dry Detention | 0.2 |  |  | TMDL | TMDL |  |  | 406.4413 | 10225.2914 | 48 | 20% | 20% | 0.16296 | 0.0098121
90 | 2 | 3.2363e-06 | 546 | 90 | 2 | MDR | 11.3664 | 0.605 | 14884.136 | 791.874 | 0.804 | 0.836 | 9.135 | 0.506 | 11961.814 | 662.37 | 3.2363e-06 | 4.317 | 0.251 | 1.3971e-05 | 8.1231e-07 | 0.38 | 0.41575 | 1510 | 5 | Dry Detention | 0.2 |  |  | TMDL | TMDL |  |  | 406.4413 | 10225.2914 | 546 | 20% | 20% | 2.7942e-06 | 1.6246e-07
12 | 4 | 0.70723 | 32 | 12 | 4 | IND | 14.5181 | 1.342 | 4977.165 | 460.2 | 0.187 | 0.143 | 2.714 | 0.191 | 930.547 | 65.617 | 0.70723 | 1.286 | 0.097 | 0.9095 | 0.068602 | 0.089 | 0.072122 | 1511 | 5 | Dry Detention | 0.2 |  |  | TMDL | TMDL |  |  | 706.2472 | 30806.9164 | 32 | 20% | 20% | 0.1819 | 0.01372
90 | 13 | 0.29105 | 555 | 90 | 13 | WET | 1.6912 | 0.073 | 1170.334 | 50.223 | 0.811 | 0.843 | 1.372 | 0.061 | 949.219 | 42.348 | 0.29105 | 0.66 | 0.031 | 0.19209 | 0.0090226 | 0.39 | 0.4275 | 1512 | 5 | Dry Detention | 0.2 |  |  | TMDL | TMDL |  |  | 693.3597 | 12678.1415 | 555 | 20% | 20% | 0.038419 | 0.0018045
15 | 2 | 0.021397 | 48 | 15 | 2 | MDR | 7.3702 | 0.422 | 5942.609 | 340.176 | 0.471 | 0.494 | 3.471 | 0.209 | 2798.745 | 168.156 | 0.021397 | 3.471 | 0.209 | 0.074269 | 0.004472 | 0.471 | 0.49432 | 1513 | 5 | Dry Detention | 0.2 |  |  | TMDL | TMDL |  |  | 1030.2671 | 38607.8106 | 48 | 20% | 20% | 0.014854 | 0.00089439
90 | 2 | 0.86492 | 546 | 90 | 2 | MDR | 11.3664 | 0.605 | 14884.136 | 791.874 | 0.804 | 0.836 | 9.135 | 0.506 | 11961.814 | 662.37 | 0.86492 | 4.317 | 0.251 | 3.7339 | 0.21709 | 0.38 | 0.41575 | 1513 | 5 | Dry Detention | 0.2 |  |  | TMDL | TMDL |  |  | 1030.2671 | 38607.8106 | 546 | 20% | 20% | 0.74677 | 0.043419
27 | 1 | 6.004 | 160 | 27 | 1 | LDR | 3.5863 | 0.278 | 520.236 | 40.302 | 0.318 | 0.314 | 1.14 | 0.087 | 165.438 | 12.639 | 6.004 | 1.14 | 0.087 | 6.8446 | 0.52235 | 0.318 | 0.31361 | 2174 | 5 | Dry Detention | 0.2 |  |  | TMDL | TMDL |  |  | 2266.8294 | 291804.3971 | 160 | 20% | 20% | 1.3689 | 0.10447
27 | 11 | 0.35144 | 168 | 27 | 11 | FOR | 1.1613 | 0.076 | 160.947 | 10.588 | 0.34 | 0.348 | 0.395 | 0.027 | 54.708 | 3.682 | 0.35144 | 0.395 | 0.027 | 0.13882 | 0.0094889 | 0.34 | 0.34778 | 2174 | 5 | Dry Detention | 0.2 |  |  | TMDL | TMDL |  |  | 2266.8294 | 291804.3971 | 168 | 20% | 20% | 0.027764 | 0.0018978
27 | 12 | 0.17301 | 169 | 27 | 12 | WAT | 0.25464 | 0.015 | 22.963 | 1.334 | 0.331 | 0.325 | 0.084 | 0.005 | 7.601 | 0.434 | 0.17301 | 0.084 | 0.005 | 0.014533 | 0.00086505 | 0.331 | 0.32541 | 2174 | 5 | Dry Detention | 0.2 |  |  | TMDL | TMDL |  |  | 2266.8294 | 291804.3971 | 169 | 20% | 20% | 0.0029066 | 0.00017301
29 | 1 | 0.17045 | 183 | 29 | 1 | LDR | 2.5221 | 0.231 | 258.866 | 23.702 | 0.617 | 0.575 | 1.557 | 0.133 | 159.765 | 13.626 | 0.17045 | 1.557 | 0.133 | 0.26539 | 0.02267 | 0.617 | 0.57488 | 2174 | 5 | Dry Detention | 0.2 |  |  | TMDL | TMDL |  |  | 2266.8294 | 291804.3971 | 183 | 20% | 20% | 0.053078 | 0.004534
25 | 1 | 0.021964 | 142 | 25 | 1 | LDR | 3.9545 | 0.344 | 1128.698 | 98.244 | 0.57 | 0.484 | 2.254 | 0.166 | 643.339 | 47.513 | 0.021964 | 2.254 | 0.166 | 0.049508 | 0.0036461 | 0.57 | 0.48362 | 2175 | 5 | Dry Detention | 0.2 |  |  | TMDL | TMDL |  |  | 5851.1987 | 1774280.4313 | 142 | 20% | 20% | 0.0099016 | 0.00072922
25 | 2 | 31.0211 | 143 | 25 | 2 | MDR | 7.5947 | 0.683 | 4904.55 | 441.294 | 0.568 | 0.482 | 4.316 | 0.329 | 2787.239 | 212.506 | 31.0211 | 4.316 | 0.329 | 133.8873 | 10.206 | 0.568 | 0.48155 | 2175 | 5 | Dry Detention | 0.2 |  |  | TMDL | TMDL |  |  | 5851.1987 | 1774280.4313 | 143 | 20% | 20% | 26.7775 | 2.0412
25 | 12 | 0.62918 | 152 | 25 | 12 | WAT | 0.34466 | 0.021 | 36.473 | 2.263 | 0.581 | 0.494 | 0.2 | 0.011 | 21.175 | 1.117 | 0.62918 | 0.2 | 0.011 | 0.12584 | 0.006921 | 0.581 | 0.4938 | 2175 | 5 | Dry Detention | 0.2 |  |  | TMDL | TMDL |  |  | 5851.1987 | 1774280.4313 | 152 | 20% | 20% | 0.025167 | 0.0013842
25 | 13 | 9.0597 | 153 | 25 | 13 | WET | 7.8742 | 0.753 | 6518.99 | 623.534 | 0.566 | 0.486 | 4.457 | 0.366 | 3690.224 | 302.997 | 9.0597 | 4.457 | 0.366 | 40.3793 | 3.3159 | 0.566 | 0.48594 | 2175 | 5 | Dry Detention | 0.2 |  |  | TMDL | TMDL |  |  | 5851.1987 | 1774280.4313 | 153 | 20% | 20% | 8.0759 | 0.66317
25 | 3 | 0.076494 | 144 | 25 | 3 | HDR | 16.4429 | 1.856 | 5216.46 | 588.853 | 0.568 | 0.484 | 9.341 | 0.899 | 2963.468 | 285.237 | 0.076494 | 9.341 | 0.899 | 0.71453 | 0.068768 | 0.568 | 0.48439 | 2176 | 5 | Dry Detention | 0.2 |  |  | TMDL | TMDL |  |  | 575.0567 | 3538.2051 | 144 | 20% | 20% | 0.14291 | 0.013754
28 | 3 | 0.0047327 | 173 | 28 | 3 | HDR | 17.521 | 1.972 | 2523.412 | 284.074 | 0.726 | 0.694 | 12.728 | 1.368 | 1833.126 | 197.069 | 0.0047327 | 12.728 | 1.368 | 0.060238 | 0.0064743 | 0.726 | 0.69372 | 2176 | 5 | Dry Detention | 0.2 |  |  | TMDL | TMDL |  |  | 575.0567 | 3538.2051 | 173 | 20% | 20% | 0.012048 | 0.0012949
29 | 1 | 4.478 | 183 | 29 | 1 | LDR | 2.5221 | 0.231 | 258.866 | 23.702 | 0.617 | 0.575 | 1.557 | 0.133 | 159.765 | 13.626 | 4.478 | 1.557 | 0.133 | 6.9723 | 0.59558 | 0.617 | 0.57488 | 2177 | 5 | Dry Detention | 0.2 |  |  | TMDL | TMDL |  |  | 1915.9238 | 197013.3463 | 183 | 20% | 20% | 1.3945 | 0.11912
29 | 13 | 0.044805 | 191 | 29 | 13 | WET | 6.0023 | 0.545 | 1573.466 | 142.761 | 0.604 | 0.564 | 3.628 | 0.307 | 951.085 | 80.508 | 0.044805 | 3.628 | 0.307 | 0.16255 | 0.013755 | 0.604 | 0.56394 | 2177 | 5 | Dry Detention | 0.2 |  |  | TMDL | TMDL |  |  | 1915.9238 | 197013.3463 | 191 | 20% | 20% | 0.03251 | 0.002751
18 | 3 | 0.11179 | 80 | 18 | 3 | HDR | 14.5839 | 1.158 | 2978.273 | 236.441 | 0.582 | 0.53 | 8.481 | 0.614 | 1731.992 | 125.426 | 0.11179 | 7.592 | 0.56 | 0.8487 | 0.062602 | 0.521 | 0.4834 | 2178 | 5 | Dry Detention | 0.2 |  |  | TMDL | TMDL |  |  | 586.8089 | 6023.6831 | 80 | 20% | 20% | 0.16974 | 0.01252
18 | 4 | 0.026496 | 81 | 18 | 4 | IND | 10.5583 | 0.959 | 3587.63 | 325.963 | 0.571 | 0.521 | 6.027 | 0.499 | 2047.853 | 169.712 | 0.026496 | 5.379 | 0.454 | 0.14252 | 0.012029 | 0.509 | 0.47343 | 2178 | 5 | Dry Detention | 0.2 |  |  | TMDL | TMDL |  |  | 586.8089 | 6023.6831 | 81 | 20% | 20% | 0.028505 | 0.0024058
27 | 1 | 4.9565 | 160 | 27 | 1 | LDR | 3.5863 | 0.278 | 520.236 | 40.302 | 0.318 | 0.314 | 1.14 | 0.087 | 165.438 | 12.639 | 4.9565 | 1.14 | 0.087 | 5.6504 | 0.43121 | 0.318 | 0.31361 | 2179 | 5 | Dry Detention | 0.2 |  |  | TMDL | TMDL |  |  | 2428.7667 | 228171.2952 | 160 | 20% | 20% | 1.1301 | 0.086242
27 | 11 | 0.16737 | 168 | 27 | 11 | FOR | 1.1613 | 0.076 | 160.947 | 10.588 | 0.34 | 0.348 | 0.395 | 0.027 | 54.708 | 3.682 | 0.16737 | 0.395 | 0.027 | 0.066109 | 0.0045189 | 0.34 | 0.34778 | 2179 | 5 | Dry Detention | 0.2 |  |  | TMDL | TMDL |  |  | 2428.7667 | 228171.2952 | 168 | 20% | 20% | 0.013222 | 0.00090378
27 | 13 | 0.027471 | 170 | 27 | 13 | WET | 7.3681 | 0.61 | 1220.395 | 101.006 | 0.315 | 0.319 | 2.322 | 0.195 | 384.602 | 32.222 | 0.027471 | 2.322 | 0.195 | 0.063787 | 0.0053568 | 0.315 | 0.31901 | 2179 | 5 | Dry Detention | 0.2 |  |  | TMDL | TMDL |  |  | 2428.7667 | 228171.2952 | 170 | 20% | 20% | 0.012757 | 0.0010714
29 | 1 | 0.086825 | 183 | 29 | 1 | LDR | 2.5221 | 0.231 | 258.866 | 23.702 | 0.617 | 0.575 | 1.557 | 0.133 | 159.765 | 13.626 | 0.086825 | 1.557 | 0.133 | 0.13519 | 0.011548 | 0.617 | 0.57488 | 2179 | 5 | Dry Detention | 0.2 |  |  | TMDL | TMDL |  |  | 2428.7667 | 228171.2952 | 183 | 20% | 20% | 0.027037 | 0.0023096
25 | 1 | 0.62742 | 142 | 25 | 1 | LDR | 3.9545 | 0.344 | 1128.698 | 98.244 | 0.57 | 0.484 | 2.254 | 0.166 | 643.339 | 47.513 | 0.62742 | 2.254 | 0.166 | 1.4142 | 0.10415 | 0.57 | 0.48362 | 2180 | 5 | Dry Detention | 0.2 |  |  | TMDL | TMDL |  |  | 793.186 | 29489.1516 | 142 | 20% | 20% | 0.28284 | 0.02083
25 | 10 | 0.049564 | 150 | 25 | 10 | RAN | 2.5824 | 0.2 | 114.046 | 8.816 | 0.581 | 0.496 | 1.5 | 0.099 | 66.261 | 4.37 | 0.049564 | 1.5 | 0.099 | 0.074345 | 0.0049068 | 0.581 | 0.49569 | 2180 | 5 | Dry Detention | 0.2 |  |  | TMDL | TMDL |  |  | 793.186 | 29489.1516 | 150 | 20% | 20% | 0.014869 | 0.00098136
29 | 1 | 9.3177 | 183 | 29 | 1 | LDR | 2.5221 | 0.231 | 258.866 | 23.702 | 0.617 | 0.575 | 1.557 | 0.133 | 159.765 | 13.626 | 9.3177 | 1.557 | 0.133 | 14.5077 | 1.2393 | 0.617 | 0.57488 | 2181 | 5 | Dry Detention | 0.2 |  |  | TMDL | TMDL |  |  | 2585.212 | 417896.53 | 183 | 20% | 20% | 2.9015 | 0.24785
29 | 8 | 0.085012 | 186 | 29 | 8 | AGR | 4.6855 | 0.443 | 128.19 | 12.122 | 0.636 | 0.598 | 2.979 | 0.265 | 81.491 | 7.25 | 0.085012 | 2.979 | 0.265 | 0.25325 | 0.022528 | 0.636 | 0.5981 | 2181 | 5 | Dry Detention | 0.2 |  |  | TMDL | TMDL |  |  | 2585.212 | 417896.53 | 186 | 20% | 20% | 0.05065 | 0.0045056
29 | 9 | 0.19091 | 187 | 29 | 9 | AGT | 2.9669 | 0.273 | 230.306 | 21.219 | 0.636 | 0.597 | 1.887 | 0.163 | 146.452 | 12.675 | 0.19091 | 1.887 | 0.163 | 0.36024 | 0.031118 | 0.636 | 0.59737 | 2181 | 5 | Dry Detention | 0.2 |  |  | TMDL | TMDL |  |  | 2585.212 | 417896.53 | 187 | 20% | 20% | 0.072049 | 0.0062236
25 | 2 | 0.040064 | 143 | 25 | 2 | MDR | 7.5947 | 0.683 | 4904.55 | 441.294 | 0.568 | 0.482 | 4.316 | 0.329 | 2787.239 | 212.506 | 0.040064 | 4.316 | 0.329 | 0.17292 | 0.013181 | 0.568 | 0.48155 | 2182 | 5 | Dry Detention | 0.2 |  |  | TMDL | TMDL |  |  | 2465.9933 | 154695.6279 | 143 | 20% | 20% | 0.034583 | 0.0026362
25 | 4 | 2.8811 | 145 | 25 | 4 | IND | 11.7335 | 1.455 | 10291.696 | 1276.442 | 0.56 | 0.476 | 6.567 | 0.692 | 5759.832 | 606.958 | 2.8811 | 6.567 | 0.692 | 18.9201 | 1.9937 | 0.56 | 0.47551 | 2182 | 5 | Dry Detention | 0.2 |  |  | TMDL | TMDL |  |  | 2465.9933 | 154695.6279 | 145 | 20% | 20% | 3.784 | 0.39874
25 | 6 | 0.057494 | 146 | 25 | 6 | OPE | 3.6205 | 0.302 | 81.319 | 6.781 | 0.574 | 0.489 | 2.08 | 0.148 | 46.71 | 3.314 | 0.057494 | 2.08 | 0.148 | 0.11959 | 0.0085091 | 0.574 | 0.48869 | 2182 | 5 | Dry Detention | 0.2 |  |  | TMDL | TMDL |  |  | 2465.9933 | 154695.6279 | 146 | 20% | 20% | 0.023917 | 0.0017018
25 | 13 | 0.57269 | 153 | 25 | 13 | WET | 7.8742 | 0.753 | 6518.99 | 623.534 | 0.566 | 0.486 | 4.457 | 0.366 | 3690.224 | 302.997 | 0.57269 | 4.457 | 0.366 | 2.5525 | 0.2096 | 0.566 | 0.48594 | 2182 | 5 | Dry Detention | 0.2 |  |  | TMDL | TMDL |  |  | 2465.9933 | 154695.6279 | 153 | 20% | 20% | 0.51049 | 0.041921
17 | 4 | 1.6558 | 70 | 17 | 4 | IND | 10.6803 | 0.917 | 6923.519 | 594.527 | 0.185 | 0.241 | 1.98 | 0.221 | 1283.288 | 143.117 | 1.6558 | 1.044 | 0.109 | 1.7287 | 0.18048 | 0.098 | 0.11912 | 2183 | 5 | Dry Detention | 0.2 |  |  | TMDL | TMDL |  |  | 1240.0834 | 72127.0797 | 70 | 20% | 20% | 0.34573 | 0.036097
29 | 1 | 5.8293 | 183 | 29 | 1 | LDR | 2.5221 | 0.231 | 258.866 | 23.702 | 0.617 | 0.575 | 1.557 | 0.133 | 159.765 | 13.626 | 5.8293 | 1.557 | 0.133 | 9.0763 | 0.7753 | 0.617 | 0.57488 | 2184 | 5 | Dry Detention | 0.2 |  |  | TMDL | TMDL |  |  | 2472.2425 | 301105.6813 | 183 | 20% | 20% | 1.8153 | 0.15506
29 | 13 | 1.0831 | 191 | 29 | 13 | WET | 6.0023 | 0.545 | 1573.466 | 142.761 | 0.604 | 0.564 | 3.628 | 0.307 | 951.085 | 80.508 | 1.0831 | 3.628 | 0.307 | 3.9296 | 0.33252 | 0.604 | 0.56394 | 2184 | 5 | Dry Detention | 0.2 |  |  | TMDL | TMDL |  |  | 2472.2425 | 301105.6813 | 191 | 20% | 20% | 0.78591 | 0.066504
18 | 4 | 37.264 | 81 | 18 | 4 | IND | 10.5583 | 0.959 | 3587.63 | 325.963 | 0.571 | 0.521 | 6.027 | 0.499 | 2047.853 | 169.712 | 37.264 | 5.379 | 0.454 | 200.4432 | 16.9179 | 0.509 | 0.47343 | 2185 | 5 | Dry Detention | 0.2 |  |  | TMDL | TMDL |  |  | 5209.1201 | 1623214.7499 | 81 | 20% | 20% | 40.0886 | 3.3836
25 | 6 | 0.0012391 | 146 | 25 | 6 | OPE | 3.6205 | 0.302 | 81.319 | 6.781 | 0.574 | 0.489 | 2.08 | 0.148 | 46.71 | 3.314 | 0.0012391 | 2.08 | 0.148 | 0.0025774 | 0.00018339 | 0.574 | 0.48869 | 2186 | 5 | Dry Detention | 0.2 |  |  | TMDL | TMDL |  |  | 47.1231 | 53.9753 | 146 | 20% | 20% | 0.00051548 | 3.6678e-05
25 | 4 | 5.7994e-05 | 145 | 25 | 4 | IND | 11.7335 | 1.455 | 10291.696 | 1276.442 | 0.56 | 0.476 | 6.567 | 0.692 | 5759.832 | 606.958 | 5.7994e-05 | 6.567 | 0.692 | 0.00038085 | 4.0132e-05 | 0.56 | 0.47551 | 2187 | 5 | Dry Detention | 0.2 |  |  | TMDL | TMDL |  |  | 31.2135 | 31.4259 | 145 | 20% | 20% | 7.6169e-05 | 8.0264e-06
25 | 6 | 0.00066345 | 146 | 25 | 6 | OPE | 3.6205 | 0.302 | 81.319 | 6.781 | 0.574 | 0.489 | 2.08 | 0.148 | 46.71 | 3.314 | 0.00066345 | 2.08 | 0.148 | 0.00138 | 9.819e-05 | 0.574 | 0.48869 | 2187 | 5 | Dry Detention | 0.2 |  |  | TMDL | TMDL |  |  | 31.2135 | 31.4259 | 146 | 20% | 20% | 0.00027599 | 1.9638e-05
18 | 3 | 0.013954 | 80 | 18 | 3 | HDR | 14.5839 | 1.158 | 2978.273 | 236.441 | 0.582 | 0.53 | 8.481 | 0.614 | 1731.992 | 125.426 | 0.013954 | 7.592 | 0.56 | 0.10594 | 0.0078141 | 0.521 | 0.4834 | 2188 | 5 | Dry Detention | 0.2 |  |  | TMDL | TMDL |  |  | 4621.8442 | 712501.6192 | 80 | 20% | 20% | 0.021187 | 0.0015628
18 | 4 | 15.6638 | 81 | 18 | 4 | IND | 10.5583 | 0.959 | 3587.63 | 325.963 | 0.571 | 0.521 | 6.027 | 0.499 | 2047.853 | 169.712 | 15.6638 | 5.379 | 0.454 | 84.2555 | 7.1114 | 0.509 | 0.47343 | 2188 | 5 | Dry Detention | 0.2 |  |  | TMDL | TMDL |  |  | 4621.8442 | 712501.6192 | 81 | 20% | 20% | 16.8511 | 1.4223
18 | 6 | 0.0080308 | 82 | 18 | 6 | OPE | 2.7936 | 0.118 | 46.415 | 1.956 | 0.592 | 0.54 | 1.655 | 0.064 | 27.497 | 1.055 | 0.0080308 | 1.486 | 0.058 | 0.011934 | 0.00046578 | 0.532 | 0.49285 | 2188 | 5 | Dry Detention | 0.2 |  |  | TMDL | TMDL |  |  | 4621.8442 | 712501.6192 | 82 | 20% | 20% | 0.0023867 | 9.3157e-05
18 | 13 | 0.67108 | 88 | 18 | 13 | WET | 6.3299 | 0.467 | 3029.459 | 223.738 | 0.591 | 0.549 | 3.74 | 0.256 | 1789.776 | 122.728 | 0.67108 | 3.357 | 0.235 | 2.2528 | 0.1577 | 0.53 | 0.50183 | 2188 | 5 | Dry Detention | 0.2 |  |  | TMDL | TMDL |  |  | 4621.8442 | 712501.6192 | 88 | 20% | 20% | 0.45056 | 0.031541
17 | 4 | 24.4767 | 70 | 17 | 4 | IND | 10.6803 | 0.917 | 6923.519 | 594.527 | 0.185 | 0.241 | 1.98 | 0.221 | 1283.288 | 143.117 | 24.4767 | 1.044 | 0.109 | 25.5537 | 2.668 | 0.098 | 0.11912 | 2189 | 5 | Dry Detention | 0.2 |  |  | TMDL | TMDL |  |  | 8278.4081 | 2001664.0601 | 70 | 20% | 20% | 5.1107 | 0.53359
17 | 13 | 4.376 | 77 | 17 | 13 | WET | 10.0743 | 0.59 | 936.934 | 54.834 | 0.188 | 0.244 | 1.894 | 0.144 | 176.189 | 13.388 | 4.376 | 1.003 | 0.072 | 4.3891 | 0.31507 | 0.1 | 0.1213 | 2189 | 5 | Dry Detention | 0.2 |  |  | TMDL | TMDL |  |  | 8278.4081 | 2001664.0601 | 77 | 20% | 20% | 0.87782 | 0.063014
18 | 3 | 0.069847 | 80 | 18 | 3 | HDR | 14.5839 | 1.158 | 2978.273 | 236.441 | 0.582 | 0.53 | 8.481 | 0.614 | 1731.992 | 125.426 | 0.069847 | 7.592 | 0.56 | 0.53028 | 0.039114 | 0.521 | 0.4834 | 2189 | 5 | Dry Detention | 0.2 |  |  | TMDL | TMDL |  |  | 8278.4081 | 2001664.0601 | 80 | 20% | 20% | 0.10606 | 0.0078229
18 | 4 | 15.2092 | 81 | 18 | 4 | IND | 10.5583 | 0.959 | 3587.63 | 325.963 | 0.571 | 0.521 | 6.027 | 0.499 | 2047.853 | 169.712 | 15.2092 | 5.379 | 0.454 | 81.8105 | 6.905 | 0.509 | 0.47343 | 2189 | 5 | Dry Detention | 0.2 |  |  | TMDL | TMDL |  |  | 8278.4081 | 2001664.0601 | 81 | 20% | 20% | 16.3621 | 1.381
18 | 13 | 1.8202 | 88 | 18 | 13 | WET | 6.3299 | 0.467 | 3029.459 | 223.738 | 0.591 | 0.549 | 3.74 | 0.256 | 1789.776 | 122.728 | 1.8202 | 3.357 | 0.235 | 6.1105 | 0.42775 | 0.53 | 0.50183 | 2189 | 5 | Dry Detention | 0.2 |  |  | TMDL | TMDL |  |  | 8278.4081 | 2001664.0601 | 88 | 20% | 20% | 1.2221 | 0.085551
25 | 4 | 0.052572 | 145 | 25 | 4 | IND | 11.7335 | 1.455 | 10291.696 | 1276.442 | 0.56 | 0.476 | 6.567 | 0.692 | 5759.832 | 606.958 | 0.052572 | 6.567 | 0.692 | 0.34524 | 0.03638 | 0.56 | 0.47551 | 2190 | 5 | Dry Detention | 0.2 |  |  | TMDL | TMDL |  |  | 545.0861 | 2290.0149 | 145 | 20% | 20% | 0.069048 | 0.0072759
29 | 1 | 3.7527 | 183 | 29 | 1 | LDR | 2.5221 | 0.231 | 258.866 | 23.702 | 0.617 | 0.575 | 1.557 | 0.133 | 159.765 | 13.626 | 3.7527 | 1.557 | 0.133 | 5.8429 | 0.4991 | 0.617 | 0.57488 | 2191 | 5 | Dry Detention | 0.2 |  |  | TMDL | TMDL |  |  | 2410.7622 | 270020.2549 | 183 | 20% | 20% | 1.1686 | 0.099821
29 | 10 | 2.446 | 188 | 29 | 10 | RAN | 1.4597 | 0.118 | 34.469 | 2.788 | 0.633 | 0.594 | 0.923 | 0.07 | 21.808 | 1.655 | 2.446 | 0.923 | 0.07 | 2.2577 | 0.17122 | 0.633 | 0.59359 | 2191 | 5 | Dry Detention | 0.2 |  |  | TMDL | TMDL |  |  | 2410.7622 | 270020.2549 | 188 | 20% | 20% | 0.45154 | 0.034245
29 | 11 | 0.00013529 | 189 | 29 | 11 | FOR | 0.89594 | 0.07 | 55.503 | 4.309 | 0.644 | 0.607 | 0.577 | 0.042 | 35.732 | 2.615 | 0.00013529 | 0.577 | 0.042 | 7.806e-05 | 5.682e-06 | 0.644 | 0.60681 | 2191 | 5 | Dry Detention | 0.2 |  |  | TMDL | TMDL |  |  | 2410.7622 | 270020.2549 | 189 | 20% | 20% | 1.5612e-05 | 1.1364e-06
27 | 1 | 8.6309 | 160 | 27 | 1 | LDR | 3.5863 | 0.278 | 520.236 | 40.302 | 0.318 | 0.314 | 1.14 | 0.087 | 165.438 | 12.639 | 8.6309 | 1.14 | 0.087 | 9.8392 | 0.75089 | 0.318 | 0.31361 | 2192 | 5 | Dry Detention | 0.2 |  |  | TMDL | TMDL |  |  | 2506.5555 | 388781.2677 | 160 | 20% | 20% | 1.9678 | 0.15018
29 | 1 | 0.29432 | 183 | 29 | 1 | LDR | 2.5221 | 0.231 | 258.866 | 23.702 | 0.617 | 0.575 | 1.557 | 0.133 | 159.765 | 13.626 | 0.29432 | 1.557 | 0.133 | 0.45825 | 0.039144 | 0.617 | 0.57488 | 2192 | 5 | Dry Detention | 0.2 |  |  | TMDL | TMDL |  |  | 2506.5555 | 388781.2677 | 183 | 20% | 20% | 0.091651 | 0.0078289
24 | 1 | 0.015338 | 131 | 24 | 1 | LDR | 4.6601 | 0.367 | 900.974 | 71.038 | 0.233 | 0.12 | 1.086 | 0.044 | 210.047 | 8.502 | 0.015338 | 0.628 | 0.023 | 0.0096322 | 0.00035277 | 0.135 | 0.061741 | 2193 | 5 | Dry Detention | 0.2 |  |  | TMDL | TMDL |  |  | 733.0371 | 33045.7941 | 131 | 20% | 20% | 0.0019264 | 7.0554e-05
24 | 4 | 0.74329 | 134 | 24 | 4 | IND | 14.4894 | 1.67 | 3647.149 | 420.469 | 0.223 | 0.111 | 3.227 | 0.185 | 812.227 | 46.466 | 0.74329 | 1.836 | 0.095 | 1.3647 | 0.070613 | 0.127 | 0.056659 | 2193 | 5 | Dry Detention | 0.2 |  |  | TMDL | TMDL |  |  | 733.0371 | 33045.7941 | 134 | 20% | 20% | 0.27294 | 0.014123
24 | 4 | 0.68154 | 134 | 24 | 4 | IND | 14.4894 | 1.67 | 3647.149 | 420.469 | 0.223 | 0.111 | 3.227 | 0.185 | 812.227 | 46.466 | 0.68154 | 1.836 | 0.095 | 1.2513 | 0.064746 | 0.127 | 0.056659 | 2194 | 5 | Dry Detention | 0.2 |  |  | TMDL | TMDL |  |  | 697.6866 | 29687.7385 | 134 | 20% | 20% | 0.25026 | 0.012949
24 | 1 | 0.042485 | 131 | 24 | 1 | LDR | 4.6601 | 0.367 | 900.974 | 71.038 | 0.233 | 0.12 | 1.086 | 0.044 | 210.047 | 8.502 | 0.042485 | 0.628 | 0.023 | 0.026681 | 0.00097715 | 0.135 | 0.061741 | 2195 | 5 | Dry Detention | 0.2 |  |  | TMDL | TMDL |  |  | 4472.9978 | 595539.2733 | 131 | 20% | 20% | 0.0053361 | 0.00019543
24 | 4 | 8.663 | 134 | 24 | 4 | IND | 14.4894 | 1.67 | 3647.149 | 420.469 | 0.223 | 0.111 | 3.227 | 0.185 | 812.227 | 46.466 | 8.663 | 1.836 | 0.095 | 15.9053 | 0.82299 | 0.127 | 0.056659 | 2195 | 5 | Dry Detention | 0.2 |  |  | TMDL | TMDL |  |  | 4472.9978 | 595539.2733 | 134 | 20% | 20% | 3.1811 | 0.1646
24 | 12 | 2.6605 | 140 | 24 | 12 | WAT | 0.32312 | 0.017 | 72.968 | 3.927 | 0.246 | 0.138 | 0.079 | 0.002 | 17.927 | 0.543 | 2.6605 | 0.047 | 0.001 | 0.12505 | 0.0026605 | 0.146 | 0.072263 | 2195 | 5 | Dry Detention | 0.2 |  |  | TMDL | TMDL |  |  | 4472.9978 | 595539.2733 | 140 | 20% | 20% | 0.025009 | 0.00053211
24 | 13 | 2.3057 | 141 | 24 | 13 | WET | 7.4495 | 0.68 | 3122.888 | 285.148 | 0.237 | 0.139 | 1.764 | 0.095 | 739.648 | 39.666 | 2.3057 | 1.023 | 0.049 | 2.3587 | 0.11298 | 0.137 | 0.072548 | 2195 | 5 | Dry Detention | 0.2 |  |  | TMDL | TMDL |  |  | 4472.9978 | 595539.2733 | 141 | 20% | 20% | 0.47174 | 0.022596
24 | 4 | 1.3247 | 134 | 24 | 4 | IND | 14.4894 | 1.67 | 3647.149 | 420.469 | 0.223 | 0.111 | 3.227 | 0.185 | 812.227 | 46.466 | 1.3247 | 1.836 | 0.095 | 2.4322 | 0.12585 | 0.127 | 0.056659 | 2196 | 5 | Dry Detention | 0.2 |  |  | TMDL | TMDL |  |  | 962.3523 | 57705.2478 | 134 | 20% | 20% | 0.48644 | 0.02517
25 | 4 | 2.5706 | 145 | 25 | 4 | IND | 11.7335 | 1.455 | 10291.696 | 1276.442 | 0.56 | 0.476 | 6.567 | 0.692 | 5759.832 | 606.958 | 2.5706 | 6.567 | 0.692 | 16.8812 | 1.7789 | 0.56 | 0.47551 | 2197 | 5 | Dry Detention | 0.2 |  |  | TMDL | TMDL |  |  | 1498.6598 | 129364.0524 | 145 | 20% | 20% | 3.3762 | 0.35577
25 | 11 | 0.39919 | 151 | 25 | 11 | FOR | 1.491 | 0.111 | 312.638 | 23.357 | 0.588 | 0.506 | 0.876 | 0.056 | 183.74 | 11.824 | 0.39919 | 0.876 | 0.056 | 0.34969 | 0.022355 | 0.588 | 0.50621 | 2197 | 5 | Dry Detention | 0.2 |  |  | TMDL | TMDL |  |  | 1498.6598 | 129364.0524 | 151 | 20% | 20% | 0.069939 | 0.004471
27 | 1 | 1.4772 | 160 | 27 | 1 | LDR | 3.5863 | 0.278 | 520.236 | 40.302 | 0.318 | 0.314 | 1.14 | 0.087 | 165.438 | 12.639 | 1.4772 | 1.14 | 0.087 | 1.684 | 0.12851 | 0.318 | 0.31361 | 2198 | 5 | Dry Detention | 0.2 |  |  | TMDL | TMDL |  |  | 1054.8733 | 65758.9608 | 160 | 20% | 20% | 0.3368 | 0.025703
27 | 11 | 0.032446 | 168 | 27 | 11 | FOR | 1.1613 | 0.076 | 160.947 | 10.588 | 0.34 | 0.348 | 0.395 | 0.027 | 54.708 | 3.682 | 0.032446 | 0.395 | 0.027 | 0.012816 | 0.00087603 | 0.34 | 0.34778 | 2198 | 5 | Dry Detention | 0.2 |  |  | TMDL | TMDL |  |  | 1054.8733 | 65758.9608 | 168 | 20% | 20% | 0.0025632 | 0.00017521
24 | 4 | 0.54165 | 134 | 24 | 4 | IND | 14.4894 | 1.67 | 3647.149 | 420.469 | 0.223 | 0.111 | 3.227 | 0.185 | 812.227 | 46.466 | 0.54165 | 1.836 | 0.095 | 0.99447 | 0.051457 | 0.127 | 0.056659 | 2199 | 5 | Dry Detention | 0.2 |  |  | TMDL | TMDL |  |  | 1691.117 | 23594.2604 | 134 | 20% | 20% | 0.19889 | 0.010291
30 | 1 | 2.3547 | 192 | 30 | 1 | LDR | 3.643 | 0.311 | 95.569 | 8.148 | 0.863 | 1.06 | 3.144 | 0.329 | 82.484 | 8.636 | 2.3547 | 3.144 | 0.308 | 7.403 | 0.72523 | 0.863 | 0.99054 | 2200 | 5 | Dry Detention | 0.2 |  |  | TMDL | TMDL |  |  | 1319.7058 | 109170.0127 | 192 | 20% | 20% | 1.4806 | 0.14505
30 | 8 | 0.14109 | 195 | 30 | 8 | AGR | 6.6936 | 0.594 | 217.559 | 19.315 | 0.866 | 1.065 | 5.795 | 0.633 | 188.35 | 20.578 | 0.14109 | 5.795 | 0.592 | 0.8176 | 0.083524 | 0.866 | 0.9957 | 2200 | 5 | Dry Detention | 0.2 |  |  | TMDL | TMDL |  |  | 1319.7058 | 109170.0127 | 195 | 20% | 20% | 0.16352 | 0.016705
30 | 13 | 0.010471 | 199 | 30 | 13 | WET | 0.46253 | 0.033 | 39.572 | 2.848 | 0.867 | 1.064 | 0.401 | 0.035 | 34.324 | 3.031 | 0.010471 | 0.401 | 0.033 | 0.0041989 | 0.00034555 | 0.867 | 0.99449 | 2200 | 5 | Dry Detention | 0.2 |  |  | TMDL | TMDL |  |  | 1319.7058 | 109170.0127 | 199 | 20% | 20% | 0.00083978 | 6.9109e-05
24 | 4 | 0.065233 | 134 | 24 | 4 | IND | 14.4894 | 1.67 | 3647.149 | 420.469 | 0.223 | 0.111 | 3.227 | 0.185 | 812.227 | 46.466 | 0.065233 | 1.836 | 0.095 | 0.11977 | 0.0061971 | 0.127 | 0.056659 | 2201 | 5 | Dry Detention | 0.2 |  |  | TMDL | TMDL |  |  | 381.7614 | 2841.5163 | 134 | 20% | 20% | 0.023953 | 0.0012394
24 | 3 | 0.082461 | 133 | 24 | 3 | HDR | 20.209 | 2.142 | 4406.734 | 467.092 | 0.231 | 0.124 | 4.67 | 0.265 | 1018.363 | 57.887 | 0.082461 | 2.691 | 0.138 | 0.2219 | 0.01138 | 0.133 | 0.064241 | 2202 | 5 | Dry Detention | 0.2 |  |  | TMDL | TMDL |  |  | 266.3719 | 3591.9969 | 133 | 20% | 20% | 0.044381 | 0.0022759
24 | 3 | 0.17009 | 133 | 24 | 3 | HDR | 20.209 | 2.142 | 4406.734 | 467.092 | 0.231 | 0.124 | 4.67 | 0.265 | 1018.363 | 57.887 | 0.17009 | 2.691 | 0.138 | 0.45771 | 0.023472 | 0.133 | 0.064241 | 2203 | 5 | Dry Detention | 0.2 |  |  | TMDL | TMDL |  |  | 372.8619 | 7408.9783 | 133 | 20% | 20% | 0.091541 | 0.0046944
24 | 2 | 1.6535 | 132 | 24 | 2 | MDR | 9.1244 | 0.747 | 4998.613 | 409.165 | 0.231 | 0.117 | 2.111 | 0.087 | 1156.347 | 47.73 | 1.6535 | 1.216 | 0.045 | 2.0107 | 0.074408 | 0.133 | 0.060038 | 2204 | 5 | Dry Detention | 0.2 |  |  | TMDL | TMDL |  |  | 1089.8932 | 72027.0282 | 132 | 20% | 20% | 0.40214 | 0.014882
24 | 3 | 0.17008 | 133 | 24 | 3 | HDR | 20.209 | 2.142 | 4406.734 | 467.092 | 0.231 | 0.124 | 4.67 | 0.265 | 1018.363 | 57.887 | 0.17008 | 2.691 | 0.138 | 0.45768 | 0.023471 | 0.133 | 0.064241 | 2205 | 5 | Dry Detention | 0.2 |  |  | TMDL | TMDL |  |  | 372.7499 | 7408.5227 | 133 | 20% | 20% | 0.091535 | 0.0046941
24 | 3 | 0.16257 | 133 | 24 | 3 | HDR | 20.209 | 2.142 | 4406.734 | 467.092 | 0.231 | 0.124 | 4.67 | 0.265 | 1018.363 | 57.887 | 0.16257 | 2.691 | 0.138 | 0.43747 | 0.022434 | 0.133 | 0.064241 | 2206 | 5 | Dry Detention | 0.2 |  |  | TMDL | TMDL |  |  | 369.0279 | 7081.4237 | 133 | 20% | 20% | 0.087494 | 0.0044869
27 | 1 | 2.1392 | 160 | 27 | 1 | LDR | 3.5863 | 0.278 | 520.236 | 40.302 | 0.318 | 0.314 | 1.14 | 0.087 | 165.438 | 12.639 | 2.1392 | 1.14 | 0.087 | 2.4387 | 0.18611 | 0.318 | 0.31361 | 2207 | 5 | Dry Detention | 0.2 |  |  | TMDL | TMDL |  |  | 1579.5572 | 95222.8464 | 160 | 20% | 20% | 0.48773 | 0.037222
27 | 11 | 0.046844 | 168 | 27 | 11 | FOR | 1.1613 | 0.076 | 160.947 | 10.588 | 0.34 | 0.348 | 0.395 | 0.027 | 54.708 | 3.682 | 0.046844 | 0.395 | 0.027 | 0.018503 | 0.0012648 | 0.34 | 0.34778 | 2207 | 5 | Dry Detention | 0.2 |  |  | TMDL | TMDL |  |  | 1579.5572 | 95222.8464 | 168 | 20% | 20% | 0.0037007 | 0.00025296
25 | 4 | 0.0072711 | 145 | 25 | 4 | IND | 11.7335 | 1.455 | 10291.696 | 1276.442 | 0.56 | 0.476 | 6.567 | 0.692 | 5759.832 | 606.958 | 0.0072711 | 6.567 | 0.692 | 0.047749 | 0.0050316 | 0.56 | 0.47551 | 2208 | 5 | Dry Detention | 0.2 |  |  | TMDL | TMDL |  |  | 357.5367 | 689.5915 | 145 | 20% | 20% | 0.0095498 | 0.0010063
25 | 13 | 0.0085586 | 153 | 25 | 13 | WET | 7.8742 | 0.753 | 6518.99 | 623.534 | 0.566 | 0.486 | 4.457 | 0.366 | 3690.224 | 302.997 | 0.0085586 | 4.457 | 0.366 | 0.038146 | 0.0031325 | 0.566 | 0.48594 | 2208 | 5 | Dry Detention | 0.2 |  |  | TMDL | TMDL |  |  | 357.5367 | 689.5915 | 153 | 20% | 20% | 0.0076291 | 0.00062649
25 | 1 | 1.3914 | 142 | 25 | 1 | LDR | 3.9545 | 0.344 | 1128.698 | 98.244 | 0.57 | 0.484 | 2.254 | 0.166 | 643.339 | 47.513 | 1.3914 | 2.254 | 0.166 | 3.1361 | 0.23097 | 0.57 | 0.48362 | 2209 | 5 | Dry Detention | 0.2 |  |  | TMDL | TMDL |  |  | 1202.6308 | 60607.871 | 142 | 20% | 20% | 0.62723 | 0.046194
24 | 4 | 0.042681 | 134 | 24 | 4 | IND | 14.4894 | 1.67 | 3647.149 | 420.469 | 0.223 | 0.111 | 3.227 | 0.185 | 812.227 | 46.466 | 0.042681 | 1.836 | 0.095 | 0.078362 | 0.0040547 | 0.127 | 0.056659 | 2210 | 5 | Dry Detention | 0.2 |  |  | TMDL | TMDL |  |  | 750.1523 | 32139.4381 | 134 | 20% | 20% | 0.015672 | 0.00081094
24 | 13 | 0.69514 | 141 | 24 | 13 | WET | 7.4495 | 0.68 | 3122.888 | 285.148 | 0.237 | 0.139 | 1.764 | 0.095 | 739.648 | 39.666 | 0.69514 | 1.023 | 0.049 | 0.71113 | 0.034062 | 0.137 | 0.072548 | 2210 | 5 | Dry Detention | 0.2 |  |  | TMDL | TMDL |  |  | 750.1523 | 32139.4381 | 141 | 20% | 20% | 0.14223 | 0.0068124
25 | 1 | 0.12953 | 142 | 25 | 1 | LDR | 3.9545 | 0.344 | 1128.698 | 98.244 | 0.57 | 0.484 | 2.254 | 0.166 | 643.339 | 47.513 | 0.12953 | 2.254 | 0.166 | 0.29197 | 0.021503 | 0.57 | 0.48362 | 2211 | 5 | Dry Detention | 0.2 |  |  | TMDL | TMDL |  |  | 334.1776 | 5642.4777 | 142 | 20% | 20% | 0.058394 | 0.0043005
30 | 1 | 0.79222 | 192 | 30 | 1 | LDR | 3.643 | 0.311 | 95.569 | 8.148 | 0.863 | 1.06 | 3.144 | 0.329 | 82.484 | 8.636 | 0.79222 | 3.144 | 0.308 | 2.4908 | 0.244 | 0.863 | 0.99054 | 2212 | 5 | Dry Detention | 0.2 |  |  | TMDL | TMDL |  |  | 1494.6568 | 65084.955 | 192 | 20% | 20% | 0.49815 | 0.048801
30 | 8 | 0.70193 | 195 | 30 | 8 | AGR | 6.6936 | 0.594 | 217.559 | 19.315 | 0.866 | 1.065 | 5.795 | 0.633 | 188.35 | 20.578 | 0.70193 | 5.795 | 0.592 | 4.0677 | 0.41554 | 0.866 | 0.9957 | 2212 | 5 | Dry Detention | 0.2 |  |  | TMDL | TMDL |  |  | 1494.6568 | 65084.955 | 195 | 20% | 20% | 0.81353 | 0.083108
24 | 1 | 0.78163 | 131 | 24 | 1 | LDR | 4.6601 | 0.367 | 900.974 | 71.038 | 0.233 | 0.12 | 1.086 | 0.044 | 210.047 | 8.502 | 0.78163 | 0.628 | 0.023 | 0.49086 | 0.017977 | 0.135 | 0.061741 | 2213 | 5 | Dry Detention | 0.2 |  |  | TMDL | TMDL |  |  | 1263.2013 | 61442.0579 | 131 | 20% | 20% | 0.098173 | 0.0035955
24 | 2 | 0.21654 | 132 | 24 | 2 | MDR | 9.1244 | 0.747 | 4998.613 | 409.165 | 0.231 | 0.117 | 2.111 | 0.087 | 1156.347 | 47.73 | 0.21654 | 1.216 | 0.045 | 0.26331 | 0.0097444 | 0.133 | 0.060038 | 2213 | 5 | Dry Detention | 0.2 |  |  | TMDL | TMDL |  |  | 1263.2013 | 61442.0579 | 132 | 20% | 20% | 0.052663 | 0.0019489
24 | 11 | 0.41235 | 139 | 24 | 11 | FOR | 1.8811 | 0.129 | 301.544 | 20.656 | 0.255 | 0.167 | 0.48 | 0.022 | 76.946 | 3.459 | 0.41235 | 0.284 | 0.011 | 0.11711 | 0.0045359 | 0.151 | 0.088801 | 2213 | 5 | Dry Detention | 0.2 |  |  | TMDL | TMDL |  |  | 1263.2013 | 61442.0579 | 139 | 20% | 20% | 0.023422 | 0.00090717
24 | 4 | 2.1677 | 134 | 24 | 4 | IND | 14.4894 | 1.67 | 3647.149 | 420.469 | 0.223 | 0.111 | 3.227 | 0.185 | 812.227 | 46.466 | 2.1677 | 1.836 | 0.095 | 3.9799 | 0.20593 | 0.127 | 0.056659 | 2214 | 5 | Dry Detention | 0.2 |  |  | TMDL | TMDL |  |  | 1914.9606 | 166107.0467 | 134 | 20% | 20% | 0.79599 | 0.041187
24 | 13 | 1.6456 | 141 | 24 | 13 | WET | 7.4495 | 0.68 | 3122.888 | 285.148 | 0.237 | 0.139 | 1.764 | 0.095 | 739.648 | 39.666 | 1.6456 | 1.023 | 0.049 | 1.6834 | 0.080633 | 0.137 | 0.072548 | 2214 | 5 | Dry Detention | 0.2 |  |  | TMDL | TMDL |  |  | 1914.9606 | 166107.0467 | 141 | 20% | 20% | 0.33669 | 0.016127
29 | 1 | 4.8654 | 183 | 29 | 1 | LDR | 2.5221 | 0.231 | 258.866 | 23.702 | 0.617 | 0.575 | 1.557 | 0.133 | 159.765 | 13.626 | 4.8654 | 1.557 | 0.133 | 7.5755 | 0.6471 | 0.617 | 0.57488 | 2215 | 5 | Dry Detention | 0.2 |  |  | TMDL | TMDL |  |  | 2313.2157 | 226946.833 | 183 | 20% | 20% | 1.5151 | 0.12942
29 | 9 | 0.21767 | 187 | 29 | 9 | AGT | 2.9669 | 0.273 | 230.306 | 21.219 | 0.636 | 0.597 | 1.887 | 0.163 | 146.452 | 12.675 | 0.21767 | 1.887 | 0.163 | 0.41075 | 0.03548 | 0.636 | 0.59737 | 2215 | 5 | Dry Detention | 0.2 |  |  | TMDL | TMDL |  |  | 2313.2157 | 226946.833 | 187 | 20% | 20% | 0.082149 | 0.0070961
29 | 11 | 0.12691 | 189 | 29 | 11 | FOR | 0.89594 | 0.07 | 55.503 | 4.309 | 0.644 | 0.607 | 0.577 | 0.042 | 35.732 | 2.615 | 0.12691 | 0.577 | 0.042 | 0.073226 | 0.0053301 | 0.644 | 0.60681 | 2215 | 5 | Dry Detention | 0.2 |  |  | TMDL | TMDL |  |  | 2313.2157 | 226946.833 | 189 | 20% | 20% | 0.014645 | 0.001066
24 | 2 | 1.1692 | 132 | 24 | 2 | MDR | 9.1244 | 0.747 | 4998.613 | 409.165 | 0.231 | 0.117 | 2.111 | 0.087 | 1156.347 | 47.73 | 1.1692 | 1.216 | 0.045 | 1.4218 | 0.052615 | 0.133 | 0.060038 | 2216 | 5 | Dry Detention | 0.2 |  |  | TMDL | TMDL |  |  | 6988.0046 | 1429215.8022 | 132 | 20% | 20% | 0.28436 | 0.010523
24 | 3 | 22.1196 | 133 | 24 | 3 | HDR | 20.209 | 2.142 | 4406.734 | 467.092 | 0.231 | 0.124 | 4.67 | 0.265 | 1018.363 | 57.887 | 22.1196 | 2.691 | 0.138 | 59.5237 | 3.0525 | 0.133 | 0.064241 | 2216 | 5 | Dry Detention | 0.2 |  |  | TMDL | TMDL |  |  | 6988.0046 | 1429215.8022 | 133 | 20% | 20% | 11.9047 | 0.6105
24 | 4 | 1.6238 | 134 | 24 | 4 | IND | 14.4894 | 1.67 | 3647.149 | 420.469 | 0.223 | 0.111 | 3.227 | 0.185 | 812.227 | 46.466 | 1.6238 | 1.836 | 0.095 | 2.9813 | 0.15426 | 0.127 | 0.056659 | 2216 | 5 | Dry Detention | 0.2 |  |  | TMDL | TMDL |  |  | 6988.0046 | 1429215.8022 | 134 | 20% | 20% | 0.59625 | 0.030852
24 | 10 | 0.074635 | 138 | 24 | 10 | RAN | 3.2235 | 0.227 | 64.259 | 4.534 | 0.246 | 0.141 | 0.794 | 0.032 | 15.834 | 0.639 | 0.074635 | 0.466 | 0.017 | 0.03478 | 0.0012688 | 0.144 | 0.073664 | 2216 | 5 | Dry Detention | 0.2 |  |  | TMDL | TMDL |  |  | 6988.0046 | 1429215.8022 | 138 | 20% | 20% | 0.006956 | 0.00025376
24 | 13 | 7.8232 | 141 | 24 | 13 | WET | 7.4495 | 0.68 | 3122.888 | 285.148 | 0.237 | 0.139 | 1.764 | 0.095 | 739.648 | 39.666 | 7.8232 | 1.023 | 0.049 | 8.0031 | 0.38334 | 0.137 | 0.072548 | 2216 | 5 | Dry Detention | 0.2 |  |  | TMDL | TMDL |  |  | 6988.0046 | 1429215.8022 | 141 | 20% | 20% | 1.6006 | 0.076667
29 | 1 | 0.33164 | 183 | 29 | 1 | LDR | 2.5221 | 0.231 | 258.866 | 23.702 | 0.617 | 0.575 | 1.557 | 0.133 | 159.765 | 13.626 | 0.33164 | 1.557 | 0.133 | 0.51637 | 0.044109 | 0.617 | 0.57488 | 2217 | 5 | Dry Detention | 0.2 |  |  | TMDL | TMDL |  |  | 509.9049 | 14941.3415 | 183 | 20% | 20% | 0.10327 | 0.0088217
29 | 11 | 0.011364 | 189 | 29 | 11 | FOR | 0.89594 | 0.07 | 55.503 | 4.309 | 0.644 | 0.607 | 0.577 | 0.042 | 35.732 | 2.615 | 0.011364 | 0.577 | 0.042 | 0.0065569 | 0.00047728 | 0.644 | 0.60681 | 2217 | 5 | Dry Detention | 0.2 |  |  | TMDL | TMDL |  |  | 509.9049 | 14941.3415 | 189 | 20% | 20% | 0.0013114 | 9.5456e-05
25 | 1 | 0.28532 | 142 | 25 | 1 | LDR | 3.9545 | 0.344 | 1128.698 | 98.244 | 0.57 | 0.484 | 2.254 | 0.166 | 643.339 | 47.513 | 0.28532 | 2.254 | 0.166 | 0.64312 | 0.047364 | 0.57 | 0.48362 | 2218 | 5 | Dry Detention | 0.2 |  |  | TMDL | TMDL |  |  | 447.9601 | 12436.9298 | 142 | 20% | 20% | 0.12862 | 0.0094727
25 | 9 | 0.00019112 | 149 | 25 | 9 | AGT | 4.9411 | 0.436 | 74.533 | 6.577 | 0.582 | 0.497 | 2.876 | 0.217 | 43.383 | 3.271 | 0.00019112 | 2.876 | 0.217 | 0.00054967 | 4.1474e-05 | 0.582 | 0.4973 | 2218 | 5 | Dry Detention | 0.2 |  |  | TMDL | TMDL |  |  | 447.9601 | 12436.9298 | 149 | 20% | 20% | 0.00010993 | 8.2947e-06
27 | 1 | 2.1725 | 160 | 27 | 1 | LDR | 3.5863 | 0.278 | 520.236 | 40.302 | 0.318 | 0.314 | 1.14 | 0.087 | 165.438 | 12.639 | 2.1725 | 1.14 | 0.087 | 2.4767 | 0.18901 | 0.318 | 0.31361 | 2219 | 5 | Dry Detention | 0.2 |  |  | TMDL | TMDL |  |  | 1588.0393 | 97044.7726 | 160 | 20% | 20% | 0.49534 | 0.037802
27 | 11 | 0.055216 | 168 | 27 | 11 | FOR | 1.1613 | 0.076 | 160.947 | 10.588 | 0.34 | 0.348 | 0.395 | 0.027 | 54.708 | 3.682 | 0.055216 | 0.395 | 0.027 | 0.02181 | 0.0014908 | 0.34 | 0.34778 | 2219 | 5 | Dry Detention | 0.2 |  |  | TMDL | TMDL |  |  | 1588.0393 | 97044.7726 | 168 | 20% | 20% | 0.004362 | 0.00029816
27 | 13 | 8.52e-05 | 170 | 27 | 13 | WET | 7.3681 | 0.61 | 1220.395 | 101.006 | 0.315 | 0.319 | 2.322 | 0.195 | 384.602 | 32.222 | 8.52e-05 | 2.322 | 0.195 | 0.00019784 | 1.6614e-05 | 0.315 | 0.31901 | 2219 | 5 | Dry Detention | 0.2 |  |  | TMDL | TMDL |  |  | 1588.0393 | 97044.7726 | 170 | 20% | 20% | 3.9567e-05 | 3.3228e-06
24 | 2 | 0.22843 | 132 | 24 | 2 | MDR | 9.1244 | 0.747 | 4998.613 | 409.165 | 0.231 | 0.117 | 2.111 | 0.087 | 1156.347 | 47.73 | 0.22843 | 1.216 | 0.045 | 0.27777 | 0.010279 | 0.133 | 0.060038 | 2220 | 5 | Dry Detention | 0.2 |  |  | TMDL | TMDL |  |  | 392.9779 | 9950.316 | 132 | 20% | 20% | 0.055554 | 0.0020559
24 | 4 | 0.00062507 | 134 | 24 | 4 | IND | 14.4894 | 1.67 | 3647.149 | 420.469 | 0.223 | 0.111 | 3.227 | 0.185 | 812.227 | 46.466 | 0.00062507 | 1.836 | 0.095 | 0.0011476 | 5.9381e-05 | 0.127 | 0.056659 | 2221 | 5 | Dry Detention | 0.2 |  |  | TMDL | TMDL |  |  | 796.5937 | 5443.0423 | 134 | 20% | 20% | 0.00022952 | 1.1876e-05
24 | 11 | 0.0047183 | 139 | 24 | 11 | FOR | 1.8811 | 0.129 | 301.544 | 20.656 | 0.255 | 0.167 | 0.48 | 0.022 | 76.946 | 3.459 | 0.0047183 | 0.284 | 0.011 | 0.00134 | 5.1902e-05 | 0.151 | 0.088801 | 2221 | 5 | Dry Detention | 0.2 |  |  | TMDL | TMDL |  |  | 796.5937 | 5443.0423 | 139 | 20% | 20% | 0.000268 | 1.038e-05
24 | 13 | 0.11961 | 141 | 24 | 13 | WET | 7.4495 | 0.68 | 3122.888 | 285.148 | 0.237 | 0.139 | 1.764 | 0.095 | 739.648 | 39.666 | 0.11961 | 1.023 | 0.049 | 0.12236 | 0.005861 | 0.137 | 0.072548 | 2221 | 5 | Dry Detention | 0.2 |  |  | TMDL | TMDL |  |  | 796.5937 | 5443.0423 | 141 | 20% | 20% | 0.024473 | 0.0011722
24 | 2 | 0.26732 | 132 | 24 | 2 | MDR | 9.1244 | 0.747 | 4998.613 | 409.165 | 0.231 | 0.117 | 2.111 | 0.087 | 1156.347 | 47.73 | 0.26732 | 1.216 | 0.045 | 0.32506 | 0.012029 | 0.133 | 0.060038 | 2222 | 5 | Dry Detention | 0.2 |  |  | TMDL | TMDL |  |  | 421.0081 | 11644.2 | 132 | 20% | 20% | 0.065011 | 0.0024058
24 | 2 | 0.19832 | 132 | 24 | 2 | MDR | 9.1244 | 0.747 | 4998.613 | 409.165 | 0.231 | 0.117 | 2.111 | 0.087 | 1156.347 | 47.73 | 0.19832 | 1.216 | 0.045 | 0.24115 | 0.0089242 | 0.133 | 0.060038 | 2223 | 5 | Dry Detention | 0.2 |  |  | TMDL | TMDL |  |  | 377.5449 | 8638.6221 | 132 | 20% | 20% | 0.048231 | 0.0017848
24 | 2 | 0.2276 | 132 | 24 | 2 | MDR | 9.1244 | 0.747 | 4998.613 | 409.165 | 0.231 | 0.117 | 2.111 | 0.087 | 1156.347 | 47.73 | 0.2276 | 1.216 | 0.045 | 0.27676 | 0.010242 | 0.133 | 0.060038 | 2224 | 5 | Dry Detention | 0.2 |  |  | TMDL | TMDL |  |  | 530.253 | 15562.468 | 132 | 20% | 20% | 0.055353 | 0.0020484
24 | 6 | 0.077836 | 135 | 24 | 6 | OPE | 4.2719 | 0.323 | 149.11 | 11.261 | 0.239 | 0.13 | 1.021 | 0.042 | 35.645 | 1.462 | 0.077836 | 0.594 | 0.022 | 0.046235 | 0.0017124 | 0.139 | 0.067473 | 2224 | 5 | Dry Detention | 0.2 |  |  | TMDL | TMDL |  |  | 530.253 | 15562.468 | 135 | 20% | 20% | 0.009247 | 0.00034248
24 | 10 | 0.051828 | 138 | 24 | 10 | RAN | 3.2235 | 0.227 | 64.259 | 4.534 | 0.246 | 0.141 | 0.794 | 0.032 | 15.834 | 0.639 | 0.051828 | 0.466 | 0.017 | 0.024152 | 0.00088108 | 0.144 | 0.073664 | 2224 | 5 | Dry Detention | 0.2 |  |  | TMDL | TMDL |  |  | 530.253 | 15562.468 | 138 | 20% | 20% | 0.0048304 | 0.00017622
24 | 2 | 1.5445 | 132 | 24 | 2 | MDR | 9.1244 | 0.747 | 4998.613 | 409.165 | 0.231 | 0.117 | 2.111 | 0.087 | 1156.347 | 47.73 | 1.5445 | 1.216 | 0.045 | 1.8781 | 0.069502 | 0.133 | 0.060038 | 2225 | 5 | Dry Detention | 0.2 |  |  | TMDL | TMDL |  |  | 1031.7987 | 67277.6534 | 132 | 20% | 20% | 0.37562 | 0.0139
25 | 4 | 8.7175 | 145 | 25 | 4 | IND | 11.7335 | 1.455 | 10291.696 | 1276.442 | 0.56 | 0.476 | 6.567 | 0.692 | 5759.832 | 606.958 | 8.7175 | 6.567 | 0.692 | 57.2481 | 6.0325 | 0.56 | 0.47551 | 2226 | 5 | Dry Detention | 0.2 |  |  | TMDL | TMDL |  |  | 4173.5377 | 379734.8822 | 145 | 20% | 20% | 11.4496 | 1.2065
25 | 4 | 0.0062572 | 145 | 25 | 4 | IND | 11.7335 | 1.455 | 10291.696 | 1276.442 | 0.56 | 0.476 | 6.567 | 0.692 | 5759.832 | 606.958 | 0.0062572 | 6.567 | 0.692 | 0.041091 | 0.00433 | 0.56 | 0.47551 | 2227 | 5 | Dry Detention | 0.2 |  |  | TMDL | TMDL |  |  | 293.5413 | 272.5615 | 145 | 20% | 20% | 0.0082182 | 0.00086599
25 | 4 | 1.5481 | 145 | 25 | 4 | IND | 11.7335 | 1.455 | 10291.696 | 1276.442 | 0.56 | 0.476 | 6.567 | 0.692 | 5759.832 | 606.958 | 1.5481 | 6.567 | 0.692 | 10.1665 | 1.0713 | 0.56 | 0.47551 | 2228 | 5 | Dry Detention | 0.2 |  |  | TMDL | TMDL |  |  | 1037.8995 | 67440.8645 | 145 | 20% | 20% | 2.0333 | 0.21426
25 | 13 | 0.00011419 | 153 | 25 | 13 | WET | 7.8742 | 0.753 | 6518.99 | 623.534 | 0.566 | 0.486 | 4.457 | 0.366 | 3690.224 | 302.997 | 0.00011419 | 4.457 | 0.366 | 0.00050894 | 4.1793e-05 | 0.566 | 0.48594 | 2228 | 5 | Dry Detention | 0.2 |  |  | TMDL | TMDL |  |  | 1037.8995 | 67440.8645 | 153 | 20% | 20% | 0.00010179 | 8.3586e-06
24 | 2 | 0.59368 | 132 | 24 | 2 | MDR | 9.1244 | 0.747 | 4998.613 | 409.165 | 0.231 | 0.117 | 2.111 | 0.087 | 1156.347 | 47.73 | 0.59368 | 1.216 | 0.045 | 0.72191 | 0.026716 | 0.133 | 0.060038 | 2229 | 5 | Dry Detention | 0.2 |  |  | TMDL | TMDL |  |  | 712.3573 | 25860.5752 | 132 | 20% | 20% | 0.14438 | 0.0053431
24 | 2 | 8.8982 | 132 | 24 | 2 | MDR | 9.1244 | 0.747 | 4998.613 | 409.165 | 0.231 | 0.117 | 2.111 | 0.087 | 1156.347 | 47.73 | 8.8982 | 1.216 | 0.045 | 10.8202 | 0.40042 | 0.133 | 0.060038 | 2230 | 5 | Dry Detention | 0.2 |  |  | TMDL | TMDL |  |  | 7006.3228 | 432967.0415 | 132 | 20% | 20% | 2.164 | 0.080084
24 | 3 | 0.034681 | 133 | 24 | 3 | HDR | 20.209 | 2.142 | 4406.734 | 467.092 | 0.231 | 0.124 | 4.67 | 0.265 | 1018.363 | 57.887 | 0.034681 | 2.691 | 0.138 | 0.093326 | 0.0047859 | 0.133 | 0.064241 | 2230 | 5 | Dry Detention | 0.2 |  |  | TMDL | TMDL |  |  | 7006.3228 | 432967.0415 | 133 | 20% | 20% | 0.018665 | 0.00095719
24 | 11 | 0.46247 | 139 | 24 | 11 | FOR | 1.8811 | 0.129 | 301.544 | 20.656 | 0.255 | 0.167 | 0.48 | 0.022 | 76.946 | 3.459 | 0.46247 | 0.284 | 0.011 | 0.13134 | 0.0050871 | 0.151 | 0.088801 | 2230 | 5 | Dry Detention | 0.2 |  |  | TMDL | TMDL |  |  | 7006.3228 | 432967.0415 | 139 | 20% | 20% | 0.026268 | 0.0010174
24 | 13 | 0.54423 | 141 | 24 | 13 | WET | 7.4495 | 0.68 | 3122.888 | 285.148 | 0.237 | 0.139 | 1.764 | 0.095 | 739.648 | 39.666 | 0.54423 | 1.023 | 0.049 | 0.55675 | 0.026667 | 0.137 | 0.072548 | 2230 | 5 | Dry Detention | 0.2 |  |  | TMDL | TMDL |  |  | 7006.3228 | 432967.0415 | 141 | 20% | 20% | 0.11135 | 0.0053335
25 | 4 | 15.6917 | 145 | 25 | 4 | IND | 11.7335 | 1.455 | 10291.696 | 1276.442 | 0.56 | 0.476 | 6.567 | 0.692 | 5759.832 | 606.958 | 15.6917 | 6.567 | 0.692 | 103.0474 | 10.8587 | 0.56 | 0.47551 | 2231 | 5 | Dry Detention | 0.2 |  |  | TMDL | TMDL |  |  | 4440.6256 | 821637.4667 | 145 | 20% | 20% | 20.6095 | 2.1717
25 | 10 | 0.084485 | 150 | 25 | 10 | RAN | 2.5824 | 0.2 | 114.046 | 8.816 | 0.581 | 0.496 | 1.5 | 0.099 | 66.261 | 4.37 | 0.084485 | 1.5 | 0.099 | 0.12673 | 0.0083641 | 0.581 | 0.49569 | 2231 | 5 | Dry Detention | 0.2 |  |  | TMDL | TMDL |  |  | 4440.6256 | 821637.4667 | 150 | 20% | 20% | 0.025346 | 0.0016728
25 | 11 | 2.5867 | 151 | 25 | 11 | FOR | 1.491 | 0.111 | 312.638 | 23.357 | 0.588 | 0.506 | 0.876 | 0.056 | 183.74 | 11.824 | 2.5867 | 0.876 | 0.056 | 2.2659 | 0.14485 | 0.588 | 0.50621 | 2231 | 5 | Dry Detention | 0.2 |  |  | TMDL | TMDL |  |  | 4440.6256 | 821637.4667 | 151 | 20% | 20% | 0.45319 | 0.028971
25 | 13 | 0.49941 | 153 | 25 | 13 | WET | 7.8742 | 0.753 | 6518.99 | 623.534 | 0.566 | 0.486 | 4.457 | 0.366 | 3690.224 | 302.997 | 0.49941 | 4.457 | 0.366 | 2.2259 | 0.18279 | 0.566 | 0.48594 | 2231 | 5 | Dry Detention | 0.2 |  |  | TMDL | TMDL |  |  | 4440.6256 | 821637.4667 | 153 | 20% | 20% | 0.44518 | 0.036557
24 | 1 | 2.0404 | 131 | 24 | 1 | LDR | 4.6601 | 0.367 | 900.974 | 71.038 | 0.233 | 0.12 | 1.086 | 0.044 | 210.047 | 8.502 | 2.0404 | 0.628 | 0.023 | 1.2814 | 0.04693 | 0.135 | 0.061741 | 2232 | 5 | Dry Detention | 0.2 |  |  | TMDL | TMDL |  |  | 1325.7559 | 92529.6542 | 131 | 20% | 20% | 0.25628 | 0.0093861
24 | 11 | 0.029024 | 139 | 24 | 11 | FOR | 1.8811 | 0.129 | 301.544 | 20.656 | 0.255 | 0.167 | 0.48 | 0.022 | 76.946 | 3.459 | 0.029024 | 0.284 | 0.011 | 0.0082428 | 0.00031926 | 0.151 | 0.088801 | 2232 | 5 | Dry Detention | 0.2 |  |  | TMDL | TMDL |  |  | 1325.7559 | 92529.6542 | 139 | 20% | 20% | 0.0016486 | 6.3853e-05
24 | 12 | 0.042642 | 140 | 24 | 12 | WAT | 0.32312 | 0.017 | 72.968 | 3.927 | 0.246 | 0.138 | 0.079 | 0.002 | 17.927 | 0.543 | 0.042642 | 0.047 | 0.001 | 0.0020042 | 4.2642e-05 | 0.146 | 0.072263 | 2232 | 5 | Dry Detention | 0.2 |  |  | TMDL | TMDL |  |  | 1325.7559 | 92529.6542 | 140 | 20% | 20% | 0.00040084 | 8.5285e-06
24 | 13 | 0.012085 | 141 | 24 | 13 | WET | 7.4495 | 0.68 | 3122.888 | 285.148 | 0.237 | 0.139 | 1.764 | 0.095 | 739.648 | 39.666 | 0.012085 | 1.023 | 0.049 | 0.012363 | 0.00059214 | 0.137 | 0.072548 | 2232 | 5 | Dry Detention | 0.2 |  |  | TMDL | TMDL |  |  | 1325.7559 | 92529.6542 | 141 | 20% | 20% | 0.0024725 | 0.00011843
24 | 2 | 0.19755 | 132 | 24 | 2 | MDR | 9.1244 | 0.747 | 4998.613 | 409.165 | 0.231 | 0.117 | 2.111 | 0.087 | 1156.347 | 47.73 | 0.19755 | 1.216 | 0.045 | 0.24022 | 0.0088898 | 0.133 | 0.060038 | 2233 | 5 | Dry Detention | 0.2 |  |  | TMDL | TMDL |  |  | 378.4049 | 8605.3124 | 132 | 20% | 20% | 0.048045 | 0.001778
28 | 4 | 21.5583 | 174 | 28 | 4 | IND | 12.6546 | 1.573 | 1189.071 | 147.816 | 0.717 | 0.684 | 9.068 | 1.076 | 852.033 | 101.086 | 21.5583 | 9.068 | 1.076 | 195.4904 | 23.1967 | 0.717 | 0.68387 | 2234 | 5 | Dry Detention | 0.2 |  |  | TMDL | TMDL |  |  | 4573.8171 | 970402.2992 | 174 | 20% | 20% | 39.0981 | 4.6393
28 | 7 | 0.0020732 | 176 | 28 | 7 | PAS | 6.9444 | 0.618 | 1550.51 | 137.995 | 0.738 | 0.706 | 5.126 | 0.437 | 1144.572 | 97.463 | 0.0020732 | 5.126 | 0.437 | 0.010627 | 0.00090601 | 0.738 | 0.70628 | 2234 | 5 | Dry Detention | 0.2 |  |  | TMDL | TMDL |  |  | 4573.8171 | 970402.2992 | 176 | 20% | 20% | 0.0021255 | 0.0001812
28 | 10 | 0.014165 | 179 | 28 | 10 | RAN | 2.6437 | 0.209 | 286.282 | 22.595 | 0.74 | 0.707 | 1.957 | 0.148 | 211.906 | 15.983 | 0.014165 | 1.957 | 0.148 | 0.02772 | 0.0020964 | 0.74 | 0.70734 | 2234 | 5 | Dry Detention | 0.2 |  |  | TMDL | TMDL |  |  | 4573.8171 | 970402.2992 | 179 | 20% | 20% | 0.0055441 | 0.00041927
28 | 12 | 0.70285 | 181 | 28 | 12 | WAT | 0.45296 | 0.031 | 39.118 | 2.687 | 0.742 | 0.707 | 0.336 | 0.022 | 29.021 | 1.899 | 0.70285 | 0.336 | 0.022 | 0.23616 | 0.015463 | 0.742 | 0.70665 | 2234 | 5 | Dry Detention | 0.2 |  |  | TMDL | TMDL |  |  | 4573.8171 | 970402.2992 | 181 | 20% | 20% | 0.047232 | 0.0030925
28 | 13 | 0.00010333 | 182 | 28 | 13 | WET | 5.0183 | 0.46 | 2409.878 | 221.054 | 0.74 | 0.714 | 3.715 | 0.329 | 1784.191 | 157.771 | 0.00010333 | 3.715 | 0.329 | 0.00038388 | 3.3997e-05 | 0.74 | 0.71372 | 2234 | 5 | Dry Detention | 0.2 |  |  | TMDL | TMDL |  |  | 4573.8171 | 970402.2992 | 182 | 20% | 20% | 7.6777e-05 | 6.7993e-06
28 | 3 | 0.0042841 | 173 | 28 | 3 | HDR | 17.521 | 1.972 | 2523.412 | 284.074 | 0.726 | 0.694 | 12.728 | 1.368 | 1833.126 | 197.069 | 0.0042841 | 12.728 | 1.368 | 0.054528 | 0.0058607 | 0.726 | 0.69372 | 2235 | 5 | Dry Detention | 0.2 |  |  | TMDL | TMDL |  |  | 4812.2257 | 1045229.6842 | 173 | 20% | 20% | 0.010906 | 0.0011721
28 | 4 | 20.1544 | 174 | 28 | 4 | IND | 12.6546 | 1.573 | 1189.071 | 147.816 | 0.717 | 0.684 | 9.068 | 1.076 | 852.033 | 101.086 | 20.1544 | 9.068 | 1.076 | 182.7605 | 21.6862 | 0.717 | 0.68387 | 2235 | 5 | Dry Detention | 0.2 |  |  | TMDL | TMDL |  |  | 4812.2257 | 1045229.6842 | 174 | 20% | 20% | 36.5521 | 4.3372
28 | 11 | 0.61366 | 180 | 28 | 11 | FOR | 1.5853 | 0.119 | 466.751 | 35.171 | 0.747 | 0.714 | 1.184 | 0.085 | 348.649 | 25.116 | 0.61366 | 1.184 | 0.085 | 0.72658 | 0.052161 | 0.747 | 0.7141 | 2235 | 5 | Dry Detention | 0.2 |  |  | TMDL | TMDL |  |  | 4812.2257 | 1045229.6842 | 180 | 20% | 20% | 0.14532 | 0.010432
28 | 13 | 3.2229 | 182 | 28 | 13 | WET | 5.0183 | 0.46 | 2409.878 | 221.054 | 0.74 | 0.714 | 3.715 | 0.329 | 1784.191 | 157.771 | 3.2229 | 3.715 | 0.329 | 11.973 | 1.0603 | 0.74 | 0.71372 | 2235 | 5 | Dry Detention | 0.2 |  |  | TMDL | TMDL |  |  | 4812.2257 | 1045229.6842 | 182 | 20% | 20% | 2.3946 | 0.21207
27 | 1 | 2.1662 | 160 | 27 | 1 | LDR | 3.5863 | 0.278 | 520.236 | 40.302 | 0.318 | 0.314 | 1.14 | 0.087 | 165.438 | 12.639 | 2.1662 | 1.14 | 0.087 | 2.4695 | 0.18846 | 0.318 | 0.31361 | 2236 | 5 | Dry Detention | 0.2 |  |  | TMDL | TMDL |  |  | 1575.7432 | 96755.3041 | 160 | 20% | 20% | 0.4939 | 0.037692
27 | 11 | 0.054978 | 168 | 27 | 11 | FOR | 1.1613 | 0.076 | 160.947 | 10.588 | 0.34 | 0.348 | 0.395 | 0.027 | 54.708 | 3.682 | 0.054978 | 0.395 | 0.027 | 0.021716 | 0.0014844 | 0.34 | 0.34778 | 2236 | 5 | Dry Detention | 0.2 |  |  | TMDL | TMDL |  |  | 1575.7432 | 96755.3041 | 168 | 20% | 20% | 0.0043432 | 0.00029688
24 | 2 | 0.42357 | 132 | 24 | 2 | MDR | 9.1244 | 0.747 | 4998.613 | 409.165 | 0.231 | 0.117 | 2.111 | 0.087 | 1156.347 | 47.73 | 0.42357 | 1.216 | 0.045 | 0.51506 | 0.019061 | 0.133 | 0.060038 | 2237 | 5 | Dry Detention | 0.2 |  |  | TMDL | TMDL |  |  | 549.9421 | 18450.7122 | 132 | 20% | 20% | 0.10301 | 0.0038121
24 | 2 | 0.1821 | 132 | 24 | 2 | MDR | 9.1244 | 0.747 | 4998.613 | 409.165 | 0.231 | 0.117 | 2.111 | 0.087 | 1156.347 | 47.73 | 0.1821 | 1.216 | 0.045 | 0.22143 | 0.0081943 | 0.133 | 0.060038 | 2238 | 5 | Dry Detention | 0.2 |  |  | TMDL | TMDL |  |  | 396.7285 | 9197.4624 | 132 | 20% | 20% | 0.044286 | 0.0016389
24 | 6 | 0.02905 | 135 | 24 | 6 | OPE | 4.2719 | 0.323 | 149.11 | 11.261 | 0.239 | 0.13 | 1.021 | 0.042 | 35.645 | 1.462 | 0.02905 | 0.594 | 0.022 | 0.017256 | 0.00063909 | 0.139 | 0.067473 | 2238 | 5 | Dry Detention | 0.2 |  |  | TMDL | TMDL |  |  | 396.7285 | 9197.4624 | 135 | 20% | 20% | 0.0034511 | 0.00012782
24 | 3 | 0.0048954 | 133 | 24 | 3 | HDR | 20.209 | 2.142 | 4406.734 | 467.092 | 0.231 | 0.124 | 4.67 | 0.265 | 1018.363 | 57.887 | 0.0048954 | 2.691 | 0.138 | 0.013173 | 0.00067556 | 0.133 | 0.064241 | 2239 | 5 | Dry Detention | 0.2 |  |  | TMDL | TMDL |  |  | 228.7348 | 213.2424 | 133 | 20% | 20% | 0.0026347 | 0.00013511
27 | 11 | 4.0892e-06 | 168 | 27 | 11 | FOR | 1.1613 | 0.076 | 160.947 | 10.588 | 0.34 | 0.348 | 0.395 | 0.027 | 54.708 | 3.682 | 4.0892e-06 | 0.395 | 0.027 | 1.6152e-06 | 1.1041e-07 | 0.34 | 0.34778 | 2240 | 5 | Dry Detention | 0.2 |  |  | TMDL | TMDL |  |  | 322.1028 | 3582.6673 | 168 | 20% | 20% | 3.2305e-07 | 2.2082e-08
28 | 4 | 0.00057415 | 174 | 28 | 4 | IND | 12.6546 | 1.573 | 1189.071 | 147.816 | 0.717 | 0.684 | 9.068 | 1.076 | 852.033 | 101.086 | 0.00057415 | 9.068 | 1.076 | 0.0052064 | 0.00061779 | 0.717 | 0.68387 | 2240 | 5 | Dry Detention | 0.2 |  |  | TMDL | TMDL |  |  | 322.1028 | 3582.6673 | 174 | 20% | 20% | 0.0010413 | 0.00012356
28 | 11 | 0.081669 | 180 | 28 | 11 | FOR | 1.5853 | 0.119 | 466.751 | 35.171 | 0.747 | 0.714 | 1.184 | 0.085 | 348.649 | 25.116 | 0.081669 | 1.184 | 0.085 | 0.096696 | 0.0069418 | 0.747 | 0.7141 | 2240 | 5 | Dry Detention | 0.2 |  |  | TMDL | TMDL |  |  | 322.1028 | 3582.6673 | 180 | 20% | 20% | 0.019339 | 0.0013884
24 | 3 | 2.5323 | 133 | 24 | 3 | HDR | 20.209 | 2.142 | 4406.734 | 467.092 | 0.231 | 0.124 | 4.67 | 0.265 | 1018.363 | 57.887 | 2.5323 | 2.691 | 0.138 | 6.8145 | 0.34946 | 0.133 | 0.064241 | 2241 | 5 | Dry Detention | 0.2 |  |  | TMDL | TMDL |  |  | 3982.9068 | 582654.9116 | 133 | 20% | 20% | 1.3629 | 0.069892
24 | 4 | 9.9328 | 134 | 24 | 4 | IND | 14.4894 | 1.67 | 3647.149 | 420.469 | 0.223 | 0.111 | 3.227 | 0.185 | 812.227 | 46.466 | 9.9328 | 1.836 | 0.095 | 18.2367 | 0.94362 | 0.127 | 0.056659 | 2241 | 5 | Dry Detention | 0.2 |  |  | TMDL | TMDL |  |  | 3982.9068 | 582654.9116 | 134 | 20% | 20% | 3.6473 | 0.18872
24 | 11 | 0.02354 | 139 | 24 | 11 | FOR | 1.8811 | 0.129 | 301.544 | 20.656 | 0.255 | 0.167 | 0.48 | 0.022 | 76.946 | 3.459 | 0.02354 | 0.284 | 0.011 | 0.0066854 | 0.00025894 | 0.151 | 0.088801 | 2241 | 5 | Dry Detention | 0.2 |  |  | TMDL | TMDL |  |  | 3982.9068 | 582654.9116 | 139 | 20% | 20% | 0.0013371 | 5.1789e-05
24 | 13 | 0.88729 | 141 | 24 | 13 | WET | 7.4495 | 0.68 | 3122.888 | 285.148 | 0.237 | 0.139 | 1.764 | 0.095 | 739.648 | 39.666 | 0.88729 | 1.023 | 0.049 | 0.9077 | 0.043477 | 0.137 | 0.072548 | 2241 | 5 | Dry Detention | 0.2 |  |  | TMDL | TMDL |  |  | 3982.9068 | 582654.9116 | 141 | 20% | 20% | 0.18154 | 0.0086955
25 | 4 | 1.1144 | 145 | 25 | 4 | IND | 11.7335 | 1.455 | 10291.696 | 1276.442 | 0.56 | 0.476 | 6.567 | 0.692 | 5759.832 | 606.958 | 1.1144 | 6.567 | 0.692 | 7.318 | 0.77114 | 0.56 | 0.47551 | 2242 | 5 | Dry Detention | 0.2 |  |  | TMDL | TMDL |  |  | 872.6376 | 48541.4329 | 145 | 20% | 20% | 1.4636 | 0.15423
25 | 1 | 0.53528 | 142 | 25 | 1 | LDR | 3.9545 | 0.344 | 1128.698 | 98.244 | 0.57 | 0.484 | 2.254 | 0.166 | 643.339 | 47.513 | 0.53528 | 2.254 | 0.166 | 1.2065 | 0.088857 | 0.57 | 0.48362 | 2243 | 5 | Dry Detention | 0.2 |  |  | TMDL | TMDL |  |  | 624.922 | 23316.8161 | 142 | 20% | 20% | 0.24131 | 0.017771
30 | 1 | 0.93897 | 192 | 30 | 1 | LDR | 3.643 | 0.311 | 95.569 | 8.148 | 0.863 | 1.06 | 3.144 | 0.329 | 82.484 | 8.636 | 0.93897 | 3.144 | 0.308 | 2.9521 | 0.2892 | 0.863 | 0.99054 | 2244 | 5 | Dry Detention | 0.2 |  |  | TMDL | TMDL |  |  | 1150.8769 | 41337.2415 | 192 | 20% | 20% | 0.59042 | 0.05784
30 | 4 | 0.010009 | 193 | 30 | 4 | IND | 11.0583 | 1.322 | 303.121 | 36.235 | 0.86 | 1.054 | 9.514 | 1.394 | 260.793 | 38.209 | 0.010009 | 9.514 | 1.303 | 0.095229 | 0.013042 | 0.86 | 0.98549 | 2244 | 5 | Dry Detention | 0.2 |  |  | TMDL | TMDL |  |  | 1150.8769 | 41337.2415 | 193 | 20% | 20% | 0.019046 | 0.0026084
24 | 2 | 0.31447 | 132 | 24 | 2 | MDR | 9.1244 | 0.747 | 4998.613 | 409.165 | 0.231 | 0.117 | 2.111 | 0.087 | 1156.347 | 47.73 | 0.31447 | 1.216 | 0.045 | 0.38239 | 0.014151 | 0.133 | 0.060038 | 2245 | 5 | Dry Detention | 0.2 |  |  | TMDL | TMDL |  |  | 481.0512 | 13698.1665 | 132 | 20% | 20% | 0.076479 | 0.0028302
28 | 1 | 4.3942 | 171 | 28 | 1 | LDR | 4.4144 | 0.393 | 411.071 | 36.639 | 0.729 | 0.695 | 3.217 | 0.273 | 299.59 | 25.46 | 4.3942 | 3.217 | 0.273 | 14.1361 | 1.1996 | 0.729 | 0.69488 | 2246 | 5 | Dry Detention | 0.2 |  |  | TMDL | TMDL |  |  | 1750.9281 | 191423.4442 | 171 | 20% | 20% | 2.8272 | 0.23992
28 | 4 | 0.00029687 | 174 | 28 | 4 | IND | 12.6546 | 1.573 | 1189.071 | 147.816 | 0.717 | 0.684 | 9.068 | 1.076 | 852.033 | 101.086 | 0.00029687 | 9.068 | 1.076 | 0.0026921 | 0.00031944 | 0.717 | 0.68387 | 2246 | 5 | Dry Detention | 0.2 |  |  | TMDL | TMDL |  |  | 1750.9281 | 191423.4442 | 174 | 20% | 20% | 0.00053841 | 6.3887e-05
25 | 4 | 0.0078447 | 145 | 25 | 4 | IND | 11.7335 | 1.455 | 10291.696 | 1276.442 | 0.56 | 0.476 | 6.567 | 0.692 | 5759.832 | 606.958 | 0.0078447 | 6.567 | 0.692 | 0.051516 | 0.0054285 | 0.56 | 0.47551 | 2247 | 5 | Dry Detention | 0.2 |  |  | TMDL | TMDL |  |  | 176.489 | 341.7146 | 145 | 20% | 20% | 0.010303 | 0.0010857
25 | 1 | 0.28775 | 142 | 25 | 1 | LDR | 3.9545 | 0.344 | 1128.698 | 98.244 | 0.57 | 0.484 | 2.254 | 0.166 | 643.339 | 47.513 | 0.28775 | 2.254 | 0.166 | 0.6486 | 0.047767 | 0.57 | 0.48362 | 2248 | 5 | Dry Detention | 0.2 |  |  | TMDL | TMDL |  |  | 454.6913 | 12534.5111 | 142 | 20% | 20% | 0.12972 | 0.0095534
25 | 1 | 0.19924 | 142 | 25 | 1 | LDR | 3.9545 | 0.344 | 1128.698 | 98.244 | 0.57 | 0.484 | 2.254 | 0.166 | 643.339 | 47.513 | 0.19924 | 2.254 | 0.166 | 0.44908 | 0.033073 | 0.57 | 0.48362 | 2249 | 5 | Dry Detention | 0.2 |  |  | TMDL | TMDL |  |  | 399.1253 | 8678.6858 | 142 | 20% | 20% | 0.089816 | 0.0066146
25 | 4 | 5.9671 | 145 | 25 | 4 | IND | 11.7335 | 1.455 | 10291.696 | 1276.442 | 0.56 | 0.476 | 6.567 | 0.692 | 5759.832 | 606.958 | 5.9671 | 6.567 | 0.692 | 39.1861 | 4.1293 | 0.56 | 0.47551 | 2250 | 5 | Dry Detention | 0.2 |  |  | TMDL | TMDL |  |  | 2970.1911 | 328168.0863 | 145 | 20% | 20% | 7.8372 | 0.82585
25 | 10 | 1.0102 | 150 | 25 | 10 | RAN | 2.5824 | 0.2 | 114.046 | 8.816 | 0.581 | 0.496 | 1.5 | 0.099 | 66.261 | 4.37 | 1.0102 | 1.5 | 0.099 | 1.5153 | 0.10001 | 0.581 | 0.49569 | 2250 | 5 | Dry Detention | 0.2 |  |  | TMDL | TMDL |  |  | 2970.1911 | 328168.0863 | 150 | 20% | 20% | 0.30305 | 0.020002
25 | 13 | 0.55643 | 153 | 25 | 13 | WET | 7.8742 | 0.753 | 6518.99 | 623.534 | 0.566 | 0.486 | 4.457 | 0.366 | 3690.224 | 302.997 | 0.55643 | 4.457 | 0.366 | 2.48 | 0.20365 | 0.566 | 0.48594 | 2250 | 5 | Dry Detention | 0.2 |  |  | TMDL | TMDL |  |  | 2970.1911 | 328168.0863 | 153 | 20% | 20% | 0.496 | 0.040731
24 | 13 | 0.16376 | 141 | 24 | 13 | WET | 7.4495 | 0.68 | 3122.888 | 285.148 | 0.237 | 0.139 | 1.764 | 0.095 | 739.648 | 39.666 | 0.16376 | 1.023 | 0.049 | 0.16752 | 0.008024 | 0.137 | 0.072548 | 2251 | 5 | Dry Detention | 0.2 |  |  | TMDL | TMDL |  |  | 992.3846 | 7133.1583 | 141 | 20% | 20% | 0.033504 | 0.0016048
24 | 2 | 0.041702 | 132 | 24 | 2 | MDR | 9.1244 | 0.747 | 4998.613 | 409.165 | 0.231 | 0.117 | 2.111 | 0.087 | 1156.347 | 47.73 | 0.041702 | 1.216 | 0.045 | 0.050709 | 0.0018766 | 0.133 | 0.060038 | 2252 | 5 | Dry Detention | 0.2 |  |  | TMDL | TMDL |  |  | 2299.1549 | 324824.2101 | 132 | 20% | 20% | 0.010142 | 0.00037532
24 | 3 | 5.3266 | 133 | 24 | 3 | HDR | 20.209 | 2.142 | 4406.734 | 467.092 | 0.231 | 0.124 | 4.67 | 0.265 | 1018.363 | 57.887 | 5.3266 | 2.691 | 0.138 | 14.3339 | 0.73507 | 0.133 | 0.064241 | 2252 | 5 | Dry Detention | 0.2 |  |  | TMDL | TMDL |  |  | 2299.1549 | 324824.2101 | 133 | 20% | 20% | 2.8668 | 0.14701
24 | 11 | 0.0037396 | 139 | 24 | 11 | FOR | 1.8811 | 0.129 | 301.544 | 20.656 | 0.255 | 0.167 | 0.48 | 0.022 | 76.946 | 3.459 | 0.0037396 | 0.284 | 0.011 | 0.001062 | 4.1135e-05 | 0.151 | 0.088801 | 2252 | 5 | Dry Detention | 0.2 |  |  | TMDL | TMDL |  |  | 2299.1549 | 324824.2101 | 139 | 20% | 20% | 0.00021241 | 8.2271e-06
24 | 13 | 2.0849 | 141 | 24 | 13 | WET | 7.4495 | 0.68 | 3122.888 | 285.148 | 0.237 | 0.139 | 1.764 | 0.095 | 739.648 | 39.666 | 2.0849 | 1.023 | 0.049 | 2.1329 | 0.10216 | 0.137 | 0.072548 | 2252 | 5 | Dry Detention | 0.2 |  |  | TMDL | TMDL |  |  | 2299.1549 | 324824.2101 | 141 | 20% | 20% | 0.42658 | 0.020432
25 | 3 | 0.013637 | 144 | 25 | 3 | HDR | 16.4429 | 1.856 | 5216.46 | 588.853 | 0.568 | 0.484 | 9.341 | 0.899 | 2963.468 | 285.237 | 0.013637 | 9.341 | 0.899 | 0.12738 | 0.01226 | 0.568 | 0.48439 | 2253 | 5 | Dry Detention | 0.2 |  |  | TMDL | TMDL |  |  | 450.0957 | 949.4883 | 144 | 20% | 20% | 0.025477 | 0.0024519
25 | 10 | 0.0081603 | 150 | 25 | 10 | RAN | 2.5824 | 0.2 | 114.046 | 8.816 | 0.581 | 0.496 | 1.5 | 0.099 | 66.261 | 4.37 | 0.0081603 | 1.5 | 0.099 | 0.01224 | 0.00080786 | 0.581 | 0.49569 | 2253 | 5 | Dry Detention | 0.2 |  |  | TMDL | TMDL |  |  | 450.0957 | 949.4883 | 150 | 20% | 20% | 0.0024481 | 0.00016157
28 | 1 | 1.9696 | 171 | 28 | 1 | LDR | 4.4144 | 0.393 | 411.071 | 36.639 | 0.729 | 0.695 | 3.217 | 0.273 | 299.59 | 25.46 | 1.9696 | 3.217 | 0.273 | 6.3361 | 0.53769 | 0.729 | 0.69488 | 2254 | 5 | Dry Detention | 0.2 |  |  | TMDL | TMDL |  |  | 1292.5722 | 85793.5285 | 171 | 20% | 20% | 1.2672 | 0.10754
24 | 3 | 6.741 | 133 | 24 | 3 | HDR | 20.209 | 2.142 | 4406.734 | 467.092 | 0.231 | 0.124 | 4.67 | 0.265 | 1018.363 | 57.887 | 6.741 | 2.691 | 0.138 | 18.14 | 0.93026 | 0.133 | 0.064241 | 2255 | 5 | Dry Detention | 0.2 |  |  | TMDL | TMDL |  |  | 4226.239 | 293636.6951 | 133 | 20% | 20% | 3.628 | 0.18605
24 | 3 | 3.572 | 133 | 24 | 3 | HDR | 20.209 | 2.142 | 4406.734 | 467.092 | 0.231 | 0.124 | 4.67 | 0.265 | 1018.363 | 57.887 | 3.572 | 2.691 | 0.138 | 9.6122 | 0.49293 | 0.133 | 0.064241 | 2256 | 5 | Dry Detention | 0.2 |  |  | TMDL | TMDL |  |  | 1986.1485 | 155594.4239 | 133 | 20% | 20% | 1.9224 | 0.098586
29 | 1 | 0.59585 | 183 | 29 | 1 | LDR | 2.5221 | 0.231 | 258.866 | 23.702 | 0.617 | 0.575 | 1.557 | 0.133 | 159.765 | 13.626 | 0.59585 | 1.557 | 0.133 | 0.92773 | 0.079248 | 0.617 | 0.57488 | 2257 | 5 | Dry Detention | 0.2 |  |  | TMDL | TMDL |  |  | 649.4684 | 25954.9681 | 183 | 20% | 20% | 0.18555 | 0.01585
24 | 2 | 0.1895 | 132 | 24 | 2 | MDR | 9.1244 | 0.747 | 4998.613 | 409.165 | 0.231 | 0.117 | 2.111 | 0.087 | 1156.347 | 47.73 | 0.1895 | 1.216 | 0.045 | 0.23043 | 0.0085274 | 0.133 | 0.060038 | 2258 | 5 | Dry Detention | 0.2 |  |  | TMDL | TMDL |  |  | 365.7763 | 8254.5326 | 132 | 20% | 20% | 0.046086 | 0.0017055
25 | 4 | 2.462 | 145 | 25 | 4 | IND | 11.7335 | 1.455 | 10291.696 | 1276.442 | 0.56 | 0.476 | 6.567 | 0.692 | 5759.832 | 606.958 | 2.462 | 6.567 | 0.692 | 16.1678 | 1.7037 | 0.56 | 0.47551 | 2259 | 5 | Dry Detention | 0.2 |  |  | TMDL | TMDL |  |  | 1404.2114 | 115553.3663 | 145 | 20% | 20% | 3.2336 | 0.34074
25 | 10 | 0.015975 | 150 | 25 | 10 | RAN | 2.5824 | 0.2 | 114.046 | 8.816 | 0.581 | 0.496 | 1.5 | 0.099 | 66.261 | 4.37 | 0.015975 | 1.5 | 0.099 | 0.023962 | 0.0015815 | 0.581 | 0.49569 | 2259 | 5 | Dry Detention | 0.2 |  |  | TMDL | TMDL |  |  | 1404.2114 | 115553.3663 | 150 | 20% | 20% | 0.0047924 | 0.0003163
25 | 13 | 0.1748 | 153 | 25 | 13 | WET | 7.8742 | 0.753 | 6518.99 | 623.534 | 0.566 | 0.486 | 4.457 | 0.366 | 3690.224 | 302.997 | 0.1748 | 4.457 | 0.366 | 0.77907 | 0.063975 | 0.566 | 0.48594 | 2259 | 5 | Dry Detention | 0.2 |  |  | TMDL | TMDL |  |  | 1404.2114 | 115553.3663 | 153 | 20% | 20% | 0.15581 | 0.012795
25 | 3 | 0.011112 | 144 | 25 | 3 | HDR | 16.4429 | 1.856 | 5216.46 | 588.853 | 0.568 | 0.484 | 9.341 | 0.899 | 2963.468 | 285.237 | 0.011112 | 9.341 | 0.899 | 0.10379 | 0.0099893 | 0.568 | 0.48439 | 2260 | 5 | Dry Detention | 0.2 |  |  | TMDL | TMDL |  |  | 262.0067 | 663.36 | 144 | 20% | 20% | 0.020759 | 0.0019979
25 | 10 | 0.0041171 | 150 | 25 | 10 | RAN | 2.5824 | 0.2 | 114.046 | 8.816 | 0.581 | 0.496 | 1.5 | 0.099 | 66.261 | 4.37 | 0.0041171 | 1.5 | 0.099 | 0.0061757 | 0.00040759 | 0.581 | 0.49569 | 2260 | 5 | Dry Detention | 0.2 |  |  | TMDL | TMDL |  |  | 262.0067 | 663.36 | 150 | 20% | 20% | 0.0012351 | 8.1519e-05
29 | 1 | 4.5121 | 183 | 29 | 1 | LDR | 2.5221 | 0.231 | 258.866 | 23.702 | 0.617 | 0.575 | 1.557 | 0.133 | 159.765 | 13.626 | 4.5121 | 1.557 | 0.133 | 7.0253 | 0.60011 | 0.617 | 0.57488 | 2261 | 5 | Dry Detention | 0.2 |  |  | TMDL | TMDL |  |  | 1875.1557 | 196549.7208 | 183 | 20% | 20% | 1.4051 | 0.12002
29 | 8 | 9.7191e-05 | 186 | 29 | 8 | AGR | 4.6855 | 0.443 | 128.19 | 12.122 | 0.636 | 0.598 | 2.979 | 0.265 | 81.491 | 7.25 | 9.7191e-05 | 2.979 | 0.265 | 0.00028953 | 2.5756e-05 | 0.636 | 0.5981 | 2261 | 5 | Dry Detention | 0.2 |  |  | TMDL | TMDL |  |  | 1875.1557 | 196549.7208 | 186 | 20% | 20% | 5.7906e-05 | 5.1511e-06
22 | 3 | 0.0012696 | 111 | 22 | 3 | HDR | 15.2243 | 1.119 | 381.404 | 28.042 | 0.499 | 0.592 | 7.591 | 0.662 | 190.166 | 16.591 | 0.0012696 | 6.804 | 0.604 | 0.0086386 | 0.00076686 | 0.447 | 0.53972 | 2425 | 5 | Dry Detention | 0.2 | Lake Mary | Lake Mary: Existing Dry Pond | Existing Update | Existing-Update | Digitized by Lake Mary 1/2009 |  | 153.1113 | 884.1735 | 111 | 20% | 20% | 0.0017277 | 0.00015337
22 | 4 | 0.019028 | 112 | 22 | 4 | IND | 10.2535 | 0.86 | 3096.286 | 259.79 | 0.49 | 0.583 | 5.026 | 0.501 | 1517.698 | 151.395 | 0.019028 | 4.495 | 0.457 | 0.085532 | 0.0086959 | 0.438 | 0.53064 | 2425 | 5 | Dry Detention | 0.2 | Lake Mary | Lake Mary: Existing Dry Pond | Existing Update | Existing-Update | Digitized by Lake Mary 1/2009 |  | 153.1113 | 884.1735 | 112 | 20% | 20% | 0.017106 | 0.0017392
18 | 1 | 0.054293 | 78 | 18 | 1 | LDR | 3.1522 | 0.144 | 1003.387 | 45.864 | 0.584 | 0.53 | 1.84 | 0.076 | 585.797 | 24.293 | 0.054293 | 1.648 | 0.07 | 0.089474 | 0.0038005 | 0.523 | 0.4827 | 2426 | 5 | Dry Detention | 0.2 | Lake Mary | Lake Mary: Existing Dry Pond | Existing Update | Existing-Update | Digitized by Lake Mary 1/2009 |  | 7038.0027 | 1682883.5879 | 78 | 20% | 20% | 0.017895 | 0.0007601
18 | 2 | 28.2016 | 79 | 18 | 2 | MDR | 6.3655 | 0.317 | 3149.375 | 157.071 | 0.582 | 0.527 | 3.702 | 0.167 | 1831.62 | 82.709 | 28.2016 | 3.314 | 0.152 | 93.4602 | 4.2866 | 0.521 | 0.47954 | 2426 | 5 | Dry Detention | 0.2 | Lake Mary | Lake Mary: Existing Dry Pond | Existing Update | Existing-Update | Digitized by Lake Mary 1/2009 |  | 7038.0027 | 1682883.5879 | 79 | 20% | 20% | 18.692 | 0.85733
18 | 11 | 0.039577 | 86 | 18 | 11 | FOR | 1.2162 | 0.046 | 93.332 | 3.532 | 0.602 | 0.553 | 0.732 | 0.025 | 56.155 | 1.953 | 0.039577 | 0.658 | 0.023 | 0.026041 | 0.00091026 | 0.541 | 0.50633 | 2426 | 5 | Dry Detention | 0.2 | Lake Mary | Lake Mary: Existing Dry Pond | Existing Update | Existing-Update | Digitized by Lake Mary 1/2009 |  | 7038.0027 | 1682883.5879 | 86 | 20% | 20% | 0.0052083 | 0.00018205
18 | 12 | 0.72995 | 87 | 18 | 12 | WAT | 0.17137 | 0.004 | 5.832 | 0.136 | 0.613 | 0.558 | 0.105 | 0.002 | 3.575 | 0.076 | 0.72995 | 0.095 | 0.002 | 0.069346 | 0.0014599 | 0.554 | 0.51224 | 2426 | 5 | Dry Detention | 0.2 | Lake Mary | Lake Mary: Existing Dry Pond | Existing Update | Existing-Update | Digitized by Lake Mary 1/2009 |  | 7038.0027 | 1682883.5879 | 87 | 20% | 20% | 0.013869 | 0.00029198
18 | 13 | 3.0842 | 88 | 18 | 13 | WET | 6.3299 | 0.467 | 3029.459 | 223.738 | 0.591 | 0.549 | 3.74 | 0.256 | 1789.776 | 122.728 | 3.0842 | 3.357 | 0.235 | 10.3535 | 0.72478 | 0.53 | 0.50183 | 2426 | 5 | Dry Detention | 0.2 | Lake Mary | Lake Mary: Existing Dry Pond | Existing Update | Existing-Update | Digitized by Lake Mary 1/2009 |  | 7038.0027 | 1682883.5879 | 88 | 20% | 20% | 2.0707 | 0.14496
20 | 2 | 4.5618 | 90 | 20 | 2 | MDR | 6.2353 | 0.295 | 1827.302 | 86.532 | 0.261 | 0.306 | 1.626 | 0.09 | 476.632 | 26.453 | 4.5618 | 1.457 | 0.082 | 6.6465 | 0.37406 | 0.234 | 0.27918 | 2426 | 5 | Dry Detention | 0.2 | Lake Mary | Lake Mary: Existing Dry Pond | Existing Update | Existing-Update | Digitized by Lake Mary 1/2009 |  | 7038.0027 | 1682883.5879 | 90 | 20% | 20% | 1.3293 | 0.074813
20 | 10 | 0.026924 | 96 | 20 | 10 | RAN | 2.3315 | 0.088 | 32.89 | 1.245 | 0.277 | 0.342 | 0.646 | 0.03 | 9.117 | 0.426 | 0.026924 | 0.581 | 0.028 | 0.015643 | 0.00075386 | 0.249 | 0.31337 | 2426 | 5 | Dry Detention | 0.2 | Lake Mary | Lake Mary: Existing Dry Pond | Existing Update | Existing-Update | Digitized by Lake Mary 1/2009 |  | 7038.0027 | 1682883.5879 | 96 | 20% | 20% | 0.0031285 | 0.00015077
20 | 13 | 1.9355 | 99 | 20 | 13 | WET | 4.0215 | 0.221 | 1471.384 | 80.96 | 0.274 | 0.404 | 1.102 | 0.089 | 403.085 | 32.694 | 1.9355 | 0.992 | 0.082 | 1.9201 | 0.15871 | 0.247 | 0.3713 | 2426 | 5 | Dry Detention | 0.2 | Lake Mary | Lake Mary: Existing Dry Pond | Existing Update | Existing-Update | Digitized by Lake Mary 1/2009 |  | 7038.0027 | 1682883.5879 | 99 | 20% | 20% | 0.38401 | 0.031743
18 | 3 | 0.0020081 | 80 | 18 | 3 | HDR | 14.5839 | 1.158 | 2978.273 | 236.441 | 0.582 | 0.53 | 8.481 | 0.614 | 1731.992 | 125.426 | 0.0020081 | 7.592 | 0.56 | 0.015246 | 0.0011246 | 0.521 | 0.4834 | 2427 | 5 | Dry Detention | 0.2 | Lake Mary | Lake Mary: Existing Dry Pond | Existing Update | Existing-Update | Digitized by Lake Mary 1/2009 |  | 2430.3177 | 307330.8646 | 80 | 20% | 20% | 0.0030492 | 0.00022491
18 | 4 | 0.70198 | 81 | 18 | 4 | IND | 10.5583 | 0.959 | 3587.63 | 325.963 | 0.571 | 0.521 | 6.027 | 0.499 | 2047.853 | 169.712 | 0.70198 | 5.379 | 0.454 | 3.7759 | 0.3187 | 0.509 | 0.47343 | 2427 | 5 | Dry Detention | 0.2 | Lake Mary | Lake Mary: Existing Dry Pond | Existing Update | Existing-Update | Digitized by Lake Mary 1/2009 |  | 2430.3177 | 307330.8646 | 81 | 20% | 20% | 0.75519 | 0.06374
22 | 3 | 0.00026011 | 111 | 22 | 3 | HDR | 15.2243 | 1.119 | 381.404 | 28.042 | 0.499 | 0.592 | 7.591 | 0.662 | 190.166 | 16.591 | 0.00026011 | 6.804 | 0.604 | 0.0017698 | 0.00015711 | 0.447 | 0.53972 | 2427 | 5 | Dry Detention | 0.2 | Lake Mary | Lake Mary: Existing Dry Pond | Existing Update | Existing-Update | Digitized by Lake Mary 1/2009 |  | 2430.3177 | 307330.8646 | 111 | 20% | 20% | 0.00035396 | 3.1422e-05
22 | 4 | 6.3511 | 112 | 22 | 4 | IND | 10.2535 | 0.86 | 3096.286 | 259.79 | 0.49 | 0.583 | 5.026 | 0.501 | 1517.698 | 151.395 | 6.3511 | 4.495 | 0.457 | 28.5483 | 2.9025 | 0.438 | 0.53064 | 2427 | 5 | Dry Detention | 0.2 | Lake Mary | Lake Mary: Existing Dry Pond | Existing Update | Existing-Update | Digitized by Lake Mary 1/2009 |  | 2430.3177 | 307330.8646 | 112 | 20% | 20% | 5.7097 | 0.58049
18 | 1 | 2.1478 | 78 | 18 | 1 | LDR | 3.1522 | 0.144 | 1003.387 | 45.864 | 0.584 | 0.53 | 1.84 | 0.076 | 585.797 | 24.293 | 2.1478 | 1.648 | 0.07 | 3.5395 | 0.15034 | 0.523 | 0.4827 | 2428 | 5 | Dry Detention | 0.2 | Lake Mary | Lake Mary: Existing Dry Pond | Existing Update | Existing-Update | Digitized by Lake Mary 1/2009 |  | 9543.9536 | 3585534.8572 | 78 | 20% | 20% | 0.70791 | 0.030069
18 | 2 | 47.0998 | 79 | 18 | 2 | MDR | 6.3655 | 0.317 | 3149.375 | 157.071 | 0.582 | 0.527 | 3.702 | 0.167 | 1831.62 | 82.709 | 47.0998 | 3.314 | 0.152 | 156.0889 | 7.1592 | 0.521 | 0.47954 | 2428 | 5 | Dry Detention | 0.2 | Lake Mary | Lake Mary: Existing Dry Pond | Existing Update | Existing-Update | Digitized by Lake Mary 1/2009 |  | 9543.9536 | 3585534.8572 | 79 | 20% | 20% | 31.2178 | 1.4318
18 | 12 | 1.2416 | 87 | 18 | 12 | WAT | 0.17137 | 0.004 | 5.832 | 0.136 | 0.613 | 0.558 | 0.105 | 0.002 | 3.575 | 0.076 | 1.2416 | 0.095 | 0.002 | 0.11795 | 0.0024831 | 0.554 | 0.51224 | 2428 | 5 | Dry Detention | 0.2 | Lake Mary | Lake Mary: Existing Dry Pond | Existing Update | Existing-Update | Digitized by Lake Mary 1/2009 |  | 9543.9536 | 3585534.8572 | 87 | 20% | 20% | 0.02359 | 0.00049663
20 | 1 | 0.80289 | 89 | 20 | 1 | LDR | 3.0927 | 0.134 | 164.16 | 7.139 | 0.263 | 0.31 | 0.812 | 0.042 | 43.096 | 2.212 | 0.80289 | 0.728 | 0.038 | 0.58451 | 0.03051 | 0.235 | 0.28311 | 2428 | 5 | Dry Detention | 0.2 | Lake Mary | Lake Mary: Existing Dry Pond | Existing Update | Existing-Update | Digitized by Lake Mary 1/2009 |  | 9543.9536 | 3585534.8572 | 89 | 20% | 20% | 0.1169 | 0.006102
20 | 2 | 28.2678 | 90 | 20 | 2 | MDR | 6.2353 | 0.295 | 1827.302 | 86.532 | 0.261 | 0.306 | 1.626 | 0.09 | 476.632 | 26.453 | 28.2678 | 1.457 | 0.082 | 41.1862 | 2.318 | 0.234 | 0.27918 | 2428 | 5 | Dry Detention | 0.2 | Lake Mary | Lake Mary: Existing Dry Pond | Existing Update | Existing-Update | Digitized by Lake Mary 1/2009 |  | 9543.9536 | 3585534.8572 | 90 | 20% | 20% | 8.2372 | 0.46359
20 | 10 | 1.1982 | 96 | 20 | 10 | RAN | 2.3315 | 0.088 | 32.89 | 1.245 | 0.277 | 0.342 | 0.646 | 0.03 | 9.117 | 0.426 | 1.1982 | 0.581 | 0.028 | 0.69617 | 0.03355 | 0.249 | 0.31337 | 2428 | 5 | Dry Detention | 0.2 | Lake Mary | Lake Mary: Existing Dry Pond | Existing Update | Existing-Update | Digitized by Lake Mary 1/2009 |  | 9543.9536 | 3585534.8572 | 96 | 20% | 20% | 0.13923 | 0.00671
20 | 13 | 1.5548 | 99 | 20 | 13 | WET | 4.0215 | 0.221 | 1471.384 | 80.96 | 0.274 | 0.404 | 1.102 | 0.089 | 403.085 | 32.694 | 1.5548 | 0.992 | 0.082 | 1.5423 | 0.12749 | 0.247 | 0.3713 | 2428 | 5 | Dry Detention | 0.2 | Lake Mary | Lake Mary: Existing Dry Pond | Existing Update | Existing-Update | Digitized by Lake Mary 1/2009 |  | 9543.9536 | 3585534.8572 | 99 | 20% | 20% | 0.30847 | 0.025498
18 | 2 | 3.7478 | 79 | 18 | 2 | MDR | 6.3655 | 0.317 | 3149.375 | 157.071 | 0.582 | 0.527 | 3.702 | 0.167 | 1831.62 | 82.709 | 3.7478 | 3.314 | 0.152 | 12.4201 | 0.56966 | 0.521 | 0.47954 | 2429 | 5 | Dry Detention | 0.2 | Lake Mary | Lake Mary: Existing Dry Pond | Existing Update | Existing-Update | Digitized by Lake Mary 1/2009 |  | 5702.5807 | 1753564.9161 | 79 | 20% | 20% | 2.484 | 0.11393
18 | 4 | 0.095825 | 81 | 18 | 4 | IND | 10.5583 | 0.959 | 3587.63 | 325.963 | 0.571 | 0.521 | 6.027 | 0.499 | 2047.853 | 169.712 | 0.095825 | 5.379 | 0.454 | 0.51544 | 0.043504 | 0.509 | 0.47343 | 2429 | 5 | Dry Detention | 0.2 | Lake Mary | Lake Mary: Existing Dry Pond | Existing Update | Existing-Update | Digitized by Lake Mary 1/2009 |  | 5702.5807 | 1753564.9161 | 81 | 20% | 20% | 0.10309 | 0.0087009
22 | 2 | 0.020952 | 110 | 22 | 2 | MDR | 7.124 | 0.335 | 167.505 | 7.886 | 0.499 | 0.585 | 3.554 | 0.196 | 83.561 | 4.615 | 0.020952 | 3.186 | 0.179 | 0.066752 | 0.0037503 | 0.447 | 0.53363 | 2429 | 5 | Dry Detention | 0.2 | Lake Mary | Lake Mary: Existing Dry Pond | Existing Update | Existing-Update | Digitized by Lake Mary 1/2009 |  | 5702.5807 | 1753564.9161 | 110 | 20% | 20% | 0.01335 | 0.00075007
22 | 4 | 0.025016 | 112 | 22 | 4 | IND | 10.2535 | 0.86 | 3096.286 | 259.79 | 0.49 | 0.583 | 5.026 | 0.501 | 1517.698 | 151.395 | 0.025016 | 4.495 | 0.457 | 0.11244 | 0.011432 | 0.438 | 0.53064 | 2429 | 5 | Dry Detention | 0.2 | Lake Mary | Lake Mary: Existing Dry Pond | Existing Update | Existing-Update | Digitized by Lake Mary 1/2009 |  | 5702.5807 | 1753564.9161 | 112 | 20% | 20% | 0.022489 | 0.0022864
24 | 2 | 34.7226 | 132 | 24 | 2 | MDR | 9.1244 | 0.747 | 4998.613 | 409.165 | 0.231 | 0.117 | 2.111 | 0.087 | 1156.347 | 47.73 | 34.7226 | 1.216 | 0.045 | 42.2227 | 1.5625 | 0.133 | 0.060038 | 2429 | 5 | Dry Detention | 0.2 | Lake Mary | Lake Mary: Existing Dry Pond | Existing Update | Existing-Update | Digitized by Lake Mary 1/2009 |  | 5702.5807 | 1753564.9161 | 132 | 20% | 20% | 8.4445 | 0.3125
24 | 4 | 0.16002 | 134 | 24 | 4 | IND | 14.4894 | 1.67 | 3647.149 | 420.469 | 0.223 | 0.111 | 3.227 | 0.185 | 812.227 | 46.466 | 0.16002 | 1.836 | 0.095 | 0.29379 | 0.015202 | 0.127 | 0.056659 | 2429 | 5 | Dry Detention | 0.2 | Lake Mary | Lake Mary: Existing Dry Pond | Existing Update | Existing-Update | Digitized by Lake Mary 1/2009 |  | 5702.5807 | 1753564.9161 | 134 | 20% | 20% | 0.058759 | 0.0030404
24 | 12 | 0.31835 | 140 | 24 | 12 | WAT | 0.32312 | 0.017 | 72.968 | 3.927 | 0.246 | 0.138 | 0.079 | 0.002 | 17.927 | 0.543 | 0.31835 | 0.047 | 0.001 | 0.014963 | 0.00031835 | 0.146 | 0.072263 | 2429 | 5 | Dry Detention | 0.2 | Lake Mary | Lake Mary: Existing Dry Pond | Existing Update | Existing-Update | Digitized by Lake Mary 1/2009 |  | 5702.5807 | 1753564.9161 | 140 | 20% | 20% | 0.0029925 | 6.3671e-05
24 | 13 | 1.1659 | 141 | 24 | 13 | WET | 7.4495 | 0.68 | 3122.888 | 285.148 | 0.237 | 0.139 | 1.764 | 0.095 | 739.648 | 39.666 | 1.1659 | 1.023 | 0.049 | 1.1927 | 0.057128 | 0.137 | 0.072548 | 2429 | 5 | Dry Detention | 0.2 | Lake Mary | Lake Mary: Existing Dry Pond | Existing Update | Existing-Update | Digitized by Lake Mary 1/2009 |  | 5702.5807 | 1753564.9161 | 141 | 20% | 20% | 0.23854 | 0.011426
17 | 4 | 145.7793 | 70 | 17 | 4 | IND | 10.6803 | 0.917 | 6923.519 | 594.527 | 0.185 | 0.241 | 1.98 | 0.221 | 1283.288 | 143.117 | 145.7793 | 1.044 | 0.109 | 152.1936 | 15.8899 | 0.098 | 0.11912 | 2430 | 5 | Dry Detention | 0.2 | Lake Mary | Lake Mary: Existing Dry Pond | Existing Update | Existing-Update | Digitized by Lake Mary 1/2009 |  | 21283.891 | 6884058.6102 | 70 | 20% | 20% | 30.4387 | 3.178
17 | 10 | 4.9846 | 74 | 17 | 10 | RAN | 2.288 | 0.086 | 50.221 | 1.885 | 0.211 | 0.267 | 0.482 | 0.023 | 10.574 | 0.504 | 4.9846 | 0.264 | 0.012 | 1.3159 | 0.059816 | 0.115 | 0.13702 | 2430 | 5 | Dry Detention | 0.2 | Lake Mary | Lake Mary: Existing Dry Pond | Existing Update | Existing-Update | Digitized by Lake Mary 1/2009 |  | 21283.891 | 6884058.6102 | 74 | 20% | 20% | 0.26319 | 0.011963
17 | 12 | 3.9587 | 76 | 17 | 12 | WAT | 0.13258 | 0.003 | 20.157 | 0.442 | 0.233 | 0.3 | 0.031 | 0.001 | 4.695 | 0.133 | 3.9587 | 0.017 | 0 | 0.067297 | 0 | 0.131 | 0.15787 | 2430 | 5 | Dry Detention | 0.2 | Lake Mary | Lake Mary: Existing Dry Pond | Existing Update | Existing-Update | Digitized by Lake Mary 1/2009 |  | 21283.891 | 6884058.6102 | 76 | 20% | 20% | 0.013459 | 0
17 | 13 | 3.3142 | 77 | 17 | 13 | WET | 10.0743 | 0.59 | 936.934 | 54.834 | 0.188 | 0.244 | 1.894 | 0.144 | 176.189 | 13.388 | 3.3142 | 1.003 | 0.072 | 3.3242 | 0.23863 | 0.1 | 0.1213 | 2430 | 5 | Dry Detention | 0.2 | Lake Mary | Lake Mary: Existing Dry Pond | Existing Update | Existing-Update | Digitized by Lake Mary 1/2009 |  | 21283.891 | 6884058.6102 | 77 | 20% | 20% | 0.66484 | 0.047725
18 | 11 | 0.23498 | 86 | 18 | 11 | FOR | 1.2162 | 0.046 | 93.332 | 3.532 | 0.602 | 0.553 | 0.732 | 0.025 | 56.155 | 1.953 | 0.23498 | 0.658 | 0.023 | 0.15462 | 0.0054046 | 0.541 | 0.50633 | 2431 | 5 | Dry Detention | 0.2 | Lake Mary | Lake Mary: Existing Dry Pond | Existing Update | Existing-Update | Digitized by Lake Mary 1/2009 |  | 486.5141 | 11520.3815 | 86 | 20% | 20% | 0.030924 | 0.0010809
18 | 13 | 0.02949 | 88 | 18 | 13 | WET | 6.3299 | 0.467 | 3029.459 | 223.738 | 0.591 | 0.549 | 3.74 | 0.256 | 1789.776 | 122.728 | 0.02949 | 3.357 | 0.235 | 0.098999 | 0.0069302 | 0.53 | 0.50183 | 2431 | 5 | Dry Detention | 0.2 | Lake Mary | Lake Mary: Existing Dry Pond | Existing Update | Existing-Update | Digitized by Lake Mary 1/2009 |  | 486.5141 | 11520.3815 | 88 | 20% | 20% | 0.0198 | 0.001386
18 | 1 | 22.5621 | 78 | 18 | 1 | LDR | 3.1522 | 0.144 | 1003.387 | 45.864 | 0.584 | 0.53 | 1.84 | 0.076 | 585.797 | 24.293 | 22.5621 | 1.648 | 0.07 | 37.1824 | 1.5793 | 0.523 | 0.4827 | 2432 | 5 | Dry Detention | 0.2 | Lake Mary | Lake Mary: Existing Dry Pond | Existing Update | Existing-Update | Digitized by Lake Mary 1/2009 |  | 5934.5015 | 1394750.8548 | 78 | 20% | 20% | 7.4365 | 0.31587
18 | 13 | 9.4571 | 88 | 18 | 13 | WET | 6.3299 | 0.467 | 3029.459 | 223.738 | 0.591 | 0.549 | 3.74 | 0.256 | 1789.776 | 122.728 | 9.4571 | 3.357 | 0.235 | 31.7474 | 2.2224 | 0.53 | 0.50183 | 2432 | 5 | Dry Detention | 0.2 | Lake Mary | Lake Mary: Existing Dry Pond | Existing Update | Existing-Update | Digitized by Lake Mary 1/2009 |  | 5934.5015 | 1394750.8548 | 88 | 20% | 20% | 6.3495 | 0.44448
17 | 4 | 32.2658 | 70 | 17 | 4 | IND | 10.6803 | 0.917 | 6923.519 | 594.527 | 0.185 | 0.241 | 1.98 | 0.221 | 1283.288 | 143.117 | 32.2658 | 1.044 | 0.109 | 33.6855 | 3.517 | 0.098 | 0.11912 | 2433 | 5 | Dry Detention | 0.2 | Lake Mary | Lake Mary: Existing Dry Pond | Existing Update | Existing-Update | Digitized by Lake Mary 1/2009 |  | 8245.6096 | 1405491.4939 | 70 | 20% | 20% | 6.7371 | 0.70339
22 | 1 | 16.4903 | 109 | 22 | 1 | LDR | 3.7854 | 0.168 | 177.534 | 7.86 | 0.5 | 0.587 | 1.894 | 0.098 | 88.849 | 4.616 | 16.4903 | 1.699 | 0.09 | 28.0169 | 1.4841 | 0.449 | 0.53588 | 2434 | 5 | Dry Detention | 0.2 | Lake Mary | Lake Mary: Existing Dry Pond | Existing Update | Existing-Update | Digitized by Lake Mary 1/2009 |  | 8739.5017 | 3200865.7312 | 109 | 20% | 20% | 5.6034 | 0.29682
22 | 2 | 7.5742 | 110 | 22 | 2 | MDR | 7.124 | 0.335 | 167.505 | 7.886 | 0.499 | 0.585 | 3.554 | 0.196 | 83.561 | 4.615 | 7.5742 | 3.186 | 0.179 | 24.1315 | 1.3558 | 0.447 | 0.53363 | 2434 | 5 | Dry Detention | 0.2 | Lake Mary | Lake Mary: Existing Dry Pond | Existing Update | Existing-Update | Digitized by Lake Mary 1/2009 |  | 8739.5017 | 3200865.7312 | 110 | 20% | 20% | 4.8263 | 0.27116
22 | 4 | 0.024387 | 112 | 22 | 4 | IND | 10.2535 | 0.86 | 3096.286 | 259.79 | 0.49 | 0.583 | 5.026 | 0.501 | 1517.698 | 151.395 | 0.024387 | 4.495 | 0.457 | 0.10962 | 0.011145 | 0.438 | 0.53064 | 2434 | 5 | Dry Detention | 0.2 | Lake Mary | Lake Mary: Existing Dry Pond | Existing Update | Existing-Update | Digitized by Lake Mary 1/2009 |  | 8739.5017 | 3200865.7312 | 112 | 20% | 20% | 0.021923 | 0.0022289
22 | 12 | 1.3213 | 118 | 22 | 12 | WAT | 0.46969 | 0.014 | 7.177 | 0.218 | 0.511 | 0.591 | 0.24 | 0.008 | 3.668 | 0.129 | 1.3213 | 0.216 | 0.008 | 0.2854 | 0.01057 | 0.46 | 0.54073 | 2434 | 5 | Dry Detention | 0.2 | Lake Mary | Lake Mary: Existing Dry Pond | Existing Update | Existing-Update | Digitized by Lake Mary 1/2009 |  | 8739.5017 | 3200865.7312 | 118 | 20% | 20% | 0.05708 | 0.0021141
24 | 1 | 4.1283 | 131 | 24 | 1 | LDR | 4.6601 | 0.367 | 900.974 | 71.038 | 0.233 | 0.12 | 1.086 | 0.044 | 210.047 | 8.502 | 4.1283 | 0.628 | 0.023 | 2.5925 | 0.09495 | 0.135 | 0.061741 | 2434 | 5 | Dry Detention | 0.2 | Lake Mary | Lake Mary: Existing Dry Pond | Existing Update | Existing-Update | Digitized by Lake Mary 1/2009 |  | 8739.5017 | 3200865.7312 | 131 | 20% | 20% | 0.51851 | 0.01899
24 | 2 | 38.7765 | 132 | 24 | 2 | MDR | 9.1244 | 0.747 | 4998.613 | 409.165 | 0.231 | 0.117 | 2.111 | 0.087 | 1156.347 | 47.73 | 38.7765 | 1.216 | 0.045 | 47.1522 | 1.7449 | 0.133 | 0.060038 | 2434 | 5 | Dry Detention | 0.2 | Lake Mary | Lake Mary: Existing Dry Pond | Existing Update | Existing-Update | Digitized by Lake Mary 1/2009 |  | 8739.5017 | 3200865.7312 | 132 | 20% | 20% | 9.4304 | 0.34899
24 | 4 | 0.12206 | 134 | 24 | 4 | IND | 14.4894 | 1.67 | 3647.149 | 420.469 | 0.223 | 0.111 | 3.227 | 0.185 | 812.227 | 46.466 | 0.12206 | 1.836 | 0.095 | 0.2241 | 0.011596 | 0.127 | 0.056659 | 2434 | 5 | Dry Detention | 0.2 | Lake Mary | Lake Mary: Existing Dry Pond | Existing Update | Existing-Update | Digitized by Lake Mary 1/2009 |  | 8739.5017 | 3200865.7312 | 134 | 20% | 20% | 0.04482 | 0.0023191
24 | 6 | 4.7714 | 135 | 24 | 6 | OPE | 4.2719 | 0.323 | 149.11 | 11.261 | 0.239 | 0.13 | 1.021 | 0.042 | 35.645 | 1.462 | 4.7714 | 0.594 | 0.022 | 2.8342 | 0.10497 | 0.139 | 0.067473 | 2434 | 5 | Dry Detention | 0.2 | Lake Mary | Lake Mary: Existing Dry Pond | Existing Update | Existing-Update | Digitized by Lake Mary 1/2009 |  | 8739.5017 | 3200865.7312 | 135 | 20% | 20% | 0.56685 | 0.020994
24 | 11 | 0.27366 | 139 | 24 | 11 | FOR | 1.8811 | 0.129 | 301.544 | 20.656 | 0.255 | 0.167 | 0.48 | 0.022 | 76.946 | 3.459 | 0.27366 | 0.284 | 0.011 | 0.07772 | 0.0030103 | 0.151 | 0.088801 | 2434 | 5 | Dry Detention | 0.2 | Lake Mary | Lake Mary: Existing Dry Pond | Existing Update | Existing-Update | Digitized by Lake Mary 1/2009 |  | 8739.5017 | 3200865.7312 | 139 | 20% | 20% | 0.015544 | 0.00060205
18 | 1 | 3.9198 | 78 | 18 | 1 | LDR | 3.1522 | 0.144 | 1003.387 | 45.864 | 0.584 | 0.53 | 1.84 | 0.076 | 585.797 | 24.293 | 3.9198 | 1.648 | 0.07 | 6.4599 | 0.27439 | 0.523 | 0.4827 | 2435 | 5 | Dry Detention | 0.2 | Lake Mary | Lake Mary: Existing Dry Pond | Existing Update | Existing-Update | Digitized by Lake Mary 1/2009 |  | 14425.9539 | 4295474.4247 | 78 | 20% | 20% | 1.292 | 0.054878
18 | 2 | 52.3173 | 79 | 18 | 2 | MDR | 6.3655 | 0.317 | 3149.375 | 157.071 | 0.582 | 0.527 | 3.702 | 0.167 | 1831.62 | 82.709 | 52.3173 | 3.314 | 0.152 | 173.3794 | 7.9522 | 0.521 | 0.47954 | 2435 | 5 | Dry Detention | 0.2 | Lake Mary | Lake Mary: Existing Dry Pond | Existing Update | Existing-Update | Digitized by Lake Mary 1/2009 |  | 14425.9539 | 4295474.4247 | 79 | 20% | 20% | 34.6759 | 1.5904
18 | 4 | 26.8353 | 81 | 18 | 4 | IND | 10.5583 | 0.959 | 3587.63 | 325.963 | 0.571 | 0.521 | 6.027 | 0.499 | 2047.853 | 169.712 | 26.8353 | 5.379 | 0.454 | 144.3469 | 12.1832 | 0.509 | 0.47343 | 2435 | 5 | Dry Detention | 0.2 | Lake Mary | Lake Mary: Existing Dry Pond | Existing Update | Existing-Update | Digitized by Lake Mary 1/2009 |  | 14425.9539 | 4295474.4247 | 81 | 20% | 20% | 28.8694 | 2.4366
18 | 7 | 0.029717 | 83 | 18 | 7 | PAS | 5.7558 | 0.292 | 250.976 | 12.716 | 0.596 | 0.545 | 3.432 | 0.159 | 149.665 | 6.933 | 0.029717 | 3.083 | 0.145 | 0.091619 | 0.004309 | 0.536 | 0.49832 | 2435 | 5 | Dry Detention | 0.2 | Lake Mary | Lake Mary: Existing Dry Pond | Existing Update | Existing-Update | Digitized by Lake Mary 1/2009 |  | 14425.9539 | 4295474.4247 | 83 | 20% | 20% | 0.018324 | 0.00086181
18 | 8 | 2.1475 | 84 | 18 | 8 | AGR | 6.3985 | 0.325 | 60.629 | 3.082 | 0.599 | 0.547 | 3.831 | 0.178 | 36.299 | 1.687 | 2.1475 | 3.443 | 0.163 | 7.3939 | 0.35005 | 0.538 | 0.5005 | 2435 | 5 | Dry Detention | 0.2 | Lake Mary | Lake Mary: Existing Dry Pond | Existing Update | Existing-Update | Digitized by Lake Mary 1/2009 |  | 14425.9539 | 4295474.4247 | 84 | 20% | 20% | 1.4788 | 0.07001
18 | 11 | 9.4801 | 86 | 18 | 11 | FOR | 1.2162 | 0.046 | 93.332 | 3.532 | 0.602 | 0.553 | 0.732 | 0.025 | 56.155 | 1.953 | 9.4801 | 0.658 | 0.023 | 6.2379 | 0.21804 | 0.541 | 0.50633 | 2435 | 5 | Dry Detention | 0.2 | Lake Mary | Lake Mary: Existing Dry Pond | Existing Update | Existing-Update | Digitized by Lake Mary 1/2009 |  | 14425.9539 | 4295474.4247 | 86 | 20% | 20% | 1.2476 | 0.043608
18 | 13 | 3.8812 | 88 | 18 | 13 | WET | 6.3299 | 0.467 | 3029.459 | 223.738 | 0.591 | 0.549 | 3.74 | 0.256 | 1789.776 | 122.728 | 3.8812 | 3.357 | 0.235 | 13.0293 | 0.91209 | 0.53 | 0.50183 | 2435 | 5 | Dry Detention | 0.2 | Lake Mary | Lake Mary: Existing Dry Pond | Existing Update | Existing-Update | Digitized by Lake Mary 1/2009 |  | 14425.9539 | 4295474.4247 | 88 | 20% | 20% | 2.6059 | 0.18242
17 | 4 | 14.523 | 70 | 17 | 4 | IND | 10.6803 | 0.917 | 6923.519 | 594.527 | 0.185 | 0.241 | 1.98 | 0.221 | 1283.288 | 143.117 | 14.523 | 1.044 | 0.109 | 15.162 | 1.583 | 0.098 | 0.11912 | 2436 | 5 | Dry Detention | 0.2 | Lake Mary | Lake Mary: Existing Dry Pond | Existing Update | Existing-Update | Digitized by Lake Mary 1/2009 |  | 4962.4393 | 718035.0877 | 70 | 20% | 20% | 3.0324 | 0.3166
17 | 11 | 0.018756 | 75 | 17 | 11 | FOR | 1.208 | 0.044 | 26.249 | 0.947 | 0.22 | 0.295 | 0.266 | 0.013 | 5.787 | 0.279 | 0.018756 | 0.146 | 0.007 | 0.0027384 | 0.00013129 | 0.121 | 0.15307 | 2436 | 5 | Dry Detention | 0.2 | Lake Mary | Lake Mary: Existing Dry Pond | Existing Update | Existing-Update | Digitized by Lake Mary 1/2009 |  | 4962.4393 | 718035.0877 | 75 | 20% | 20% | 0.00054768 | 2.6259e-05
17 | 13 | 1.9422 | 77 | 17 | 13 | WET | 10.0743 | 0.59 | 936.934 | 54.834 | 0.188 | 0.244 | 1.894 | 0.144 | 176.189 | 13.388 | 1.9422 | 1.003 | 0.072 | 1.948 | 0.13984 | 0.1 | 0.1213 | 2436 | 5 | Dry Detention | 0.2 | Lake Mary | Lake Mary: Existing Dry Pond | Existing Update | Existing-Update | Digitized by Lake Mary 1/2009 |  | 4962.4393 | 718035.0877 | 77 | 20% | 20% | 0.3896 | 0.027967
18 | 4 | 35.3701 | 81 | 18 | 4 | IND | 10.5583 | 0.959 | 3587.63 | 325.963 | 0.571 | 0.521 | 6.027 | 0.499 | 2047.853 | 169.712 | 35.3701 | 5.379 | 0.454 | 190.2558 | 16.058 | 0.509 | 0.47343 | 2437 | 5 | Dry Detention | 0.2 | Lake Mary | Lake Mary: Existing Dry Pond | Existing Update | Existing-Update | Digitized by Lake Mary 1/2009 |  | 6341.6696 | 1997113.1737 | 81 | 20% | 20% | 38.0512 | 3.2116
18 | 7 | 0.21982 | 83 | 18 | 7 | PAS | 5.7558 | 0.292 | 250.976 | 12.716 | 0.596 | 0.545 | 3.432 | 0.159 | 149.665 | 6.933 | 0.21982 | 3.083 | 0.145 | 0.67771 | 0.031874 | 0.536 | 0.49832 | 2437 | 5 | Dry Detention | 0.2 | Lake Mary | Lake Mary: Existing Dry Pond | Existing Update | Existing-Update | Digitized by Lake Mary 1/2009 |  | 6341.6696 | 1997113.1737 | 83 | 20% | 20% | 0.13554 | 0.0063748
18 | 11 | 3.2033 | 86 | 18 | 11 | FOR | 1.2162 | 0.046 | 93.332 | 3.532 | 0.602 | 0.553 | 0.732 | 0.025 | 56.155 | 1.953 | 3.2033 | 0.658 | 0.023 | 2.1077 | 0.073675 | 0.541 | 0.50633 | 2437 | 5 | Dry Detention | 0.2 | Lake Mary | Lake Mary: Existing Dry Pond | Existing Update | Existing-Update | Digitized by Lake Mary 1/2009 |  | 6341.6696 | 1997113.1737 | 86 | 20% | 20% | 0.42155 | 0.014735
18 | 12 | 4.5796 | 87 | 18 | 12 | WAT | 0.17137 | 0.004 | 5.832 | 0.136 | 0.613 | 0.558 | 0.105 | 0.002 | 3.575 | 0.076 | 4.5796 | 0.095 | 0.002 | 0.43506 | 0.0091591 | 0.554 | 0.51224 | 2437 | 5 | Dry Detention | 0.2 | Lake Mary | Lake Mary: Existing Dry Pond | Existing Update | Existing-Update | Digitized by Lake Mary 1/2009 |  | 6341.6696 | 1997113.1737 | 87 | 20% | 20% | 0.087012 | 0.0018318
18 | 13 | 2.4749 | 88 | 18 | 13 | WET | 6.3299 | 0.467 | 3029.459 | 223.738 | 0.591 | 0.549 | 3.74 | 0.256 | 1789.776 | 122.728 | 2.4749 | 3.357 | 0.235 | 8.3081 | 0.58159 | 0.53 | 0.50183 | 2437 | 5 | Dry Detention | 0.2 | Lake Mary | Lake Mary: Existing Dry Pond | Existing Update | Existing-Update | Digitized by Lake Mary 1/2009 |  | 6341.6696 | 1997113.1737 | 88 | 20% | 20% | 1.6616 | 0.11632
18 | 2 | 1.8408 | 79 | 18 | 2 | MDR | 6.3655 | 0.317 | 3149.375 | 157.071 | 0.582 | 0.527 | 3.702 | 0.167 | 1831.62 | 82.709 | 1.8408 | 3.314 | 0.152 | 6.1004 | 0.2798 | 0.521 | 0.47954 | 2438 | 5 | Dry Detention | 0.2 | Lake Mary | Lake Mary: Existing Dry Pond | Existing Update | Existing-Update | Digitized by Lake Mary 1/2009 |  | 5076.5822 | 432837.5856 | 79 | 20% | 20% | 1.2201 | 0.05596
18 | 4 | 7.6052 | 81 | 18 | 4 | IND | 10.5583 | 0.959 | 3587.63 | 325.963 | 0.571 | 0.521 | 6.027 | 0.499 | 2047.853 | 169.712 | 7.6052 | 5.379 | 0.454 | 40.9083 | 3.4528 | 0.509 | 0.47343 | 2438 | 5 | Dry Detention | 0.2 | Lake Mary | Lake Mary: Existing Dry Pond | Existing Update | Existing-Update | Digitized by Lake Mary 1/2009 |  | 5076.5822 | 432837.5856 | 81 | 20% | 20% | 8.1817 | 0.69055
21 | 4 | 2.3536 | 103 | 21 | 4 | IND | 10.5311 | 1.016 | 2225.298 | 214.731 | 0.569 | 0.516 | 5.997 | 0.524 | 1267.178 | 110.76 | 2.3536 | 5.358 | 0.477 | 12.6103 | 1.1226 | 0.509 | 0.46982 | 1954 | 5 | Dry Detention | 0.2 |  |  | TMDL | TMDL |  |  | 1761.4284 | 124572.723 | 103 | 20% | 20% | 2.5221 | 0.22453
21 | 6 | 0.50619 | 104 | 21 | 6 | OPE | 3.1285 | 0.138 | 99.006 | 4.38 | 0.592 | 0.536 | 1.853 | 0.074 | 58.642 | 2.347 | 0.50619 | 1.662 | 0.068 | 0.84128 | 0.034421 | 0.531 | 0.48947 | 1954 | 5 | Dry Detention | 0.2 |  |  | TMDL | TMDL |  |  | 1761.4284 | 124572.723 | 104 | 20% | 20% | 0.16826 | 0.0068841
21 | 13 | 6.452e-05 | 108 | 21 | 13 | WET | 9.1936 | 0.658 | 2071.933 | 148.288 | 0.576 | 0.524 | 5.293 | 0.345 | 1192.781 | 77.679 | 6.452e-05 | 4.736 | 0.314 | 0.00030557 | 2.0259e-05 | 0.515 | 0.47752 | 1954 | 5 | Dry Detention | 0.2 |  |  | TMDL | TMDL |  |  | 1761.4284 | 124572.723 | 108 | 20% | 20% | 6.1113e-05 | 4.0519e-06
36 | 11 | 7.0704 | 235 | 36 | 11 | FOR | 1.6973 | 0.136 | 456.356 | 36.497 | 0.685 | 0.642 | 1.162 | 0.087 | 312.528 | 23.445 | 7.0704 | 1.162 | 0.087 | 8.2159 | 0.61513 | 0.685 | 0.64239 | 1955 | 5 | Dry Detention | 0.2 |  |  | TMDL | TMDL |  |  | 2589.9757 | 307987.4422 | 235 | 20% | 20% | 1.6432 | 0.12303
21 | 4 | 6.6075 | 103 | 21 | 4 | IND | 10.5311 | 1.016 | 2225.298 | 214.731 | 0.569 | 0.516 | 5.997 | 0.524 | 1267.178 | 110.76 | 6.6075 | 5.358 | 0.477 | 35.4032 | 3.1518 | 0.509 | 0.46982 | 1956 | 5 | Dry Detention | 0.2 |  |  | TMDL | TMDL |  |  | 3481.056 | 304268.1029 | 103 | 20% | 20% | 7.0806 | 0.63036
21 | 6 | 0.37751 | 104 | 21 | 6 | OPE | 3.1285 | 0.138 | 99.006 | 4.38 | 0.592 | 0.536 | 1.853 | 0.074 | 58.642 | 2.347 | 0.37751 | 1.662 | 0.068 | 0.62742 | 0.025671 | 0.531 | 0.48947 | 1956 | 5 | Dry Detention | 0.2 |  |  | TMDL | TMDL |  |  | 3481.056 | 304268.1029 | 104 | 20% | 20% | 0.12548 | 0.0051342
92 | 2 | 2.0159 | 567 | 92 | 2 | MDR | 11.4307 | 0.577 | 3171.321 | 160.031 | 0.415 | 0.333 | 4.743 | 0.192 | 1315.816 | 53.26 | 2.0159 | 2.534 | 0.096 | 5.1084 | 0.19353 | 0.222 | 0.16717 | 1957 | 5 | Dry Detention | 0.2 |  |  | TMDL | TMDL |  |  | 2936.1355 | 201655.563 | 567 | 20% | 20% | 1.0217 | 0.038706
92 | 4 | 2.6123 | 569 | 92 | 4 | IND | 18.1266 | 1.692 | 2033.405 | 189.788 | 0.402 | 0.328 | 7.291 | 0.554 | 817.913 | 62.182 | 2.6123 | 3.829 | 0.278 | 10.0027 | 0.72623 | 0.211 | 0.16435 | 1957 | 5 | Dry Detention | 0.2 |  |  | TMDL | TMDL |  |  | 2936.1355 | 201655.563 | 569 | 20% | 20% | 2.0005 | 0.14525
92 | 13 | 0.0010995 | 576 | 92 | 13 | WET | 0.79346 | 0.031 | 85.726 | 3.331 | 0.479 | 0.43 | 0.38 | 0.013 | 41.037 | 1.433 | 0.0010995 | 0.222 | 0.008 | 0.00024408 | 8.7958e-06 | 0.279 | 0.24511 | 1957 | 5 | Dry Detention | 0.2 |  |  | TMDL | TMDL |  |  | 2936.1355 | 201655.563 | 576 | 20% | 20% | 4.8817e-05 | 1.7592e-06
92 | 4 | 0.66731 | 569 | 92 | 4 | IND | 18.1266 | 1.692 | 2033.405 | 189.788 | 0.402 | 0.328 | 7.291 | 0.554 | 817.913 | 62.182 | 0.66731 | 3.829 | 0.278 | 2.5551 | 0.18551 | 0.211 | 0.16435 | 1958 | 5 | Dry Detention | 0.2 |  |  | TMDL | TMDL |  |  | 704.1236 | 29068.0754 | 569 | 20% | 20% | 0.51103 | 0.037103
92 | 4 | 2.6145 | 569 | 92 | 4 | IND | 18.1266 | 1.692 | 2033.405 | 189.788 | 0.402 | 0.328 | 7.291 | 0.554 | 817.913 | 62.182 | 2.6145 | 3.829 | 0.278 | 10.0107 | 0.72682 | 0.211 | 0.16435 | 1959 | 5 | Dry Detention | 0.2 |  |  | TMDL | TMDL |  |  | 1455.3631 | 113885.1392 | 569 | 20% | 20% | 2.0021 | 0.14536
21 | 1 | 4.9526e-05 | 100 | 21 | 1 | LDR | 3.3354 | 0.158 | 101.037 | 4.792 | 0.583 | 0.524 | 1.944 | 0.083 | 58.888 | 2.512 | 4.9526e-05 | 1.741 | 0.076 | 8.6226e-05 | 3.764e-06 | 0.522 | 0.47822 | 1960 | 5 | Dry Detention | 0.2 |  |  | TMDL | TMDL |  |  | 2670.2172 | 386772.0885 | 100 | 20% | 20% | 1.7245e-05 | 7.528e-07
21 | 2 | 0.00018751 | 101 | 21 | 2 | MDR | 6.6729 | 0.344 | 2377.176 | 122.649 | 0.581 | 0.521 | 3.875 | 0.179 | 1380.281 | 63.876 | 0.00018751 | 3.469 | 0.163 | 0.00065047 | 3.0564e-05 | 0.52 | 0.47481 | 1960 | 5 | Dry Detention | 0.2 |  |  | TMDL | TMDL |  |  | 2670.2172 | 386772.0885 | 101 | 20% | 20% | 0.00013009 | 6.1128e-06
21 | 4 | 8.8789 | 103 | 21 | 4 | IND | 10.5311 | 1.016 | 2225.298 | 214.731 | 0.569 | 0.516 | 5.997 | 0.524 | 1267.178 | 110.76 | 8.8789 | 5.358 | 0.477 | 47.573 | 4.2352 | 0.509 | 0.46982 | 1960 | 5 | Dry Detention | 0.2 |  |  | TMDL | TMDL |  |  | 2670.2172 | 386772.0885 | 103 | 20% | 20% | 9.5146 | 0.84704
92 | 1 | 1.7727 | 566 | 92 | 1 | LDR | 5.7049 | 0.265 | 242.69 | 11.285 | 0.417 | 0.337 | 2.381 | 0.089 | 101.298 | 3.801 | 1.7727 | 1.277 | 0.045 | 2.2638 | 0.079773 | 0.224 | 0.16991 | 1961 | 5 | Dry Detention | 0.2 |  |  | TMDL | TMDL |  |  | 1621.5103 | 105697.6895 | 566 | 20% | 20% | 0.45276 | 0.015955
92 | 11 | 0.053908 | 574 | 92 | 11 | FOR | 2.2724 | 0.091 | 59.46 | 2.384 | 0.449 | 0.382 | 1.02 | 0.035 | 26.694 | 0.911 | 0.053908 | 0.569 | 0.019 | 0.030674 | 0.0010243 | 0.25 | 0.20389 | 1961 | 5 | Dry Detention | 0.2 |  |  | TMDL | TMDL |  |  | 1621.5103 | 105697.6895 | 574 | 20% | 20% | 0.0061348 | 0.00020485
92 | 13 | 0.55694 | 576 | 92 | 13 | WET | 0.79346 | 0.031 | 85.726 | 3.331 | 0.479 | 0.43 | 0.38 | 0.013 | 41.037 | 1.433 | 0.55694 | 0.222 | 0.008 | 0.12364 | 0.0044555 | 0.279 | 0.24511 | 1961 | 5 | Dry Detention | 0.2 |  |  | TMDL | TMDL |  |  | 1621.5103 | 105697.6895 | 576 | 20% | 20% | 0.024728 | 0.0008911
93 | 1 | 0.042918 | 577 | 93 | 1 | LDR | 4.2326 | 0.235 | 257.479 | 14.268 | 0.595 | 0.578 | 2.517 | 0.135 | 153.129 | 8.243 | 0.042918 | 0.574 | 0.024 | 0.024635 | 0.00103 | 0.136 | 0.10265 | 1961 | 5 | Dry Detention | 0.2 |  |  | TMDL | TMDL |  |  | 1621.5103 | 105697.6895 | 577 | 20% | 20% | 0.004927 | 0.00020601
92 | 4 | 1.7534 | 569 | 92 | 4 | IND | 18.1266 | 1.692 | 2033.405 | 189.788 | 0.402 | 0.328 | 7.291 | 0.554 | 817.913 | 62.182 | 1.7534 | 3.829 | 0.278 | 6.7138 | 0.48745 | 0.211 | 0.16435 | 1962 | 5 | Dry Detention | 0.2 |  |  | TMDL | TMDL |  |  | 1619.5215 | 76386.5671 | 569 | 20% | 20% | 1.3428 | 0.097489
92 | 13 | 0.00019522 | 576 | 92 | 13 | WET | 0.79346 | 0.031 | 85.726 | 3.331 | 0.479 | 0.43 | 0.38 | 0.013 | 41.037 | 1.433 | 0.00019522 | 0.222 | 0.008 | 4.3339e-05 | 1.5618e-06 | 0.279 | 0.24511 | 1962 | 5 | Dry Detention | 0.2 |  |  | TMDL | TMDL |  |  | 1619.5215 | 76386.5671 | 576 | 20% | 20% | 8.6679e-06 | 3.1236e-07
92 | 4 | 1.1583 | 569 | 92 | 4 | IND | 18.1266 | 1.692 | 2033.405 | 189.788 | 0.402 | 0.328 | 7.291 | 0.554 | 817.913 | 62.182 | 1.1583 | 3.829 | 0.278 | 4.4353 | 0.32202 | 0.211 | 0.16435 | 1963 | 5 | Dry Detention | 0.2 |  |  | TMDL | TMDL |  |  | 1106.4132 | 50456.7379 | 569 | 20% | 20% | 0.88705 | 0.064403
92 | 4 | 0.85612 | 569 | 92 | 4 | IND | 18.1266 | 1.692 | 2033.405 | 189.788 | 0.402 | 0.328 | 7.291 | 0.554 | 817.913 | 62.182 | 0.85612 | 3.829 | 0.278 | 3.2781 | 0.238 | 0.211 | 0.16435 | 1964 | 5 | Dry Detention | 0.2 |  |  | TMDL | TMDL |  |  | 813.0488 | 37459.4664 | 569 | 20% | 20% | 0.65562 | 0.0476
92 | 11 | 0.0038317 | 574 | 92 | 11 | FOR | 2.2724 | 0.091 | 59.46 | 2.384 | 0.449 | 0.382 | 1.02 | 0.035 | 26.694 | 0.911 | 0.0038317 | 0.569 | 0.019 | 0.0021802 | 7.2802e-05 | 0.25 | 0.20389 | 1964 | 5 | Dry Detention | 0.2 |  |  | TMDL | TMDL |  |  | 813.0488 | 37459.4664 | 574 | 20% | 20% | 0.00043604 | 1.456e-05
21 | 13 | 0.17227 | 108 | 21 | 13 | WET | 9.1936 | 0.658 | 2071.933 | 148.288 | 0.576 | 0.524 | 5.293 | 0.345 | 1192.781 | 77.679 | 0.17227 | 4.736 | 0.314 | 0.81586 | 0.054092 | 0.515 | 0.47752 | 1965 | 5 | Dry Detention | 0.2 |  |  | TMDL | TMDL |  |  | 443.9257 | 7503.9074 | 108 | 20% | 20% | 0.16317 | 0.010818
20 | 4 | 0.0082372 | 92 | 20 | 4 | IND | 10.2361 | 0.882 | 2104.039 | 181.35 | 0.253 | 0.305 | 2.587 | 0.269 | 531.76 | 55.308 | 0.0082372 | 2.313 | 0.246 | 0.019053 | 0.0020264 | 0.226 | 0.27837 | 1966 | 5 | Dry Detention | 0.2 |  |  | TMDL | TMDL |  |  | 3143.2056 | 376178.3729 | 92 | 20% | 20% | 0.0038105 | 0.00040527
21 | 1 | 0.31837 | 100 | 21 | 1 | LDR | 3.3354 | 0.158 | 101.037 | 4.792 | 0.583 | 0.524 | 1.944 | 0.083 | 58.888 | 2.512 | 0.31837 | 1.741 | 0.076 | 0.55429 | 0.024196 | 0.522 | 0.47822 | 1966 | 5 | Dry Detention | 0.2 |  |  | TMDL | TMDL |  |  | 3143.2056 | 376178.3729 | 100 | 20% | 20% | 0.11086 | 0.0048393
21 | 4 | 6.8039 | 103 | 21 | 4 | IND | 10.5311 | 1.016 | 2225.298 | 214.731 | 0.569 | 0.516 | 5.997 | 0.524 | 1267.178 | 110.76 | 6.8039 | 5.358 | 0.477 | 36.4552 | 3.2455 | 0.509 | 0.46982 | 1966 | 5 | Dry Detention | 0.2 |  |  | TMDL | TMDL |  |  | 3143.2056 | 376178.3729 | 103 | 20% | 20% | 7.291 | 0.64909
21 | 6 | 1.5054 | 104 | 21 | 6 | OPE | 3.1285 | 0.138 | 99.006 | 4.38 | 0.592 | 0.536 | 1.853 | 0.074 | 58.642 | 2.347 | 1.5054 | 1.662 | 0.068 | 2.502 | 0.10237 | 0.531 | 0.48947 | 1966 | 5 | Dry Detention | 0.2 |  |  | TMDL | TMDL |  |  | 3143.2056 | 376178.3729 | 104 | 20% | 20% | 0.5004 | 0.020474
20 | 4 | 0.84419 | 92 | 20 | 4 | IND | 10.2361 | 0.882 | 2104.039 | 181.35 | 0.253 | 0.305 | 2.587 | 0.269 | 531.76 | 55.308 | 0.84419 | 2.313 | 0.246 | 1.9526 | 0.20767 | 0.226 | 0.27837 | 1967 | 5 | Dry Detention | 0.2 |  |  | TMDL | TMDL |  |  | 2006.7061 | 42078.922 | 92 | 20% | 20% | 0.39052 | 0.041534
92 | 4 | 0.12181 | 569 | 92 | 4 | IND | 18.1266 | 1.692 | 2033.405 | 189.788 | 0.402 | 0.328 | 7.291 | 0.554 | 817.913 | 62.182 | 0.12181 | 3.829 | 0.278 | 0.46642 | 0.033864 | 0.211 | 0.16435 | 1967 | 5 | Dry Detention | 0.2 |  |  | TMDL | TMDL |  |  | 2006.7061 | 42078.922 | 569 | 20% | 20% | 0.093284 | 0.0067727
97 | 11 | 1.416 | 609 | 97 | 11 | FOR | 1.8856 | 0.15 | 1178.991 | 93.84 | 0.864 | 0.838 | 1.629 | 0.126 | 1018.261 | 78.664 | 1.416 | 1.629 | 0.126 | 2.3066 | 0.17841 | 0.864 | 0.83828 | 1968 | 5 | Dry Detention | 0.2 |  |  | TMDL | TMDL |  |  | 1734.8388 | 61680.3699 | 609 | 20% | 20% | 0.46133 | 0.035683
20 | 4 | 0.041582 | 92 | 20 | 4 | IND | 10.2361 | 0.882 | 2104.039 | 181.35 | 0.253 | 0.305 | 2.587 | 0.269 | 531.76 | 55.308 | 0.041582 | 2.313 | 0.246 | 0.09618 | 0.010229 | 0.226 | 0.27837 | 1969 | 5 | Dry Detention | 0.2 |  |  | TMDL | TMDL |  |  | 1260.9863 | 85275.2287 | 92 | 20% | 20% | 0.019236 | 0.0020459
21 | 4 | 1.9161 | 103 | 21 | 4 | IND | 10.5311 | 1.016 | 2225.298 | 214.731 | 0.569 | 0.516 | 5.997 | 0.524 | 1267.178 | 110.76 | 1.9161 | 5.358 | 0.477 | 10.2663 | 0.91397 | 0.509 | 0.46982 | 1969 | 5 | Dry Detention | 0.2 |  |  | TMDL | TMDL |  |  | 1260.9863 | 85275.2287 | 103 | 20% | 20% | 2.0533 | 0.18279
21 | 1 | 0.033379 | 100 | 21 | 1 | LDR | 3.3354 | 0.158 | 101.037 | 4.792 | 0.583 | 0.524 | 1.944 | 0.083 | 58.888 | 2.512 | 0.033379 | 1.741 | 0.076 | 0.058112 | 0.0025368 | 0.522 | 0.47822 | 1970 | 5 | Dry Detention | 0.2 |  |  | TMDL | TMDL |  |  | 3075.1412 | 383838.0986 | 100 | 20% | 20% | 0.011622 | 0.00050736
21 | 4 | 8.4859 | 103 | 21 | 4 | IND | 10.5311 | 1.016 | 2225.298 | 214.731 | 0.569 | 0.516 | 5.997 | 0.524 | 1267.178 | 110.76 | 8.4859 | 5.358 | 0.477 | 45.4676 | 4.0478 | 0.509 | 0.46982 | 1970 | 5 | Dry Detention | 0.2 |  |  | TMDL | TMDL |  |  | 3075.1412 | 383838.0986 | 103 | 20% | 20% | 9.0935 | 0.80956
21 | 13 | 0.29243 | 108 | 21 | 13 | WET | 9.1936 | 0.658 | 2071.933 | 148.288 | 0.576 | 0.524 | 5.293 | 0.345 | 1192.781 | 77.679 | 0.29243 | 4.736 | 0.314 | 1.385 | 0.091824 | 0.515 | 0.47752 | 1970 | 5 | Dry Detention | 0.2 |  |  | TMDL | TMDL |  |  | 3075.1412 | 383838.0986 | 108 | 20% | 20% | 0.27699 | 0.018365
23 | 10 | 0.71288 | 127 | 23 | 10 | RAN | 2.7374 | 0.11 | 128.156 | 5.163 | 0.897 | 0.913 | 2.456 | 0.101 | 114.999 | 4.714 | 0.71288 | 2.456 | 0.101 | 1.7508 | 0.072001 | 0.897 | 0.91292 | 1971 | 5 | Dry Detention | 0.2 |  |  | TMDL | TMDL |  |  | 1206.1272 | 31068.5061 | 127 | 20% | 20% | 0.35017 | 0.0144
23 | 13 | 0.00035483 | 130 | 23 | 13 | WET | 8.0216 | 0.526 | 6987.131 | 457.734 | 0.893 | 0.91 | 7.166 | 0.478 | 6241.869 | 416.507 | 0.00035483 | 7.166 | 0.478 | 0.0025427 | 0.00016961 | 0.893 | 0.90993 | 1971 | 5 | Dry Detention | 0.2 |  |  | TMDL | TMDL |  |  | 1206.1272 | 31068.5061 | 130 | 20% | 20% | 0.00050854 | 3.3922e-05
23 | 10 | 0.0042652 | 127 | 23 | 10 | RAN | 2.7374 | 0.11 | 128.156 | 5.163 | 0.897 | 0.913 | 2.456 | 0.101 | 114.999 | 4.714 | 0.0042652 | 2.456 | 0.101 | 0.010475 | 0.00043078 | 0.897 | 0.91292 | 1972 | 5 | Dry Detention | 0.2 |  |  | TMDL | TMDL |  |  | 65.6576 | 185.7775 | 127 | 20% | 20% | 0.002095 | 8.6156e-05
20 | 1 | 15.4669 | 89 | 20 | 1 | LDR | 3.0927 | 0.134 | 164.16 | 7.139 | 0.263 | 0.31 | 0.812 | 0.042 | 43.096 | 2.212 | 15.4669 | 0.728 | 0.038 | 11.2599 | 0.58774 | 0.235 | 0.28311 | 1973 | 5 | Dry Detention | 0.2 |  |  | TMDL | TMDL |  |  | 4566.7891 | 1114704.4302 | 89 | 20% | 20% | 2.252 | 0.11755
20 | 6 | 3.9843 | 93 | 20 | 6 | OPE | 2.7965 | 0.113 | 137.405 | 5.559 | 0.27 | 0.326 | 0.755 | 0.037 | 37.074 | 1.812 | 3.9843 | 0.677 | 0.034 | 2.6974 | 0.13547 | 0.242 | 0.29816 | 1973 | 5 | Dry Detention | 0.2 |  |  | TMDL | TMDL |  |  | 4566.7891 | 1114704.4302 | 93 | 20% | 20% | 0.53947 | 0.027093
20 | 7 | 1.9465 | 94 | 20 | 7 | PAS | 5.8912 | 0.287 | 104.004 | 5.065 | 0.274 | 0.34 | 1.613 | 0.098 | 28.473 | 1.725 | 1.9465 | 1.449 | 0.089 | 2.8204 | 0.17323 | 0.246 | 0.31143 | 1973 | 5 | Dry Detention | 0.2 |  |  | TMDL | TMDL |  |  | 4566.7891 | 1114704.4302 | 94 | 20% | 20% | 0.56408 | 0.034647
20 | 11 | 3.9327 | 97 | 20 | 11 | FOR | 1.2281 | 0.043 | 62.365 | 2.199 | 0.289 | 0.392 | 0.355 | 0.017 | 18.012 | 0.863 | 3.9327 | 0.319 | 0.016 | 1.2545 | 0.062923 | 0.26 | 0.35973 | 1973 | 5 | Dry Detention | 0.2 |  |  | TMDL | TMDL |  |  | 4566.7891 | 1114704.4302 | 97 | 20% | 20% | 0.25091 | 0.012585
92 | 1 | 0.019968 | 566 | 92 | 1 | LDR | 5.7049 | 0.265 | 242.69 | 11.285 | 0.417 | 0.337 | 2.381 | 0.089 | 101.298 | 3.801 | 0.019968 | 1.277 | 0.045 | 0.025499 | 0.00089854 | 0.224 | 0.16991 | 1973 | 5 | Dry Detention | 0.2 |  |  | TMDL | TMDL |  |  | 4566.7891 | 1114704.4302 | 566 | 20% | 20% | 0.0050997 | 0.00017971
92 | 6 | 0.23982 | 570 | 92 | 6 | OPE | 5.3152 | 0.232 | 137.066 | 5.988 | 0.426 | 0.348 | 2.264 | 0.081 | 58.386 | 2.083 | 0.23982 | 1.226 | 0.041 | 0.29402 | 0.0098325 | 0.231 | 0.17741 | 1973 | 5 | Dry Detention | 0.2 |  |  | TMDL | TMDL |  |  | 4566.7891 | 1114704.4302 | 570 | 20% | 20% | 0.058803 | 0.0019665
97 | 11 | 3.7781 | 609 | 97 | 11 | FOR | 1.8856 | 0.15 | 1178.991 | 93.84 | 0.864 | 0.838 | 1.629 | 0.126 | 1018.261 | 78.664 | 3.7781 | 1.629 | 0.126 | 6.1545 | 0.47604 | 0.864 | 0.83828 | 1974 | 5 | Dry Detention | 0.2 |  |  | TMDL | TMDL |  |  | 1757.1769 | 164573.49 | 609 | 20% | 20% | 1.2309 | 0.095208
20 | 4 | 1.5593 | 92 | 20 | 4 | IND | 10.2361 | 0.882 | 2104.039 | 181.35 | 0.253 | 0.305 | 2.587 | 0.269 | 531.76 | 55.308 | 1.5593 | 2.313 | 0.246 | 3.6066 | 0.38358 | 0.226 | 0.27837 | 1975 | 5 | Dry Detention | 0.2 |  |  | TMDL | TMDL |  |  | 1353.2158 | 67922.2794 | 92 | 20% | 20% | 0.72133 | 0.076717
20 | 4 | 1.0894 | 92 | 20 | 4 | IND | 10.2361 | 0.882 | 2104.039 | 181.35 | 0.253 | 0.305 | 2.587 | 0.269 | 531.76 | 55.308 | 1.0894 | 2.313 | 0.246 | 2.5197 | 0.26798 | 0.226 | 0.27837 | 1976 | 5 | Dry Detention | 0.2 |  |  | TMDL | TMDL |  |  | 1270.8237 | 82850.6863 | 92 | 20% | 20% | 0.50393 | 0.053596
20 | 13 | 0.038323 | 99 | 20 | 13 | WET | 4.0215 | 0.221 | 1471.384 | 80.96 | 0.274 | 0.404 | 1.102 | 0.089 | 403.085 | 32.694 | 0.038323 | 0.992 | 0.082 | 0.038016 | 0.0031425 | 0.247 | 0.3713 | 1976 | 5 | Dry Detention | 0.2 |  |  | TMDL | TMDL |  |  | 1270.8237 | 82850.6863 | 99 | 20% | 20% | 0.0076033 | 0.0006285
21 | 4 | 0.56614 | 103 | 21 | 4 | IND | 10.5311 | 1.016 | 2225.298 | 214.731 | 0.569 | 0.516 | 5.997 | 0.524 | 1267.178 | 110.76 | 0.56614 | 5.358 | 0.477 | 3.0334 | 0.27005 | 0.509 | 0.46982 | 1976 | 5 | Dry Detention | 0.2 |  |  | TMDL | TMDL |  |  | 1270.8237 | 82850.6863 | 103 | 20% | 20% | 0.60668 | 0.05401
21 | 13 | 0.20818 | 108 | 21 | 13 | WET | 9.1936 | 0.658 | 2071.933 | 148.288 | 0.576 | 0.524 | 5.293 | 0.345 | 1192.781 | 77.679 | 0.20818 | 4.736 | 0.314 | 0.98593 | 0.065368 | 0.515 | 0.47752 | 1976 | 5 | Dry Detention | 0.2 |  |  | TMDL | TMDL |  |  | 1270.8237 | 82850.6863 | 108 | 20% | 20% | 0.19719 | 0.013074
36 | 11 | 0.83925 | 235 | 36 | 11 | FOR | 1.6973 | 0.136 | 456.356 | 36.497 | 0.685 | 0.642 | 1.162 | 0.087 | 312.528 | 23.445 | 0.83925 | 1.162 | 0.087 | 0.97521 | 0.073015 | 0.685 | 0.64239 | 1977 | 5 | Dry Detention | 0.2 |  |  | TMDL | TMDL |  |  | 3851.273 | 614285.7555 | 235 | 20% | 20% | 0.19504 | 0.014603
36 | 13 | 0.36843 | 237 | 36 | 13 | WET | 2.5089 | 0.197 | 2607.78 | 205.211 | 0.69 | 0.646 | 1.731 | 0.127 | 1798.721 | 132.5 | 0.36843 | 1.731 | 0.127 | 0.63775 | 0.04679 | 0.69 | 0.64567 | 1977 | 5 | Dry Detention | 0.2 |  |  | TMDL | TMDL |  |  | 3851.273 | 614285.7555 | 237 | 20% | 20% | 0.12755 | 0.0093581
97 | 11 | 12.7986 | 609 | 97 | 11 | FOR | 1.8856 | 0.15 | 1178.991 | 93.84 | 0.864 | 0.838 | 1.629 | 0.126 | 1018.261 | 78.664 | 12.7986 | 1.629 | 0.126 | 20.849 | 1.6126 | 0.864 | 0.83828 | 1977 | 5 | Dry Detention | 0.2 |  |  | TMDL | TMDL |  |  | 3851.273 | 614285.7555 | 609 | 20% | 20% | 4.1698 | 0.32253
97 | 13 | 0.095812 | 611 | 97 | 13 | WET | 2.5135 | 0.2 | 2832.084 | 225.479 | 0.875 | 0.856 | 2.199 | 0.171 | 2477.678 | 193.038 | 0.095812 | 2.199 | 0.171 | 0.21069 | 0.016384 | 0.875 | 0.85613 | 1977 | 5 | Dry Detention | 0.2 |  |  | TMDL | TMDL |  |  | 3851.273 | 614285.7555 | 611 | 20% | 20% | 0.042138 | 0.0032768
97 | 11 | 3.476 | 609 | 97 | 11 | FOR | 1.8856 | 0.15 | 1178.991 | 93.84 | 0.864 | 0.838 | 1.629 | 0.126 | 1018.261 | 78.664 | 3.476 | 1.629 | 0.126 | 5.6624 | 0.43797 | 0.864 | 0.83828 | 1978 | 5 | Dry Detention | 0.2 |  |  | TMDL | TMDL |  |  | 1546.3306 | 151413.6647 | 609 | 20% | 20% | 1.1325 | 0.087595
97 | 11 | 1.7486 | 609 | 97 | 11 | FOR | 1.8856 | 0.15 | 1178.991 | 93.84 | 0.864 | 0.838 | 1.629 | 0.126 | 1018.261 | 78.664 | 1.7486 | 1.629 | 0.126 | 2.8485 | 0.22033 | 0.864 | 0.83828 | 1979 | 5 | Dry Detention | 0.2 |  |  | TMDL | TMDL |  |  | 1330.4865 | 76170.1054 | 609 | 20% | 20% | 0.56971 | 0.044066
20 | 7 | 1.025 | 94 | 20 | 7 | PAS | 5.8912 | 0.287 | 104.004 | 5.065 | 0.274 | 0.34 | 1.613 | 0.098 | 28.473 | 1.725 | 1.025 | 1.449 | 0.089 | 1.4852 | 0.091223 | 0.246 | 0.31143 | 1980 | 5 | Dry Detention | 0.2 |  |  | TMDL | TMDL |  |  | 1003.8211 | 44647.913 | 94 | 20% | 20% | 0.29704 | 0.018245
23 | 6 | 10.7372 | 125 | 23 | 6 | OPE | 3.6976 | 0.161 | 262.851 | 11.454 | 0.896 | 0.912 | 3.313 | 0.147 | 235.546 | 10.445 | 10.7372 | 3.313 | 0.147 | 35.5723 | 1.5784 | 0.896 | 0.91192 | 1981 | 5 | Dry Detention | 0.2 |  |  | TMDL | TMDL |  |  | 5092.4822 | 731723.9415 | 125 | 20% | 20% | 7.1145 | 0.31567
23 | 10 | 6.0608 | 127 | 23 | 10 | RAN | 2.7374 | 0.11 | 128.156 | 5.163 | 0.897 | 0.913 | 2.456 | 0.101 | 114.999 | 4.714 | 6.0608 | 2.456 | 0.101 | 14.8853 | 0.61214 | 0.897 | 0.91292 | 1981 | 5 | Dry Detention | 0.2 |  |  | TMDL | TMDL |  |  | 5092.4822 | 731723.9415 | 127 | 20% | 20% | 2.9771 | 0.12243
23 | 13 | 0.0001586 | 130 | 23 | 13 | WET | 8.0216 | 0.526 | 6987.131 | 457.734 | 0.893 | 0.91 | 7.166 | 0.478 | 6241.869 | 416.507 | 0.0001586 | 7.166 | 0.478 | 0.0011365 | 7.581e-05 | 0.893 | 0.90993 | 1981 | 5 | Dry Detention | 0.2 |  |  | TMDL | TMDL |  |  | 5092.4822 | 731723.9415 | 130 | 20% | 20% | 0.0002273 | 1.5162e-05
20 | 6 | 1.9753 | 93 | 20 | 6 | OPE | 2.7965 | 0.113 | 137.405 | 5.559 | 0.27 | 0.326 | 0.755 | 0.037 | 37.074 | 1.812 | 1.9753 | 0.677 | 0.034 | 1.3373 | 0.06716 | 0.242 | 0.29816 | 1982 | 5 | Dry Detention | 0.2 |  |  | TMDL | TMDL |  |  | 3687.2373 | 155235.9786 | 93 | 20% | 20% | 0.26745 | 0.013432
20 | 8 | 1.3692 | 95 | 20 | 8 | AGR | 6.6475 | 0.326 | 224.943 | 11.038 | 0.279 | 0.352 | 1.857 | 0.115 | 62.825 | 3.889 | 1.3692 | 1.669 | 0.105 | 2.2853 | 0.14377 | 0.251 | 0.32247 | 1982 | 5 | Dry Detention | 0.2 |  |  | TMDL | TMDL |  |  | 3687.2373 | 155235.9786 | 95 | 20% | 20% | 0.45705 | 0.028754
20 | 13 | 0.19898 | 99 | 20 | 13 | WET | 4.0215 | 0.221 | 1471.384 | 80.96 | 0.274 | 0.404 | 1.102 | 0.089 | 403.085 | 32.694 | 0.19898 | 0.992 | 0.082 | 0.19739 | 0.016316 | 0.247 | 0.3713 | 1982 | 5 | Dry Detention | 0.2 |  |  | TMDL | TMDL |  |  | 3687.2373 | 155235.9786 | 99 | 20% | 20% | 0.039478 | 0.0032633
92 | 8 | 0.020247 | 572 | 92 | 8 | AGR | 12.7473 | 0.687 | 147.9 | 7.97 | 0.435 | 0.36 | 5.541 | 0.247 | 64.293 | 2.866 | 0.020247 | 3.027 | 0.127 | 0.061288 | 0.0025714 | 0.237 | 0.18516 | 1982 | 5 | Dry Detention | 0.2 |  |  | TMDL | TMDL |  |  | 3687.2373 | 155235.9786 | 572 | 20% | 20% | 0.012258 | 0.00051428
97 | 10 | 2.3653 | 608 | 97 | 10 | RAN | 3.0677 | 0.253 | 405.178 | 33.373 | 0.859 | 0.835 | 2.637 | 0.211 | 348.245 | 27.853 | 2.3653 | 2.637 | 0.211 | 6.2373 | 0.49908 | 0.859 | 0.8346 | 1983 | 5 | Dry Detention | 0.2 |  |  | TMDL | TMDL |  |  | 1972.9856 | 142428.5044 | 608 | 20% | 20% | 1.2475 | 0.099816
97 | 11 | 0.9044 | 609 | 97 | 11 | FOR | 1.8856 | 0.15 | 1178.991 | 93.84 | 0.864 | 0.838 | 1.629 | 0.126 | 1018.261 | 78.664 | 0.9044 | 1.629 | 0.126 | 1.4733 | 0.11395 | 0.864 | 0.83828 | 1983 | 5 | Dry Detention | 0.2 |  |  | TMDL | TMDL |  |  | 1972.9856 | 142428.5044 | 609 | 20% | 20% | 0.29465 | 0.022791
97 | 7 | 0.039763 | 607 | 97 | 7 | PAS | 8.0611 | 0.755 | 615.775 | 57.68 | 0.858 | 0.833 | 6.914 | 0.629 | 528.163 | 48.051 | 0.039763 | 6.914 | 0.629 | 0.27492 | 0.025011 | 0.858 | 0.83306 | 1984 | 5 | Dry Detention | 0.2 |  |  | TMDL | TMDL |  |  | 3299.1348 | 224516.6946 | 607 | 20% | 20% | 0.054985 | 0.0050022
97 | 11 | 5.1145 | 609 | 97 | 11 | FOR | 1.8856 | 0.15 | 1178.991 | 93.84 | 0.864 | 0.838 | 1.629 | 0.126 | 1018.261 | 78.664 | 5.1145 | 1.629 | 0.126 | 8.3314 | 0.64442 | 0.864 | 0.83828 | 1984 | 5 | Dry Detention | 0.2 |  |  | TMDL | TMDL |  |  | 3299.1348 | 224516.6946 | 609 | 20% | 20% | 1.6663 | 0.12888
97 | 10 | 3.5477 | 608 | 97 | 10 | RAN | 3.0677 | 0.253 | 405.178 | 33.373 | 0.859 | 0.835 | 2.637 | 0.211 | 348.245 | 27.853 | 3.5477 | 2.637 | 0.211 | 9.3553 | 0.74857 | 0.859 | 0.8346 | 1985 | 5 | Dry Detention | 0.2 |  |  | TMDL | TMDL |  |  | 2628.6155 | 223127.5557 | 608 | 20% | 20% | 1.8711 | 0.14971
97 | 11 | 1.5735 | 609 | 97 | 11 | FOR | 1.8856 | 0.15 | 1178.991 | 93.84 | 0.864 | 0.838 | 1.629 | 0.126 | 1018.261 | 78.664 | 1.5735 | 1.629 | 0.126 | 2.5632 | 0.19826 | 0.864 | 0.83828 | 1985 | 5 | Dry Detention | 0.2 |  |  | TMDL | TMDL |  |  | 2628.6155 | 223127.5557 | 609 | 20% | 20% | 0.51265 | 0.039652
97 | 13 | 0.0011233 | 611 | 97 | 13 | WET | 2.5135 | 0.2 | 2832.084 | 225.479 | 0.875 | 0.856 | 2.199 | 0.171 | 2477.678 | 193.038 | 0.0011233 | 2.199 | 0.171 | 0.00247 | 0.00019208 | 0.875 | 0.85613 | 1985 | 5 | Dry Detention | 0.2 |  |  | TMDL | TMDL |  |  | 2628.6155 | 223127.5557 | 611 | 20% | 20% | 0.00049401 | 3.8415e-05
23 | 4 | 0.18402 | 123 | 23 | 4 | IND | 10.0422 | 0.85 | 5417.453 | 458.426 | 0.893 | 0.909 | 8.963 | 0.773 | 4835.422 | 416.755 | 0.18402 | 8.963 | 0.773 | 1.6494 | 0.14225 | 0.893 | 0.9091 | 1986 | 5 | Dry Detention | 0.2 |  |  | TMDL | TMDL |  |  | 1572.6604 | 8061.0321 | 123 | 20% | 20% | 0.32987 | 0.028449
23 | 10 | 0.0010366 | 127 | 23 | 10 | RAN | 2.7374 | 0.11 | 128.156 | 5.163 | 0.897 | 0.913 | 2.456 | 0.101 | 114.999 | 4.714 | 0.0010366 | 2.456 | 0.101 | 0.002546 | 0.0001047 | 0.897 | 0.91292 | 1986 | 5 | Dry Detention | 0.2 |  |  | TMDL | TMDL |  |  | 1572.6604 | 8061.0321 | 127 | 20% | 20% | 0.0005092 | 2.094e-05
20 | 4 | 17.3989 | 92 | 20 | 4 | IND | 10.2361 | 0.882 | 2104.039 | 181.35 | 0.253 | 0.305 | 2.587 | 0.269 | 531.76 | 55.308 | 17.3989 | 2.313 | 0.246 | 40.2436 | 4.2801 | 0.226 | 0.27837 | 1987 | 5 | Dry Detention | 0.2 |  |  | TMDL | TMDL |  |  | 5553.4237 | 757891.3067 | 92 | 20% | 20% | 8.0487 | 0.85602
39 | 1 | 0.25388 | 259 | 39 | 1 | LDR | 2.8996 | 0.259 | 1035.599 | 92.373 | 1.075 | 1.082 | 3.118 | 0.28 | 1113.717 | 99.953 | 0.25388 | 2.887 | 0.254 | 0.73295 | 0.064485 | 0.996 | 0.98369 | 1988 | 5 | Dry Detention | 0.2 |  |  | TMDL | TMDL |  |  | 824.3036 | 23578.2485 | 259 | 20% | 20% | 0.14659 | 0.012897
39 | 11 | 0.027375 | 268 | 39 | 11 | FOR | 0.99237 | 0.07 | 385.77 | 27.224 | 1.075 | 1.083 | 1.067 | 0.076 | 414.895 | 29.493 | 0.027375 | 0.988 | 0.069 | 0.027047 | 0.0018889 | 0.996 | 0.98485 | 1988 | 5 | Dry Detention | 0.2 |  |  | TMDL | TMDL |  |  | 824.3036 | 23578.2485 | 268 | 20% | 20% | 0.0054094 | 0.00037778
39 | 12 | 0.17941 | 269 | 39 | 12 | WAT | 0.27851 | 0.019 | 88.781 | 6.052 | 1.081 | 1.084 | 0.301 | 0.021 | 95.936 | 6.562 | 0.17941 | 0.279 | 0.019 | 0.050054 | 0.0034087 | 1.001 | 0.98565 | 1988 | 5 | Dry Detention | 0.2 |  |  | TMDL | TMDL |  |  | 824.3036 | 23578.2485 | 269 | 20% | 20% | 0.010011 | 0.00068174
39 | 13 | 0.056821 | 270 | 39 | 13 | WET | 2.4147 | 0.224 | 8471.903 | 784.954 | 1.082 | 1.085 | 2.613 | 0.243 | 9167.141 | 851.506 | 0.056821 | 2.419 | 0.221 | 0.13745 | 0.012558 | 1.002 | 0.98617 | 1988 | 5 | Dry Detention | 0.2 |  |  | TMDL | TMDL |  |  | 824.3036 | 23578.2485 | 270 | 20% | 20% | 0.02749 | 0.0025115
20 | 4 | 0.22968 | 92 | 20 | 4 | IND | 10.2361 | 0.882 | 2104.039 | 181.35 | 0.253 | 0.305 | 2.587 | 0.269 | 531.76 | 55.308 | 0.22968 | 2.313 | 0.246 | 0.53125 | 0.056502 | 0.226 | 0.27837 | 1989 | 5 | Dry Detention | 0.2 |  |  | TMDL | TMDL |  |  | 497.1774 | 10004.903 | 92 | 20% | 20% | 0.10625 | 0.0113
20 | 1 | 0.07102 | 89 | 20 | 1 | LDR | 3.0927 | 0.134 | 164.16 | 7.139 | 0.263 | 0.31 | 0.812 | 0.042 | 43.096 | 2.212 | 0.07102 | 0.728 | 0.038 | 0.051703 | 0.0026988 | 0.235 | 0.28311 | 1990 | 5 | Dry Detention | 0.2 |  |  | TMDL | TMDL |  |  | 3633.8725 | 204673.4014 | 89 | 20% | 20% | 0.010341 | 0.00053975
20 | 7 | 2.7075 | 94 | 20 | 7 | PAS | 5.8912 | 0.287 | 104.004 | 5.065 | 0.274 | 0.34 | 1.613 | 0.098 | 28.473 | 1.725 | 2.7075 | 1.449 | 0.089 | 3.9231 | 0.24096 | 0.246 | 0.31143 | 1990 | 5 | Dry Detention | 0.2 |  |  | TMDL | TMDL |  |  | 3633.8725 | 204673.4014 | 94 | 20% | 20% | 0.78462 | 0.048193
20 | 8 | 1.9071 | 95 | 20 | 8 | AGR | 6.6475 | 0.326 | 224.943 | 11.038 | 0.279 | 0.352 | 1.857 | 0.115 | 62.825 | 3.889 | 1.9071 | 1.669 | 0.105 | 3.183 | 0.20025 | 0.251 | 0.32247 | 1990 | 5 | Dry Detention | 0.2 |  |  | TMDL | TMDL |  |  | 3633.8725 | 204673.4014 | 95 | 20% | 20% | 0.63659 | 0.040049
93 | 1 | 0.0014767 | 577 | 93 | 1 | LDR | 4.2326 | 0.235 | 257.479 | 14.268 | 0.595 | 0.578 | 2.517 | 0.135 | 153.129 | 8.243 | 0.0014767 | 0.574 | 0.024 | 0.0008476 | 3.544e-05 | 0.136 | 0.10265 | 1990 | 5 | Dry Detention | 0.2 |  |  | TMDL | TMDL |  |  | 3633.8725 | 204673.4014 | 577 | 20% | 20% | 0.00016952 | 7.088e-06
93 | 7 | 0.009809 | 580 | 93 | 7 | PAS | 8.3415 | 0.525 | 670.983 | 42.256 | 0.607 | 0.601 | 5.067 | 0.315 | 407.612 | 25.376 | 0.009809 | 1.196 | 0.059 | 0.011732 | 0.00057873 | 0.143 | 0.11265 | 1990 | 5 | Dry Detention | 0.2 |  |  | TMDL | TMDL |  |  | 3633.8725 | 204673.4014 | 580 | 20% | 20% | 0.0023463 | 0.00011575
93 | 8 | 0.0018105 | 581 | 93 | 8 | AGR | 9.3151 | 0.592 | 127.874 | 8.126 | 0.615 | 0.609 | 5.731 | 0.361 | 78.672 | 4.95 | 0.0018105 | 1.379 | 0.069 | 0.0024967 | 0.00012492 | 0.148 | 0.11683 | 1990 | 5 | Dry Detention | 0.2 |  |  | TMDL | TMDL |  |  | 3633.8725 | 204673.4014 | 581 | 20% | 20% | 0.00049933 | 2.4985e-05
20 | 6 | 1.2518 | 93 | 20 | 6 | OPE | 2.7965 | 0.113 | 137.405 | 5.559 | 0.27 | 0.326 | 0.755 | 0.037 | 37.074 | 1.812 | 1.2518 | 0.677 | 0.034 | 0.84749 | 0.042562 | 0.242 | 0.29816 | 1991 | 5 | Dry Detention | 0.2 |  |  | TMDL | TMDL |  |  | 1297.5809 | 54531.9181 | 93 | 20% | 20% | 0.1695 | 0.0085125
20 | 13 | 3.3101e-05 | 99 | 20 | 13 | WET | 4.0215 | 0.221 | 1471.384 | 80.96 | 0.274 | 0.404 | 1.102 | 0.089 | 403.085 | 32.694 | 3.3101e-05 | 0.992 | 0.082 | 3.2837e-05 | 2.7143e-06 | 0.247 | 0.3713 | 1991 | 5 | Dry Detention | 0.2 |  |  | TMDL | TMDL |  |  | 1297.5809 | 54531.9181 | 99 | 20% | 20% | 6.5673e-06 | 5.4286e-07
20 | 2 | 3.3621 | 90 | 20 | 2 | MDR | 6.2353 | 0.295 | 1827.302 | 86.532 | 0.261 | 0.306 | 1.626 | 0.09 | 476.632 | 26.453 | 3.3621 | 1.457 | 0.082 | 4.8985 | 0.27569 | 0.234 | 0.27918 | 1992 | 5 | Dry Detention | 0.2 |  |  | TMDL | TMDL |  |  | 2498.3546 | 266422.0926 | 90 | 20% | 20% | 0.97971 | 0.055138
20 | 10 | 1.1274 | 96 | 20 | 10 | RAN | 2.3315 | 0.088 | 32.89 | 1.245 | 0.277 | 0.342 | 0.646 | 0.03 | 9.117 | 0.426 | 1.1274 | 0.581 | 0.028 | 0.655 | 0.031566 | 0.249 | 0.31337 | 1992 | 5 | Dry Detention | 0.2 |  |  | TMDL | TMDL |  |  | 2498.3546 | 266422.0926 | 96 | 20% | 20% | 0.131 | 0.0063133
20 | 13 | 1.6268 | 99 | 20 | 13 | WET | 4.0215 | 0.221 | 1471.384 | 80.96 | 0.274 | 0.404 | 1.102 | 0.089 | 403.085 | 32.694 | 1.6268 | 0.992 | 0.082 | 1.6138 | 0.1334 | 0.247 | 0.3713 | 1992 | 5 | Dry Detention | 0.2 |  |  | TMDL | TMDL |  |  | 2498.3546 | 266422.0926 | 99 | 20% | 20% | 0.32275 | 0.026679
20 | 4 | 0.22991 | 92 | 20 | 4 | IND | 10.2361 | 0.882 | 2104.039 | 181.35 | 0.253 | 0.305 | 2.587 | 0.269 | 531.76 | 55.308 | 0.22991 | 2.313 | 0.246 | 0.53178 | 0.056557 | 0.226 | 0.27837 | 1993 | 5 | Dry Detention | 0.2 |  |  | TMDL | TMDL |  |  | 499.0965 | 10014.7281 | 92 | 20% | 20% | 0.10636 | 0.011311
20 | 1 | 2.7048 | 89 | 20 | 1 | LDR | 3.0927 | 0.134 | 164.16 | 7.139 | 0.263 | 0.31 | 0.812 | 0.042 | 43.096 | 2.212 | 2.7048 | 0.728 | 0.038 | 1.9691 | 0.10278 | 0.235 | 0.28311 | 1994 | 5 | Dry Detention | 0.2 |  |  | TMDL | TMDL |  |  | 1920.9599 | 170595.9449 | 89 | 20% | 20% | 0.39382 | 0.020557
20 | 7 | 0.17923 | 94 | 20 | 7 | PAS | 5.8912 | 0.287 | 104.004 | 5.065 | 0.274 | 0.34 | 1.613 | 0.098 | 28.473 | 1.725 | 0.17923 | 1.449 | 0.089 | 0.25971 | 0.015952 | 0.246 | 0.31143 | 1994 | 5 | Dry Detention | 0.2 |  |  | TMDL | TMDL |  |  | 1920.9599 | 170595.9449 | 94 | 20% | 20% | 0.051942 | 0.0031904
20 | 13 | 1.0323 | 99 | 20 | 13 | WET | 4.0215 | 0.221 | 1471.384 | 80.96 | 0.274 | 0.404 | 1.102 | 0.089 | 403.085 | 32.694 | 1.0323 | 0.992 | 0.082 | 1.0241 | 0.084649 | 0.247 | 0.3713 | 1994 | 5 | Dry Detention | 0.2 |  |  | TMDL | TMDL |  |  | 1920.9599 | 170595.9449 | 99 | 20% | 20% | 0.20481 | 0.01693
20 | 4 | 3.0354 | 92 | 20 | 4 | IND | 10.2361 | 0.882 | 2104.039 | 181.35 | 0.253 | 0.305 | 2.587 | 0.269 | 531.76 | 55.308 | 3.0354 | 2.313 | 0.246 | 7.0208 | 0.7467 | 0.226 | 0.27837 | 1995 | 5 | Dry Detention | 0.2 |  |  | TMDL | TMDL |  |  | 1454.6741 | 132219.9817 | 92 | 20% | 20% | 1.4042 | 0.14934
20 | 2 | 0.74104 | 90 | 20 | 2 | MDR | 6.2353 | 0.295 | 1827.302 | 86.532 | 0.261 | 0.306 | 1.626 | 0.09 | 476.632 | 26.453 | 0.74104 | 1.457 | 0.082 | 1.0797 | 0.060765 | 0.234 | 0.27918 | 1996 | 5 | Dry Detention | 0.2 |  |  | TMDL | TMDL |  |  | 844.3671 | 44446.6693 | 90 | 20% | 20% | 0.21594 | 0.012153
20 | 3 | 0.27932 | 91 | 20 | 3 | HDR | 14.2981 | 1.08 | 2836.849 | 214.305 | 0.261 | 0.323 | 3.729 | 0.349 | 739.833 | 69.25 | 0.27932 | 3.341 | 0.319 | 0.93321 | 0.089103 | 0.234 | 0.29532 | 1996 | 5 | Dry Detention | 0.2 |  |  | TMDL | TMDL |  |  | 844.3671 | 44446.6693 | 91 | 20% | 20% | 0.18664 | 0.017821
20 | 2 | 2.3135 | 90 | 20 | 2 | MDR | 6.2353 | 0.295 | 1827.302 | 86.532 | 0.261 | 0.306 | 1.626 | 0.09 | 476.632 | 26.453 | 2.3135 | 1.457 | 0.082 | 3.3707 | 0.1897 | 0.234 | 0.27918 | 1997 | 5 | Dry Detention | 0.2 |  |  | TMDL | TMDL |  |  | 1786.4193 | 100774.0793 | 90 | 20% | 20% | 0.67414 | 0.037941
20 | 2 | 2.0593 | 90 | 20 | 2 | MDR | 6.2353 | 0.295 | 1827.302 | 86.532 | 0.261 | 0.306 | 1.626 | 0.09 | 476.632 | 26.453 | 2.0593 | 1.457 | 0.082 | 3.0004 | 0.16886 | 0.234 | 0.27918 | 1998 | 5 | Dry Detention | 0.2 |  |  | TMDL | TMDL |  |  | 1389.6369 | 89702.6764 | 90 | 20% | 20% | 0.60008 | 0.033772
20 | 2 | 0.78718 | 90 | 20 | 2 | MDR | 6.2353 | 0.295 | 1827.302 | 86.532 | 0.261 | 0.306 | 1.626 | 0.09 | 476.632 | 26.453 | 0.78718 | 1.457 | 0.082 | 1.1469 | 0.064549 | 0.234 | 0.27918 | 1999 | 5 | Dry Detention | 0.2 |  |  | TMDL | TMDL |  |  | 859.512 | 35773.605 | 90 | 20% | 20% | 0.22938 | 0.01291
20 | 3 | 0.034074 | 91 | 20 | 3 | HDR | 14.2981 | 1.08 | 2836.849 | 214.305 | 0.261 | 0.323 | 3.729 | 0.349 | 739.833 | 69.25 | 0.034074 | 3.341 | 0.319 | 0.11384 | 0.01087 | 0.234 | 0.29532 | 1999 | 5 | Dry Detention | 0.2 |  |  | TMDL | TMDL |  |  | 859.512 | 35773.605 | 91 | 20% | 20% | 0.022768 | 0.0021739
20 | 1 | 0.25283 | 89 | 20 | 1 | LDR | 3.0927 | 0.134 | 164.16 | 7.139 | 0.263 | 0.31 | 0.812 | 0.042 | 43.096 | 2.212 | 0.25283 | 0.728 | 0.038 | 0.18406 | 0.0096077 | 0.235 | 0.28311 | 2000 | 5 | Dry Detention | 0.2 |  |  | TMDL | TMDL |  |  | 2378.806 | 22665.4185 | 89 | 20% | 20% | 0.036812 | 0.0019215
20 | 8 | 0.2675 | 95 | 20 | 8 | AGR | 6.6475 | 0.326 | 224.943 | 11.038 | 0.279 | 0.352 | 1.857 | 0.115 | 62.825 | 3.889 | 0.2675 | 1.669 | 0.105 | 0.44645 | 0.028087 | 0.251 | 0.32247 | 2000 | 5 | Dry Detention | 0.2 |  |  | TMDL | TMDL |  |  | 2378.806 | 22665.4185 | 95 | 20% | 20% | 0.08929 | 0.0056174
20 | 4 | 0.35708 | 92 | 20 | 4 | IND | 10.2361 | 0.882 | 2104.039 | 181.35 | 0.253 | 0.305 | 2.587 | 0.269 | 531.76 | 55.308 | 0.35708 | 2.313 | 0.246 | 0.82593 | 0.087843 | 0.226 | 0.27837 | 2001 | 5 | Dry Detention | 0.2 |  |  | TMDL | TMDL |  |  | 582.7293 | 15554.4974 | 92 | 20% | 20% | 0.16519 | 0.017569
23 | 4 | 6.9463 | 123 | 23 | 4 | IND | 10.0422 | 0.85 | 5417.453 | 458.426 | 0.893 | 0.909 | 8.963 | 0.773 | 4835.422 | 416.755 | 6.9463 | 8.963 | 0.773 | 62.2594 | 5.3695 | 0.893 | 0.9091 | 2002 | 5 | Dry Detention | 0.2 |  |  | TMDL | TMDL |  |  | 2563.1763 | 305164.8799 | 123 | 20% | 20% | 12.4519 | 1.0739
23 | 13 | 0.059379 | 130 | 23 | 13 | WET | 8.0216 | 0.526 | 6987.131 | 457.734 | 0.893 | 0.91 | 7.166 | 0.478 | 6241.869 | 416.507 | 0.059379 | 7.166 | 0.478 | 0.42551 | 0.028383 | 0.893 | 0.90993 | 2002 | 5 | Dry Detention | 0.2 |  |  | TMDL | TMDL |  |  | 2563.1763 | 305164.8799 | 130 | 20% | 20% | 0.085102 | 0.0056766
25 | 4 | 1.1651 | 145 | 25 | 4 | IND | 11.7335 | 1.455 | 10291.696 | 1276.442 | 0.56 | 0.476 | 6.567 | 0.692 | 5759.832 | 606.958 | 1.1651 | 6.567 | 0.692 | 7.651 | 0.80623 | 0.56 | 0.47551 | 2003 | 5 | Dry Detention | 0.2 |  |  | TMDL | TMDL |  |  | 2461.8014 | 98343.4534 | 145 | 20% | 20% | 1.5302 | 0.16125
25 | 12 | 0.0678 | 152 | 25 | 12 | WAT | 0.34466 | 0.021 | 36.473 | 2.263 | 0.581 | 0.494 | 0.2 | 0.011 | 21.175 | 1.117 | 0.0678 | 0.2 | 0.011 | 0.01356 | 0.0007458 | 0.581 | 0.4938 | 2003 | 5 | Dry Detention | 0.2 |  |  | TMDL | TMDL |  |  | 2461.8014 | 98343.4534 | 152 | 20% | 20% | 0.002712 | 0.00014916
25 | 13 | 1.008 | 153 | 25 | 13 | WET | 7.8742 | 0.753 | 6518.99 | 623.534 | 0.566 | 0.486 | 4.457 | 0.366 | 3690.224 | 302.997 | 1.008 | 4.457 | 0.366 | 4.4926 | 0.36893 | 0.566 | 0.48594 | 2003 | 5 | Dry Detention | 0.2 |  |  | TMDL | TMDL |  |  | 2461.8014 | 98343.4534 | 153 | 20% | 20% | 0.89853 | 0.073785
39 | 13 | 0.016795 | 270 | 39 | 13 | WET | 2.4147 | 0.224 | 8471.903 | 784.954 | 1.082 | 1.085 | 2.613 | 0.243 | 9167.141 | 851.506 | 0.016795 | 2.419 | 0.221 | 0.040628 | 0.0037118 | 1.002 | 0.98617 | 2003 | 5 | Dry Detention | 0.2 |  |  | TMDL | TMDL |  |  | 2461.8014 | 98343.4534 | 270 | 20% | 20% | 0.0081256 | 0.00074235
39 | 11 | 0.0022505 | 268 | 39 | 11 | FOR | 0.99237 | 0.07 | 385.77 | 27.224 | 1.075 | 1.083 | 1.067 | 0.076 | 414.895 | 29.493 | 0.0022505 | 0.988 | 0.069 | 0.0022234 | 0.00015528 | 0.996 | 0.98485 | 2004 | 5 | Dry Detention | 0.2 |  |  | TMDL | TMDL |  |  | 48.5689 | 98.0156 | 268 | 20% | 20% | 0.00044469 | 3.1056e-05
20 | 4 | 8.4849 | 92 | 20 | 4 | IND | 10.2361 | 0.882 | 2104.039 | 181.35 | 0.253 | 0.305 | 2.587 | 0.269 | 531.76 | 55.308 | 8.4849 | 2.313 | 0.246 | 19.6256 | 2.0873 | 0.226 | 0.27837 | 2005 | 5 | Dry Detention | 0.2 |  |  | TMDL | TMDL |  |  | 3260.8404 | 369601.0852 | 92 | 20% | 20% | 3.9251 | 0.41746
39 | 1 | 0.0034718 | 259 | 39 | 1 | LDR | 2.8996 | 0.259 | 1035.599 | 92.373 | 1.075 | 1.082 | 3.118 | 0.28 | 1113.717 | 99.953 | 0.0034718 | 2.887 | 0.254 | 0.010023 | 0.00088184 | 0.996 | 0.98369 | 2006 | 5 | Dry Detention | 0.2 |  |  | TMDL | TMDL |  |  | 1443.86 | 91015.9588 | 259 | 20% | 20% | 0.0020046 | 0.00017637
39 | 11 | 0.29032 | 268 | 39 | 11 | FOR | 0.99237 | 0.07 | 385.77 | 27.224 | 1.075 | 1.083 | 1.067 | 0.076 | 414.895 | 29.493 | 0.29032 | 0.988 | 0.069 | 0.28683 | 0.020032 | 0.996 | 0.98485 | 2006 | 5 | Dry Detention | 0.2 |  |  | TMDL | TMDL |  |  | 1443.86 | 91015.9588 | 268 | 20% | 20% | 0.057367 | 0.0040064
39 | 13 | 1.7957 | 270 | 39 | 13 | WET | 2.4147 | 0.224 | 8471.903 | 784.954 | 1.082 | 1.085 | 2.613 | 0.243 | 9167.141 | 851.506 | 1.7957 | 2.419 | 0.221 | 4.3437 | 0.39684 | 1.002 | 0.98617 | 2006 | 5 | Dry Detention | 0.2 |  |  | TMDL | TMDL |  |  | 1443.86 | 91015.9588 | 270 | 20% | 20% | 0.86874 | 0.079368
25 | 1 | 1.6878 | 142 | 25 | 1 | LDR | 3.9545 | 0.344 | 1128.698 | 98.244 | 0.57 | 0.484 | 2.254 | 0.166 | 643.339 | 47.513 | 1.6878 | 2.254 | 0.166 | 3.8043 | 0.28017 | 0.57 | 0.48362 | 2007 | 5 | Dry Detention | 0.2 |  |  | TMDL | TMDL |  |  | 1845.1742 | 189126.5077 | 142 | 20% | 20% | 0.76086 | 0.056035
39 | 1 | 2.4262 | 259 | 39 | 1 | LDR | 2.8996 | 0.259 | 1035.599 | 92.373 | 1.075 | 1.082 | 3.118 | 0.28 | 1113.717 | 99.953 | 2.4262 | 2.887 | 0.254 | 7.0043 | 0.61624 | 0.996 | 0.98369 | 2007 | 5 | Dry Detention | 0.2 |  |  | TMDL | TMDL |  |  | 1845.1742 | 189126.5077 | 259 | 20% | 20% | 1.4009 | 0.12325
39 | 13 | 0.22781 | 270 | 39 | 13 | WET | 2.4147 | 0.224 | 8471.903 | 784.954 | 1.082 | 1.085 | 2.613 | 0.243 | 9167.141 | 851.506 | 0.22781 | 2.419 | 0.221 | 0.55108 | 0.050347 | 1.002 | 0.98617 | 2007 | 5 | Dry Detention | 0.2 |  |  | TMDL | TMDL |  |  | 1845.1742 | 189126.5077 | 270 | 20% | 20% | 0.11022 | 0.010069
23 | 3 | 0.026833 | 122 | 23 | 3 | HDR | 15.1365 | 1.11 | 4936.678 | 361.861 | 0.895 | 0.911 | 13.544 | 1.011 | 4417.226 | 329.591 | 0.026833 | 13.544 | 1.011 | 0.36342 | 0.027128 | 0.895 | 0.91082 | 2008 | 5 | Dry Detention | 0.2 |  |  | TMDL | TMDL |  |  | 362.4084 | 1651.7119 | 122 | 20% | 20% | 0.072684 | 0.0054256
23 | 13 | 0.011085 | 130 | 23 | 13 | WET | 8.0216 | 0.526 | 6987.131 | 457.734 | 0.893 | 0.91 | 7.166 | 0.478 | 6241.869 | 416.507 | 0.011085 | 7.166 | 0.478 | 0.079438 | 0.0052988 | 0.893 | 0.90993 | 2008 | 5 | Dry Detention | 0.2 |  |  | TMDL | TMDL |  |  | 362.4084 | 1651.7119 | 130 | 20% | 20% | 0.015888 | 0.0010598
23 | 3 | 1.8023 | 122 | 23 | 3 | HDR | 15.1365 | 1.11 | 4936.678 | 361.861 | 0.895 | 0.911 | 13.544 | 1.011 | 4417.226 | 329.591 | 1.8023 | 13.544 | 1.011 | 24.41 | 1.8221 | 0.895 | 0.91082 | 2009 | 5 | Dry Detention | 0.2 |  |  | TMDL | TMDL |  |  | 5083.9339 | 822017.8603 | 122 | 20% | 20% | 4.882 | 0.36442
23 | 4 | 9.5834 | 123 | 23 | 4 | IND | 10.0422 | 0.85 | 5417.453 | 458.426 | 0.893 | 0.909 | 8.963 | 0.773 | 4835.422 | 416.755 | 9.5834 | 8.963 | 0.773 | 85.896 | 7.408 | 0.893 | 0.9091 | 2009 | 5 | Dry Detention | 0.2 |  |  | TMDL | TMDL |  |  | 5083.9339 | 822017.8603 | 123 | 20% | 20% | 17.1792 | 1.4816
23 | 11 | 5.0062 | 128 | 23 | 11 | FOR | 1.6962 | 0.066 | 200.677 | 7.773 | 0.898 | 0.914 | 1.524 | 0.06 | 180.29 | 7.106 | 5.0062 | 1.524 | 0.06 | 7.6295 | 0.30037 | 0.898 | 0.91417 | 2009 | 5 | Dry Detention | 0.2 |  |  | TMDL | TMDL |  |  | 5083.9339 | 822017.8603 | 128 | 20% | 20% | 1.5259 | 0.060075
23 | 13 | 2.4791 | 130 | 23 | 13 | WET | 8.0216 | 0.526 | 6987.131 | 457.734 | 0.893 | 0.91 | 7.166 | 0.478 | 6241.869 | 416.507 | 2.4791 | 7.166 | 0.478 | 17.7654 | 1.185 | 0.893 | 0.90993 | 2009 | 5 | Dry Detention | 0.2 |  |  | TMDL | TMDL |  |  | 5083.9339 | 822017.8603 | 130 | 20% | 20% | 3.5531 | 0.237
39 | 1 | 7.5803 | 259 | 39 | 1 | LDR | 2.8996 | 0.259 | 1035.599 | 92.373 | 1.075 | 1.082 | 3.118 | 0.28 | 1113.717 | 99.953 | 7.5803 | 2.887 | 0.254 | 21.8843 | 1.9254 | 0.996 | 0.98369 | 2010 | 5 | Dry Detention | 0.2 |  |  | TMDL | TMDL |  |  | 3915.7653 | 518317.6912 | 259 | 20% | 20% | 4.3769 | 0.38508
39 | 3 | 0.13891 | 261 | 39 | 3 | HDR | 11.5112 | 1.269 | 2174.863 | 239.794 | 1.075 | 1.082 | 12.376 | 1.373 | 2338.17 | 259.4 | 0.13891 | 11.459 | 1.248 | 1.5917 | 0.17336 | 0.995 | 0.98342 | 2010 | 5 | Dry Detention | 0.2 |  |  | TMDL | TMDL |  |  | 3915.7653 | 518317.6912 | 261 | 20% | 20% | 0.31835 | 0.034671
39 | 11 | 4.1798 | 268 | 39 | 11 | FOR | 0.99237 | 0.07 | 385.77 | 27.224 | 1.075 | 1.083 | 1.067 | 0.076 | 414.895 | 29.493 | 4.1798 | 0.988 | 0.069 | 4.1296 | 0.28841 | 0.996 | 0.98485 | 2010 | 5 | Dry Detention | 0.2 |  |  | TMDL | TMDL |  |  | 3915.7653 | 518317.6912 | 268 | 20% | 20% | 0.82593 | 0.057681
39 | 1 | 2.7661 | 259 | 39 | 1 | LDR | 2.8996 | 0.259 | 1035.599 | 92.373 | 1.075 | 1.082 | 3.118 | 0.28 | 1113.717 | 99.953 | 2.7661 | 2.887 | 0.254 | 7.9856 | 0.70258 | 0.996 | 0.98369 | 2011 | 5 | Dry Detention | 0.2 |  |  | TMDL | TMDL |  |  | 1583.4696 | 144818.2934 | 259 | 20% | 20% | 1.5971 | 0.14052
39 | 11 | 0.55853 | 268 | 39 | 11 | FOR | 0.99237 | 0.07 | 385.77 | 27.224 | 1.075 | 1.083 | 1.067 | 0.076 | 414.895 | 29.493 | 0.55853 | 0.988 | 0.069 | 0.55183 | 0.038539 | 0.996 | 0.98485 | 2011 | 5 | Dry Detention | 0.2 |  |  | TMDL | TMDL |  |  | 1583.4696 | 144818.2934 | 268 | 20% | 20% | 0.11037 | 0.0077077
39 | 1 | 2.0932 | 259 | 39 | 1 | LDR | 2.8996 | 0.259 | 1035.599 | 92.373 | 1.075 | 1.082 | 3.118 | 0.28 | 1113.717 | 99.953 | 2.0932 | 2.887 | 0.254 | 6.043 | 0.53167 | 0.996 | 0.98369 | 2012 | 5 | Dry Detention | 0.2 |  |  | TMDL | TMDL |  |  | 1682.2905 | 106133.5987 | 259 | 20% | 20% | 1.2086 | 0.10633
39 | 3 | 0.26702 | 261 | 39 | 3 | HDR | 11.5112 | 1.269 | 2174.863 | 239.794 | 1.075 | 1.082 | 12.376 | 1.373 | 2338.17 | 259.4 | 0.26702 | 11.459 | 1.248 | 3.0598 | 0.33324 | 0.995 | 0.98342 | 2012 | 5 | Dry Detention | 0.2 |  |  | TMDL | TMDL |  |  | 1682.2905 | 106133.5987 | 261 | 20% | 20% | 0.61196 | 0.066649
39 | 11 | 0.026961 | 268 | 39 | 11 | FOR | 0.99237 | 0.07 | 385.77 | 27.224 | 1.075 | 1.083 | 1.067 | 0.076 | 414.895 | 29.493 | 0.026961 | 0.988 | 0.069 | 0.026637 | 0.0018603 | 0.996 | 0.98485 | 2012 | 5 | Dry Detention | 0.2 |  |  | TMDL | TMDL |  |  | 1682.2905 | 106133.5987 | 268 | 20% | 20% | 0.0053274 | 0.00037206
39 | 13 | 0.04933 | 270 | 39 | 13 | WET | 2.4147 | 0.224 | 8471.903 | 784.954 | 1.082 | 1.085 | 2.613 | 0.243 | 9167.141 | 851.506 | 0.04933 | 2.419 | 0.221 | 0.11933 | 0.010902 | 1.002 | 0.98617 | 2012 | 5 | Dry Detention | 0.2 |  |  | TMDL | TMDL |  |  | 1682.2905 | 106133.5987 | 270 | 20% | 20% | 0.023866 | 0.0021804
23 | 3 | 0.014737 | 122 | 23 | 3 | HDR | 15.1365 | 1.11 | 4936.678 | 361.861 | 0.895 | 0.911 | 13.544 | 1.011 | 4417.226 | 329.591 | 0.014737 | 13.544 | 1.011 | 0.1996 | 0.014899 | 0.895 | 0.91082 | 2013 | 5 | Dry Detention | 0.2 |  |  | TMDL | TMDL |  |  | 163.1342 | 641.9534 | 122 | 20% | 20% | 0.03992 | 0.0029799
39 | 8 | 0.99571 | 265 | 39 | 8 | AGR | 5.0969 | 0.451 | 1321.577 | 117.033 | 1.075 | 1.083 | 5.477 | 0.489 | 1420.241 | 126.723 | 0.99571 | 5.072 | 0.444 | 5.0502 | 0.44209 | 0.995 | 0.98436 | 2014 | 5 | Dry Detention | 0.2 |  |  | TMDL | TMDL |  |  | 935.5338 | 47062.6322 | 265 | 20% | 20% | 1.01 | 0.088419
39 | 13 | 0.08471 | 270 | 39 | 13 | WET | 2.4147 | 0.224 | 8471.903 | 784.954 | 1.082 | 1.085 | 2.613 | 0.243 | 9167.141 | 851.506 | 0.08471 | 2.419 | 0.221 | 0.20491 | 0.018721 | 1.002 | 0.98617 | 2014 | 5 | Dry Detention | 0.2 |  |  | TMDL | TMDL |  |  | 935.5338 | 47062.6322 | 270 | 20% | 20% | 0.040983 | 0.0037442
23 | 2 | 0.25819 | 121 | 23 | 2 | MDR | 7.0851 | 0.345 | 2693.279 | 131.118 | 0.895 | 0.911 | 6.34 | 0.314 | 2410.131 | 119.396 | 0.25819 | 6.34 | 0.314 | 1.637 | 0.081073 | 0.895 | 0.9106 | 2015 | 5 | Dry Detention | 0.2 |  |  | TMDL | TMDL |  |  | 425.9449 | 11246.8904 | 121 | 20% | 20% | 0.32739 | 0.016215
23 | 4 | 0.29802 | 123 | 23 | 4 | IND | 10.0422 | 0.85 | 5417.453 | 458.426 | 0.893 | 0.909 | 8.963 | 0.773 | 4835.422 | 416.755 | 0.29802 | 8.963 | 0.773 | 2.6712 | 0.23037 | 0.893 | 0.9091 | 2016 | 5 | Dry Detention | 0.2 |  |  | TMDL | TMDL |  |  | 492.3725 | 12981.7046 | 123 | 20% | 20% | 0.53423 | 0.046074
23 | 2 | 0.32699 | 121 | 23 | 2 | MDR | 7.0851 | 0.345 | 2693.279 | 131.118 | 0.895 | 0.911 | 6.34 | 0.314 | 2410.131 | 119.396 | 0.32699 | 6.34 | 0.314 | 2.0731 | 0.10267 | 0.895 | 0.9106 | 2017 | 5 | Dry Detention | 0.2 |  |  | TMDL | TMDL |  |  | 488.83 | 14418.959 | 121 | 20% | 20% | 0.41462 | 0.020535
23 | 4 | 0.0021662 | 123 | 23 | 4 | IND | 10.0422 | 0.85 | 5417.453 | 458.426 | 0.893 | 0.909 | 8.963 | 0.773 | 4835.422 | 416.755 | 0.0021662 | 8.963 | 0.773 | 0.019415 | 0.0016744 | 0.893 | 0.9091 | 2017 | 5 | Dry Detention | 0.2 |  |  | TMDL | TMDL |  |  | 488.83 | 14418.959 | 123 | 20% | 20% | 0.003883 | 0.00033489
23 | 13 | 0.0018612 | 130 | 23 | 13 | WET | 8.0216 | 0.526 | 6987.131 | 457.734 | 0.893 | 0.91 | 7.166 | 0.478 | 6241.869 | 416.507 | 0.0018612 | 7.166 | 0.478 | 0.013337 | 0.00088964 | 0.893 | 0.90993 | 2017 | 5 | Dry Detention | 0.2 |  |  | TMDL | TMDL |  |  | 488.83 | 14418.959 | 130 | 20% | 20% | 0.0026674 | 0.00017793
39 | 13 | 0.083393 | 270 | 39 | 13 | WET | 2.4147 | 0.224 | 8471.903 | 784.954 | 1.082 | 1.085 | 2.613 | 0.243 | 9167.141 | 851.506 | 0.083393 | 2.419 | 0.221 | 0.20173 | 0.01843 | 1.002 | 0.98617 | 2018 | 5 | Dry Detention | 0.2 |  |  | TMDL | TMDL |  |  | 357.3955 | 3632.5725 | 270 | 20% | 20% | 0.040345 | 0.003686
23 | 3 | 0.21053 | 122 | 23 | 3 | HDR | 15.1365 | 1.11 | 4936.678 | 361.861 | 0.895 | 0.911 | 13.544 | 1.011 | 4417.226 | 329.591 | 0.21053 | 13.544 | 1.011 | 2.8514 | 0.21284 | 0.895 | 0.91082 | 2019 | 5 | Dry Detention | 0.2 |  |  | TMDL | TMDL |  |  | 4162.3441 | 659983.207 | 122 | 20% | 20% | 0.57028 | 0.042569
23 | 4 | 12.3599 | 123 | 23 | 4 | IND | 10.0422 | 0.85 | 5417.453 | 458.426 | 0.893 | 0.909 | 8.963 | 0.773 | 4835.422 | 416.755 | 12.3599 | 8.963 | 0.773 | 110.7818 | 9.5542 | 0.893 | 0.9091 | 2019 | 5 | Dry Detention | 0.2 |  |  | TMDL | TMDL |  |  | 4162.3441 | 659983.207 | 123 | 20% | 20% | 22.1564 | 1.9108
23 | 10 | 0.41691 | 127 | 23 | 10 | RAN | 2.7374 | 0.11 | 128.156 | 5.163 | 0.897 | 0.913 | 2.456 | 0.101 | 114.999 | 4.714 | 0.41691 | 2.456 | 0.101 | 1.0239 | 0.042108 | 0.897 | 0.91292 | 2019 | 5 | Dry Detention | 0.2 |  |  | TMDL | TMDL |  |  | 4162.3441 | 659983.207 | 127 | 20% | 20% | 0.20479 | 0.0084216
23 | 11 | 2.1639 | 128 | 23 | 11 | FOR | 1.6962 | 0.066 | 200.677 | 7.773 | 0.898 | 0.914 | 1.524 | 0.06 | 180.29 | 7.106 | 2.1639 | 1.524 | 0.06 | 3.2977 | 0.12983 | 0.898 | 0.91417 | 2019 | 5 | Dry Detention | 0.2 |  |  | TMDL | TMDL |  |  | 4162.3441 | 659983.207 | 128 | 20% | 20% | 0.65954 | 0.025966
23 | 4 | 5.9443 | 123 | 23 | 4 | IND | 10.0422 | 0.85 | 5417.453 | 458.426 | 0.893 | 0.909 | 8.963 | 0.773 | 4835.422 | 416.755 | 5.9443 | 8.963 | 0.773 | 53.2791 | 4.595 | 0.893 | 0.9091 | 2020 | 5 | Dry Detention | 0.2 |  |  | TMDL | TMDL |  |  | 2387.5533 | 269236.6721 | 123 | 20% | 20% | 10.6558 | 0.91899
23 | 13 | 0.23651 | 130 | 23 | 13 | WET | 8.0216 | 0.526 | 6987.131 | 457.734 | 0.893 | 0.91 | 7.166 | 0.478 | 6241.869 | 416.507 | 0.23651 | 7.166 | 0.478 | 1.6948 | 0.11305 | 0.893 | 0.90993 | 2020 | 5 | Dry Detention | 0.2 |  |  | TMDL | TMDL |  |  | 2387.5533 | 269236.6721 | 130 | 20% | 20% | 0.33896 | 0.02261
23 | 4 | 0.9954 | 123 | 23 | 4 | IND | 10.0422 | 0.85 | 5417.453 | 458.426 | 0.893 | 0.909 | 8.963 | 0.773 | 4835.422 | 416.755 | 0.9954 | 8.963 | 0.773 | 8.9218 | 0.76945 | 0.893 | 0.9091 | 2021 | 5 | Dry Detention | 0.2 |  |  | TMDL | TMDL |  |  | 981.857 | 43359.6106 | 123 | 20% | 20% | 1.7844 | 0.15389
22 | 4 | 0.010854 | 112 | 22 | 4 | IND | 10.2535 | 0.86 | 3096.286 | 259.79 | 0.49 | 0.583 | 5.026 | 0.501 | 1517.698 | 151.395 | 0.010854 | 4.495 | 0.457 | 0.04879 | 0.0049604 | 0.438 | 0.53064 | 2022 | 5 | Dry Detention | 0.2 |  |  | TMDL | TMDL |  |  | 165.463 | 472.8097 | 112 | 20% | 20% | 0.009758 | 0.00099208
39 | 1 | 0.51745 | 259 | 39 | 1 | LDR | 2.8996 | 0.259 | 1035.599 | 92.373 | 1.075 | 1.082 | 3.118 | 0.28 | 1113.717 | 99.953 | 0.51745 | 2.887 | 0.254 | 1.4939 | 0.13143 | 0.996 | 0.98369 | 2023 | 5 | Dry Detention | 0.2 |  |  | TMDL | TMDL |  |  | 600.1019 | 22539.9504 | 259 | 20% | 20% | 0.29877 | 0.026286
25 | 1 | 0.27516 | 142 | 25 | 1 | LDR | 3.9545 | 0.344 | 1128.698 | 98.244 | 0.57 | 0.484 | 2.254 | 0.166 | 643.339 | 47.513 | 0.27516 | 2.254 | 0.166 | 0.62021 | 0.045677 | 0.57 | 0.48362 | 2024 | 5 | Dry Detention | 0.2 |  |  | TMDL | TMDL |  |  | 852.0139 | 45875.9451 | 142 | 20% | 20% | 0.12404 | 0.0091354
39 | 1 | 0.77801 | 259 | 39 | 1 | LDR | 2.8996 | 0.259 | 1035.599 | 92.373 | 1.075 | 1.082 | 3.118 | 0.28 | 1113.717 | 99.953 | 0.77801 | 2.887 | 0.254 | 2.2461 | 0.19761 | 0.996 | 0.98369 | 2024 | 5 | Dry Detention | 0.2 |  |  | TMDL | TMDL |  |  | 852.0139 | 45875.9451 | 259 | 20% | 20% | 0.44922 | 0.039523
39 | 1 | 4.6312 | 259 | 39 | 1 | LDR | 2.8996 | 0.259 | 1035.599 | 92.373 | 1.075 | 1.082 | 3.118 | 0.28 | 1113.717 | 99.953 | 4.6312 | 2.887 | 0.254 | 13.3703 | 1.1763 | 0.996 | 0.98369 | 2025 | 5 | Dry Detention | 0.2 |  |  | TMDL | TMDL |  |  | 2364.4889 | 240938.7594 | 259 | 20% | 20% | 2.6741 | 0.23527
39 | 13 | 0.90001 | 270 | 39 | 13 | WET | 2.4147 | 0.224 | 8471.903 | 784.954 | 1.082 | 1.085 | 2.613 | 0.243 | 9167.141 | 851.506 | 0.90001 | 2.419 | 0.221 | 2.1771 | 0.1989 | 1.002 | 0.98617 | 2025 | 5 | Dry Detention | 0.2 |  |  | TMDL | TMDL |  |  | 2364.4889 | 240938.7594 | 270 | 20% | 20% | 0.43542 | 0.03978
39 | 1 | 1.1026 | 259 | 39 | 1 | LDR | 2.8996 | 0.259 | 1035.599 | 92.373 | 1.075 | 1.082 | 3.118 | 0.28 | 1113.717 | 99.953 | 1.1026 | 2.887 | 0.254 | 3.1831 | 0.28005 | 0.996 | 0.98369 | 2026 | 5 | Dry Detention | 0.2 |  |  | TMDL | TMDL |  |  | 1558.65 | 48041.4986 | 259 | 20% | 20% | 0.63663 | 0.056011
39 | 13 | 0.00031383 | 270 | 39 | 13 | WET | 2.4147 | 0.224 | 8471.903 | 784.954 | 1.082 | 1.085 | 2.613 | 0.243 | 9167.141 | 851.506 | 0.00031383 | 2.419 | 0.221 | 0.00075916 | 6.9357e-05 | 1.002 | 0.98617 | 2026 | 5 | Dry Detention | 0.2 |  |  | TMDL | TMDL |  |  | 1558.65 | 48041.4986 | 270 | 20% | 20% | 0.00015183 | 1.3871e-05
39 | 1 | 0.1929 | 259 | 39 | 1 | LDR | 2.8996 | 0.259 | 1035.599 | 92.373 | 1.075 | 1.082 | 3.118 | 0.28 | 1113.717 | 99.953 | 0.1929 | 2.887 | 0.254 | 0.55689 | 0.048996 | 0.996 | 0.98369 | 2027 | 5 | Dry Detention | 0.2 |  |  | TMDL | TMDL |  |  | 1047.3061 | 8403.5394 | 259 | 20% | 20% | 0.11138 | 0.0097992
39 | 13 | 1.5322e-05 | 270 | 39 | 13 | WET | 2.4147 | 0.224 | 8471.903 | 784.954 | 1.082 | 1.085 | 2.613 | 0.243 | 9167.141 | 851.506 | 1.5322e-05 | 2.419 | 0.221 | 3.7063e-05 | 3.3861e-06 | 1.002 | 0.98617 | 2027 | 5 | Dry Detention | 0.2 |  |  | TMDL | TMDL |  |  | 1047.3061 | 8403.5394 | 270 | 20% | 20% | 7.4126e-06 | 6.7722e-07
23 | 4 | 0.097361 | 123 | 23 | 4 | IND | 10.0422 | 0.85 | 5417.453 | 458.426 | 0.893 | 0.909 | 8.963 | 0.773 | 4835.422 | 416.755 | 0.097361 | 8.963 | 0.773 | 0.87264 | 0.07526 | 0.893 | 0.9091 | 2028 | 5 | Dry Detention | 0.2 |  |  | TMDL | TMDL |  |  | 343.8941 | 4241.016 | 123 | 20% | 20% | 0.17453 | 0.015052
23 | 4 | 1.5404 | 123 | 23 | 4 | IND | 10.0422 | 0.85 | 5417.453 | 458.426 | 0.893 | 0.909 | 8.963 | 0.773 | 4835.422 | 416.755 | 1.5404 | 8.963 | 0.773 | 13.8063 | 1.1907 | 0.893 | 0.9091 | 2029 | 5 | Dry Detention | 0.2 |  |  | TMDL | TMDL |  |  | 989.8884 | 67098.3107 | 123 | 20% | 20% | 2.7613 | 0.23814
20 | 3 | 0.13164 | 91 | 20 | 3 | HDR | 14.2981 | 1.08 | 2836.849 | 214.305 | 0.261 | 0.323 | 3.729 | 0.349 | 739.833 | 69.25 | 0.13164 | 3.341 | 0.319 | 0.43982 | 0.041994 | 0.234 | 0.29532 | 2030 | 5 | Dry Detention | 0.2 |  |  | TMDL | TMDL |  |  | 557.9662 | 5737.0251 | 91 | 20% | 20% | 0.087964 | 0.0083988
20 | 13 | 5.6522e-05 | 99 | 20 | 13 | WET | 4.0215 | 0.221 | 1471.384 | 80.96 | 0.274 | 0.404 | 1.102 | 0.089 | 403.085 | 32.694 | 5.6522e-05 | 0.992 | 0.082 | 5.607e-05 | 4.6348e-06 | 0.247 | 0.3713 | 2030 | 5 | Dry Detention | 0.2 |  |  | TMDL | TMDL |  |  | 557.9662 | 5737.0251 | 99 | 20% | 20% | 1.1214e-05 | 9.2696e-07
22 | 4 | 0.17081 | 112 | 22 | 4 | IND | 10.2535 | 0.86 | 3096.286 | 259.79 | 0.49 | 0.583 | 5.026 | 0.501 | 1517.698 | 151.395 | 0.17081 | 4.495 | 0.457 | 0.76781 | 0.078062 | 0.438 | 0.53064 | 2031 | 5 | Dry Detention | 0.2 |  |  | TMDL | TMDL |  |  | 1417.9283 | 7440.6574 | 112 | 20% | 20% | 0.15356 | 0.015612
39 | 13 | 0.02674 | 270 | 39 | 13 | WET | 2.4147 | 0.224 | 8471.903 | 784.954 | 1.082 | 1.085 | 2.613 | 0.243 | 9167.141 | 851.506 | 0.02674 | 2.419 | 0.221 | 0.064685 | 0.0059096 | 1.002 | 0.98617 | 2032 | 5 | Dry Detention | 0.2 |  |  | TMDL | TMDL |  |  | 174.7334 | 1164.8074 | 270 | 20% | 20% | 0.012937 | 0.0011819
39 | 1 | 0.043178 | 259 | 39 | 1 | LDR | 2.8996 | 0.259 | 1035.599 | 92.373 | 1.075 | 1.082 | 3.118 | 0.28 | 1113.717 | 99.953 | 0.043178 | 2.887 | 0.254 | 0.12466 | 0.010967 | 0.996 | 0.98369 | 2033 | 5 | Dry Detention | 0.2 |  |  | TMDL | TMDL |  |  | 418.7988 | 2476.9414 | 259 | 20% | 20% | 0.024931 | 0.0021935
39 | 13 | 0.013685 | 270 | 39 | 13 | WET | 2.4147 | 0.224 | 8471.903 | 784.954 | 1.082 | 1.085 | 2.613 | 0.243 | 9167.141 | 851.506 | 0.013685 | 2.419 | 0.221 | 0.033104 | 0.0030243 | 1.002 | 0.98617 | 2033 | 5 | Dry Detention | 0.2 |  |  | TMDL | TMDL |  |  | 418.7988 | 2476.9414 | 270 | 20% | 20% | 0.0066207 | 0.00060487
23 | 4 | 8.2858 | 123 | 23 | 4 | IND | 10.0422 | 0.85 | 5417.453 | 458.426 | 0.893 | 0.909 | 8.963 | 0.773 | 4835.422 | 416.755 | 8.2858 | 8.963 | 0.773 | 74.2658 | 6.4049 | 0.893 | 0.9091 | 2034 | 5 | Dry Detention | 0.2 |  |  | TMDL | TMDL |  |  | 3275.2282 | 362311.0529 | 123 | 20% | 20% | 14.8532 | 1.281
23 | 12 | 0.031732 | 129 | 23 | 12 | WAT | 0.49355 | 0.016 | 34.255 | 1.077 | 0.898 | 0.913 | 0.443 | 0.014 | 30.778 | 0.983 | 0.031732 | 0.443 | 0.014 | 0.014057 | 0.00044424 | 0.898 | 0.91306 | 2034 | 5 | Dry Detention | 0.2 |  |  | TMDL | TMDL |  |  | 3275.2282 | 362311.0529 | 129 | 20% | 20% | 0.0028114 | 8.8848e-05
18 | 2 | 0.023959 | 79 | 18 | 2 | MDR | 6.3655 | 0.317 | 3149.375 | 157.071 | 0.582 | 0.527 | 3.702 | 0.167 | 1831.62 | 82.709 | 0.023959 | 3.314 | 0.152 | 0.079402 | 0.0036418 | 0.521 | 0.47954 | 2035 | 5 | Dry Detention | 0.2 |  |  | TMDL | TMDL |  |  | 1260.9336 | 46726.9837 | 79 | 20% | 20% | 0.01588 | 0.00072837
18 | 4 | 0.52388 | 81 | 18 | 4 | IND | 10.5583 | 0.959 | 3587.63 | 325.963 | 0.571 | 0.521 | 6.027 | 0.499 | 2047.853 | 169.712 | 0.52388 | 5.379 | 0.454 | 2.818 | 0.23784 | 0.509 | 0.47343 | 2035 | 5 | Dry Detention | 0.2 |  |  | TMDL | TMDL |  |  | 1260.9336 | 46726.9837 | 81 | 20% | 20% | 0.56359 | 0.047569
23 | 4 | 0.52486 | 123 | 23 | 4 | IND | 10.0422 | 0.85 | 5417.453 | 458.426 | 0.893 | 0.909 | 8.963 | 0.773 | 4835.422 | 416.755 | 0.52486 | 8.963 | 0.773 | 4.7044 | 0.40572 | 0.893 | 0.9091 | 2035 | 5 | Dry Detention | 0.2 |  |  | TMDL | TMDL |  |  | 1260.9336 | 46726.9837 | 123 | 20% | 20% | 0.94087 | 0.081144
39 | 13 | 0.053147 | 270 | 39 | 13 | WET | 2.4147 | 0.224 | 8471.903 | 784.954 | 1.082 | 1.085 | 2.613 | 0.243 | 9167.141 | 851.506 | 0.053147 | 2.419 | 0.221 | 0.12856 | 0.011746 | 1.002 | 0.98617 | 2036 | 5 | Dry Detention | 0.2 |  |  | TMDL | TMDL |  |  | 383.3839 | 2315.0851 | 270 | 20% | 20% | 0.025713 | 0.0023491
25 | 13 | 0.14072 | 153 | 25 | 13 | WET | 7.8742 | 0.753 | 6518.99 | 623.534 | 0.566 | 0.486 | 4.457 | 0.366 | 3690.224 | 302.997 | 0.14072 | 4.457 | 0.366 | 0.62717 | 0.051502 | 0.566 | 0.48594 | 2037 | 5 | Dry Detention | 0.2 |  |  | TMDL | TMDL |  |  | 1595.1285 | 144027.0429 | 153 | 20% | 20% | 0.12543 | 0.0103
26 | 1 | 0.63374 | 154 | 26 | 1 | LDR | 3.8311 | 0.36 | 225.342 | 21.202 | 0.835 | 0.818 | 3.198 | 0.295 | 188.089 | 17.341 | 0.63374 | 3.198 | 0.295 | 2.0267 | 0.18695 | 0.835 | 0.81787 | 2037 | 5 | Dry Detention | 0.2 |  |  | TMDL | TMDL |  |  | 1595.1285 | 144027.0429 | 154 | 20% | 20% | 0.40534 | 0.037391
26 | 13 | 2.532 | 159 | 26 | 13 | WET | 1.2284 | 0.099 | 968.362 | 78.02 | 0.851 | 0.834 | 1.046 | 0.083 | 824.187 | 65.062 | 2.532 | 1.046 | 0.083 | 2.6484 | 0.21015 | 0.851 | 0.83391 | 2037 | 5 | Dry Detention | 0.2 |  |  | TMDL | TMDL |  |  | 1595.1285 | 144027.0429 | 159 | 20% | 20% | 0.52969 | 0.042031
25 | 13 | 0.41154 | 153 | 25 | 13 | WET | 7.8742 | 0.753 | 6518.99 | 623.534 | 0.566 | 0.486 | 4.457 | 0.366 | 3690.224 | 302.997 | 0.41154 | 4.457 | 0.366 | 1.8342 | 0.15062 | 0.566 | 0.48594 | 2038 | 5 | Dry Detention | 0.2 |  |  | TMDL | TMDL |  |  | 555.404 | 17926.5771 | 153 | 20% | 20% | 0.36685 | 0.030125
22 | 4 | 6.1031 | 112 | 22 | 4 | IND | 10.2535 | 0.86 | 3096.286 | 259.79 | 0.49 | 0.583 | 5.026 | 0.501 | 1517.698 | 151.395 | 6.1031 | 4.495 | 0.457 | 27.4332 | 2.7891 | 0.438 | 0.53064 | 2039 | 5 | Dry Detention | 0.2 |  |  | TMDL | TMDL |  |  | 2603.4384 | 284625.739 | 112 | 20% | 20% | 5.4866 | 0.55782
22 | 11 | 0.33383 | 117 | 22 | 11 | FOR | 1.7193 | 0.065 | 165.518 | 6.246 | 0.521 | 0.611 | 0.895 | 0.04 | 86.204 | 3.815 | 0.33383 | 0.805 | 0.036 | 0.26874 | 0.012018 | 0.468 | 0.55883 | 2039 | 5 | Dry Detention | 0.2 |  |  | TMDL | TMDL |  |  | 2603.4384 | 284625.739 | 117 | 20% | 20% | 0.053747 | 0.0024036
22 | 12 | 0.097249 | 118 | 22 | 12 | WAT | 0.46969 | 0.014 | 7.177 | 0.218 | 0.511 | 0.591 | 0.24 | 0.008 | 3.668 | 0.129 | 0.097249 | 0.216 | 0.008 | 0.021006 | 0.00077799 | 0.46 | 0.54073 | 2039 | 5 | Dry Detention | 0.2 |  |  | TMDL | TMDL |  |  | 2603.4384 | 284625.739 | 118 | 20% | 20% | 0.0042012 | 0.0001556
20 | 3 | 0.32989 | 91 | 20 | 3 | HDR | 14.2981 | 1.08 | 2836.849 | 214.305 | 0.261 | 0.323 | 3.729 | 0.349 | 739.833 | 69.25 | 0.32989 | 3.341 | 0.319 | 1.1022 | 0.10523 | 0.234 | 0.29532 | 2040 | 5 | Dry Detention | 0.2 |  |  | TMDL | TMDL |  |  | 17742.3756 | 1441148.6538 | 91 | 20% | 20% | 0.22043 | 0.021047
20 | 4 | 19.0775 | 92 | 20 | 4 | IND | 10.2361 | 0.882 | 2104.039 | 181.35 | 0.253 | 0.305 | 2.587 | 0.269 | 531.76 | 55.308 | 19.0775 | 2.313 | 0.246 | 44.1262 | 4.6931 | 0.226 | 0.27837 | 2040 | 5 | Dry Detention | 0.2 |  |  | TMDL | TMDL |  |  | 17742.3756 | 1441148.6538 | 92 | 20% | 20% | 8.8252 | 0.93861
20 | 11 | 12.1029 | 97 | 20 | 11 | FOR | 1.2281 | 0.043 | 62.365 | 2.199 | 0.289 | 0.392 | 0.355 | 0.017 | 18.012 | 0.863 | 12.1029 | 0.319 | 0.016 | 3.8608 | 0.19365 | 0.26 | 0.35973 | 2040 | 5 | Dry Detention | 0.2 |  |  | TMDL | TMDL |  |  | 17742.3756 | 1441148.6538 | 97 | 20% | 20% | 0.77216 | 0.038729
20 | 12 | 1.4519 | 98 | 20 | 12 | WAT | 0.16087 | 0.003 | 7.65 | 0.163 | 0.298 | 0.384 | 0.048 | 0.001 | 2.283 | 0.063 | 1.4519 | 0.043 | 0.001 | 0.062432 | 0.0014519 | 0.27 | 0.35322 | 2040 | 5 | Dry Detention | 0.2 |  |  | TMDL | TMDL |  |  | 17742.3756 | 1441148.6538 | 98 | 20% | 20% | 0.012486 | 0.00029038
20 | 13 | 0.12224 | 99 | 20 | 13 | WET | 4.0215 | 0.221 | 1471.384 | 80.96 | 0.274 | 0.404 | 1.102 | 0.089 | 403.085 | 32.694 | 0.12224 | 0.992 | 0.082 | 0.12126 | 0.010024 | 0.247 | 0.3713 | 2040 | 5 | Dry Detention | 0.2 |  |  | TMDL | TMDL |  |  | 17742.3756 | 1441148.6538 | 99 | 20% | 20% | 0.024253 | 0.0020048
26 | 11 | 0.24566 | 158 | 26 | 11 | FOR | 1.2976 | 0.106 | 67.525 | 5.505 | 0.845 | 0.829 | 1.097 | 0.088 | 57.061 | 4.562 | 0.24566 | 1.097 | 0.088 | 0.26948 | 0.021618 | 0.845 | 0.82856 | 2041 | 5 | Dry Detention | 0.2 |  |  | TMDL | TMDL |  |  | 469.1913 | 10700.7498 | 158 | 20% | 20% | 0.053897 | 0.0043235
22 | 4 | 9.6349 | 112 | 22 | 4 | IND | 10.2535 | 0.86 | 3096.286 | 259.79 | 0.49 | 0.583 | 5.026 | 0.501 | 1517.698 | 151.395 | 9.6349 | 4.495 | 0.457 | 43.3088 | 4.4031 | 0.438 | 0.53064 | 2042 | 5 | Dry Detention | 0.2 |  |  | TMDL | TMDL |  |  | 3128.6289 | 479041.6516 | 112 | 20% | 20% | 8.6618 | 0.88063
22 | 6 | 1.2666 | 113 | 22 | 6 | OPE | 3.6654 | 0.154 | 6.865 | 0.288 | 0.505 | 0.592 | 1.85 | 0.091 | 3.465 | 0.17 | 1.2666 | 1.661 | 0.083 | 2.1037 | 0.10512 | 0.453 | 0.54096 | 2042 | 5 | Dry Detention | 0.2 |  |  | TMDL | TMDL |  |  | 3128.6289 | 479041.6516 | 113 | 20% | 20% | 0.42075 | 0.021025
22 | 11 | 0.095896 | 117 | 22 | 11 | FOR | 1.7193 | 0.065 | 165.518 | 6.246 | 0.521 | 0.611 | 0.895 | 0.04 | 86.204 | 3.815 | 0.095896 | 0.805 | 0.036 | 0.077196 | 0.0034522 | 0.468 | 0.55883 | 2042 | 5 | Dry Detention | 0.2 |  |  | TMDL | TMDL |  |  | 3128.6289 | 479041.6516 | 117 | 20% | 20% | 0.015439 | 0.00069045
39 | 13 | 0.094762 | 270 | 39 | 13 | WET | 2.4147 | 0.224 | 8471.903 | 784.954 | 1.082 | 1.085 | 2.613 | 0.243 | 9167.141 | 851.506 | 0.094762 | 2.419 | 0.221 | 0.22923 | 0.020942 | 1.002 | 0.98617 | 2043 | 5 | Dry Detention | 0.2 |  |  | TMDL | TMDL |  |  | 704.772 | 4127.8321 | 270 | 20% | 20% | 0.045846 | 0.0041885
25 | 1 | 0.35432 | 142 | 25 | 1 | LDR | 3.9545 | 0.344 | 1128.698 | 98.244 | 0.57 | 0.484 | 2.254 | 0.166 | 643.339 | 47.513 | 0.35432 | 2.254 | 0.166 | 0.79865 | 0.058818 | 0.57 | 0.48362 | 2044 | 5 | Dry Detention | 0.2 |  |  | TMDL | TMDL |  |  | 510.6302 | 15567.8235 | 142 | 20% | 20% | 0.15973 | 0.011764
39 | 1 | 0.0030653 | 259 | 39 | 1 | LDR | 2.8996 | 0.259 | 1035.599 | 92.373 | 1.075 | 1.082 | 3.118 | 0.28 | 1113.717 | 99.953 | 0.0030653 | 2.887 | 0.254 | 0.0088495 | 0.00077858 | 0.996 | 0.98369 | 2044 | 5 | Dry Detention | 0.2 |  |  | TMDL | TMDL |  |  | 510.6302 | 15567.8235 | 259 | 20% | 20% | 0.0017699 | 0.00015572
18 | 1 | 0.9271 | 78 | 18 | 1 | LDR | 3.1522 | 0.144 | 1003.387 | 45.864 | 0.584 | 0.53 | 1.84 | 0.076 | 585.797 | 24.293 | 0.9271 | 1.648 | 0.07 | 1.5279 | 0.064897 | 0.523 | 0.4827 | 2045 | 5 | Dry Detention | 0.2 |  |  | TMDL | TMDL |  |  | 860.3358 | 44158.9394 | 78 | 20% | 20% | 0.30557 | 0.012979
18 | 11 | 0.086652 | 86 | 18 | 11 | FOR | 1.2162 | 0.046 | 93.332 | 3.532 | 0.602 | 0.553 | 0.732 | 0.025 | 56.155 | 1.953 | 0.086652 | 0.658 | 0.023 | 0.057017 | 0.001993 | 0.541 | 0.50633 | 2045 | 5 | Dry Detention | 0.2 |  |  | TMDL | TMDL |  |  | 860.3358 | 44158.9394 | 86 | 20% | 20% | 0.011403 | 0.0003986
25 | 1 | 2.2146 | 142 | 25 | 1 | LDR | 3.9545 | 0.344 | 1128.698 | 98.244 | 0.57 | 0.484 | 2.254 | 0.166 | 643.339 | 47.513 | 2.2146 | 2.254 | 0.166 | 4.9917 | 0.36762 | 0.57 | 0.48362 | 2046 | 5 | Dry Detention | 0.2 |  |  | TMDL | TMDL |  |  | 1579.6231 | 98942.2626 | 142 | 20% | 20% | 0.99834 | 0.073525
25 | 13 | 0.056816 | 153 | 25 | 13 | WET | 7.8742 | 0.753 | 6518.99 | 623.534 | 0.566 | 0.486 | 4.457 | 0.366 | 3690.224 | 302.997 | 0.056816 | 4.457 | 0.366 | 0.25323 | 0.020795 | 0.566 | 0.48594 | 2046 | 5 | Dry Detention | 0.2 |  |  | TMDL | TMDL |  |  | 1579.6231 | 98942.2626 | 153 | 20% | 20% | 0.050646 | 0.004159
25 | 1 | 0.059755 | 142 | 25 | 1 | LDR | 3.9545 | 0.344 | 1128.698 | 98.244 | 0.57 | 0.484 | 2.254 | 0.166 | 643.339 | 47.513 | 0.059755 | 2.254 | 0.166 | 0.13469 | 0.0099194 | 0.57 | 0.48362 | 2047 | 5 | Dry Detention | 0.2 |  |  | TMDL | TMDL |  |  | 2054.5067 | 110316.3531 | 142 | 20% | 20% | 0.026938 | 0.0019839
25 | 7 | 0.86066 | 147 | 25 | 7 | PAS | 6.6318 | 0.589 | 990.986 | 87.946 | 0.579 | 0.494 | 3.838 | 0.291 | 573.463 | 43.455 | 0.86066 | 3.838 | 0.291 | 3.3032 | 0.25045 | 0.579 | 0.49411 | 2047 | 5 | Dry Detention | 0.2 |  |  | TMDL | TMDL |  |  | 2054.5067 | 110316.3531 | 147 | 20% | 20% | 0.66064 | 0.05009
39 | 1 | 0.57941 | 259 | 39 | 1 | LDR | 2.8996 | 0.259 | 1035.599 | 92.373 | 1.075 | 1.082 | 3.118 | 0.28 | 1113.717 | 99.953 | 0.57941 | 2.887 | 0.254 | 1.6728 | 0.14717 | 0.996 | 0.98369 | 2047 | 5 | Dry Detention | 0.2 |  |  | TMDL | TMDL |  |  | 2054.5067 | 110316.3531 | 259 | 20% | 20% | 0.33455 | 0.029434
39 | 7 | 1.0325 | 264 | 39 | 7 | PAS | 4.1697 | 0.36 | 495.518 | 42.729 | 1.074 | 1.083 | 4.478 | 0.389 | 532.207 | 46.259 | 1.0325 | 4.147 | 0.354 | 4.2819 | 0.36552 | 0.994 | 0.98418 | 2047 | 5 | Dry Detention | 0.2 |  |  | TMDL | TMDL |  |  | 2054.5067 | 110316.3531 | 264 | 20% | 20% | 0.85639 | 0.073104
39 | 8 | 0.00016656 | 265 | 39 | 8 | AGR | 5.0969 | 0.451 | 1321.577 | 117.033 | 1.075 | 1.083 | 5.477 | 0.489 | 1420.241 | 126.723 | 0.00016656 | 5.072 | 0.444 | 0.00084482 | 7.3955e-05 | 0.995 | 0.98436 | 2047 | 5 | Dry Detention | 0.2 |  |  | TMDL | TMDL |  |  | 2054.5067 | 110316.3531 | 265 | 20% | 20% | 0.00016896 | 1.4791e-05
39 | 1 | 0.19378 | 259 | 39 | 1 | LDR | 2.8996 | 0.259 | 1035.599 | 92.373 | 1.075 | 1.082 | 3.118 | 0.28 | 1113.717 | 99.953 | 0.19378 | 2.887 | 0.254 | 0.55944 | 0.04922 | 0.996 | 0.98369 | 2048 | 5 | Dry Detention | 0.2 |  |  | TMDL | TMDL |  |  | 2132.7701 | 141138.2835 | 259 | 20% | 20% | 0.11189 | 0.0098439
39 | 7 | 3.0463 | 264 | 39 | 7 | PAS | 4.1697 | 0.36 | 495.518 | 42.729 | 1.074 | 1.083 | 4.478 | 0.389 | 532.207 | 46.259 | 3.0463 | 4.147 | 0.354 | 12.6331 | 1.0784 | 0.994 | 0.98418 | 2048 | 5 | Dry Detention | 0.2 |  |  | TMDL | TMDL |  |  | 2132.7701 | 141138.2835 | 264 | 20% | 20% | 2.5266 | 0.21568
39 | 1 | 1.078 | 259 | 39 | 1 | LDR | 2.8996 | 0.259 | 1035.599 | 92.373 | 1.075 | 1.082 | 3.118 | 0.28 | 1113.717 | 99.953 | 1.078 | 2.887 | 0.254 | 3.1121 | 0.2738 | 0.996 | 0.98369 | 2049 | 5 | Dry Detention | 0.2 |  |  | TMDL | TMDL |  |  | 1174.001 | 49495.3924 | 259 | 20% | 20% | 0.62242 | 0.054761
39 | 10 | 0.058298 | 267 | 39 | 10 | RAN | 1.5738 | 0.121 | 122.792 | 9.427 | 1.074 | 1.083 | 1.69 | 0.131 | 131.882 | 10.206 | 0.058298 | 1.565 | 0.119 | 0.091236 | 0.0069374 | 0.994 | 0.98421 | 2049 | 5 | Dry Detention | 0.2 |  |  | TMDL | TMDL |  |  | 1174.001 | 49495.3924 | 267 | 20% | 20% | 0.018247 | 0.0013875
39 | 1 | 0.079132 | 259 | 39 | 1 | LDR | 2.8996 | 0.259 | 1035.599 | 92.373 | 1.075 | 1.082 | 3.118 | 0.28 | 1113.717 | 99.953 | 0.079132 | 2.887 | 0.254 | 0.22845 | 0.0201 | 0.996 | 0.98369 | 2050 | 5 | Dry Detention | 0.2 |  |  | TMDL | TMDL |  |  | 1716.963 | 124413.1721 | 259 | 20% | 20% | 0.045691 | 0.0040199
39 | 10 | 0.05019 | 267 | 39 | 10 | RAN | 1.5738 | 0.121 | 122.792 | 9.427 | 1.074 | 1.083 | 1.69 | 0.131 | 131.882 | 10.206 | 0.05019 | 1.565 | 0.119 | 0.078547 | 0.0059726 | 0.994 | 0.98421 | 2050 | 5 | Dry Detention | 0.2 |  |  | TMDL | TMDL |  |  | 1716.963 | 124413.1721 | 267 | 20% | 20% | 0.015709 | 0.0011945
39 | 11 | 2.7268 | 268 | 39 | 11 | FOR | 0.99237 | 0.07 | 385.77 | 27.224 | 1.075 | 1.083 | 1.067 | 0.076 | 414.895 | 29.493 | 2.7268 | 0.988 | 0.069 | 2.6941 | 0.18815 | 0.996 | 0.98485 | 2050 | 5 | Dry Detention | 0.2 |  |  | TMDL | TMDL |  |  | 1716.963 | 124413.1721 | 268 | 20% | 20% | 0.53882 | 0.03763
39 | 1 | 3.9803 | 259 | 39 | 1 | LDR | 2.8996 | 0.259 | 1035.599 | 92.373 | 1.075 | 1.082 | 3.118 | 0.28 | 1113.717 | 99.953 | 3.9803 | 2.887 | 0.254 | 11.4911 | 1.011 | 0.996 | 0.98369 | 2051 | 5 | Dry Detention | 0.2 |  |  | TMDL | TMDL |  |  | 2597.5896 | 421542.3469 | 259 | 20% | 20% | 2.2982 | 0.2022
39 | 7 | 5.4955 | 264 | 39 | 7 | PAS | 4.1697 | 0.36 | 495.518 | 42.729 | 1.074 | 1.083 | 4.478 | 0.389 | 532.207 | 46.259 | 5.4955 | 4.147 | 0.354 | 22.79 | 1.9454 | 0.994 | 0.98418 | 2051 | 5 | Dry Detention | 0.2 |  |  | TMDL | TMDL |  |  | 2597.5896 | 421542.3469 | 264 | 20% | 20% | 4.558 | 0.38908
39 | 9 | 0.060234 | 266 | 39 | 9 | AGT | 3.2415 | 0.281 | 204.239 | 17.702 | 1.075 | 1.083 | 3.484 | 0.304 | 219.54 | 19.169 | 0.060234 | 3.226 | 0.277 | 0.19432 | 0.016685 | 0.995 | 0.98444 | 2051 | 5 | Dry Detention | 0.2 |  |  | TMDL | TMDL |  |  | 2597.5896 | 421542.3469 | 266 | 20% | 20% | 0.038863 | 0.003337
39 | 10 | 0.14126 | 267 | 39 | 10 | RAN | 1.5738 | 0.121 | 122.792 | 9.427 | 1.074 | 1.083 | 1.69 | 0.131 | 131.882 | 10.206 | 0.14126 | 1.565 | 0.119 | 0.22107 | 0.01681 | 0.994 | 0.98421 | 2051 | 5 | Dry Detention | 0.2 |  |  | TMDL | TMDL |  |  | 2597.5896 | 421542.3469 | 267 | 20% | 20% | 0.044214 | 0.003362
39 | 1 | 4.5958 | 259 | 39 | 1 | LDR | 2.8996 | 0.259 | 1035.599 | 92.373 | 1.075 | 1.082 | 3.118 | 0.28 | 1113.717 | 99.953 | 4.5958 | 2.887 | 0.254 | 13.2682 | 1.1673 | 0.996 | 0.98369 | 2052 | 5 | Dry Detention | 0.2 |  |  | TMDL | TMDL |  |  | 1942.2862 | 210346.0487 | 259 | 20% | 20% | 2.6536 | 0.23347
39 | 8 | 0.070296 | 265 | 39 | 8 | AGR | 5.0969 | 0.451 | 1321.577 | 117.033 | 1.075 | 1.083 | 5.477 | 0.489 | 1420.241 | 126.723 | 0.070296 | 5.072 | 0.444 | 0.35654 | 0.031212 | 0.995 | 0.98436 | 2052 | 5 | Dry Detention | 0.2 |  |  | TMDL | TMDL |  |  | 1942.2862 | 210346.0487 | 265 | 20% | 20% | 0.071309 | 0.0062423
39 | 10 | 0.16277 | 267 | 39 | 10 | RAN | 1.5738 | 0.121 | 122.792 | 9.427 | 1.074 | 1.083 | 1.69 | 0.131 | 131.882 | 10.206 | 0.16277 | 1.565 | 0.119 | 0.25474 | 0.01937 | 0.994 | 0.98421 | 2052 | 5 | Dry Detention | 0.2 |  |  | TMDL | TMDL |  |  | 1942.2862 | 210346.0487 | 267 | 20% | 20% | 0.050947 | 0.0038739
25 | 1 | 0.036201 | 142 | 25 | 1 | LDR | 3.9545 | 0.344 | 1128.698 | 98.244 | 0.57 | 0.484 | 2.254 | 0.166 | 643.339 | 47.513 | 0.036201 | 2.254 | 0.166 | 0.081597 | 0.0060094 | 0.57 | 0.48362 | 2053 | 5 | Dry Detention | 0.2 |  |  | TMDL | TMDL |  |  | 894.5335 | 45197.5326 | 142 | 20% | 20% | 0.016319 | 0.0012019
26 | 1 | 1.0014 | 154 | 26 | 1 | LDR | 3.8311 | 0.36 | 225.342 | 21.202 | 0.835 | 0.818 | 3.198 | 0.295 | 188.089 | 17.341 | 1.0014 | 3.198 | 0.295 | 3.2025 | 0.29541 | 0.835 | 0.81787 | 2053 | 5 | Dry Detention | 0.2 |  |  | TMDL | TMDL |  |  | 894.5335 | 45197.5326 | 154 | 20% | 20% | 0.64049 | 0.059082
39 | 8 | 7.4431 | 265 | 39 | 8 | AGR | 5.0969 | 0.451 | 1321.577 | 117.033 | 1.075 | 1.083 | 5.477 | 0.489 | 1420.241 | 126.723 | 7.4431 | 5.072 | 0.444 | 37.7514 | 3.3047 | 0.995 | 0.98436 | 2054 | 5 | Dry Detention | 0.2 |  |  | TMDL | TMDL |  |  | 3166.2133 | 332667.53 | 265 | 20% | 20% | 7.5503 | 0.66095
39 | 13 | 0.19393 | 270 | 39 | 13 | WET | 2.4147 | 0.224 | 8471.903 | 784.954 | 1.082 | 1.085 | 2.613 | 0.243 | 9167.141 | 851.506 | 0.19393 | 2.419 | 0.221 | 0.46911 | 0.042858 | 1.002 | 0.98617 | 2054 | 5 | Dry Detention | 0.2 |  |  | TMDL | TMDL |  |  | 3166.2133 | 332667.53 | 270 | 20% | 20% | 0.093822 | 0.0085716
22 | 4 | 2.1405 | 112 | 22 | 4 | IND | 10.2535 | 0.86 | 3096.286 | 259.79 | 0.49 | 0.583 | 5.026 | 0.501 | 1517.698 | 151.395 | 2.1405 | 4.495 | 0.457 | 9.6214 | 0.97819 | 0.438 | 0.53064 | 2055 | 5 | Dry Detention | 0.2 |  |  | TMDL | TMDL |  |  | 2225.5287 | 93418.0202 | 112 | 20% | 20% | 1.9243 | 0.19564
22 | 12 | 0.0040194 | 118 | 22 | 12 | WAT | 0.46969 | 0.014 | 7.177 | 0.218 | 0.511 | 0.591 | 0.24 | 0.008 | 3.668 | 0.129 | 0.0040194 | 0.216 | 0.008 | 0.00086819 | 3.2155e-05 | 0.46 | 0.54073 | 2055 | 5 | Dry Detention | 0.2 |  |  | TMDL | TMDL |  |  | 2225.5287 | 93418.0202 | 118 | 20% | 20% | 0.00017364 | 6.431e-06
22 | 13 | 0.00011235 | 119 | 22 | 13 | WET | 8.444 | 0.523 | 2739.76 | 169.685 | 0.492 | 0.585 | 4.155 | 0.306 | 1348.008 | 99.205 | 0.00011235 | 3.717 | 0.279 | 0.00041759 | 3.1344e-05 | 0.44 | 0.53269 | 2055 | 5 | Dry Detention | 0.2 |  |  | TMDL | TMDL |  |  | 2225.5287 | 93418.0202 | 119 | 20% | 20% | 8.3518e-05 | 6.2689e-06
26 | 1 | 1.1817 | 154 | 26 | 1 | LDR | 3.8311 | 0.36 | 225.342 | 21.202 | 0.835 | 0.818 | 3.198 | 0.295 | 188.089 | 17.341 | 1.1817 | 3.198 | 0.295 | 3.7791 | 0.3486 | 0.835 | 0.81787 | 2056 | 5 | Dry Detention | 0.2 |  |  | TMDL | TMDL |  |  | 2186.3111 | 209038.9578 | 154 | 20% | 20% | 0.75581 | 0.06972
26 | 11 | 3.2455 | 158 | 26 | 11 | FOR | 1.2976 | 0.106 | 67.525 | 5.505 | 0.845 | 0.829 | 1.097 | 0.088 | 57.061 | 4.562 | 3.2455 | 1.097 | 0.088 | 3.5603 | 0.2856 | 0.845 | 0.82856 | 2056 | 5 | Dry Detention | 0.2 |  |  | TMDL | TMDL |  |  | 2186.3111 | 209038.9578 | 158 | 20% | 20% | 0.71206 | 0.05712
26 | 13 | 0.37172 | 159 | 26 | 13 | WET | 1.2284 | 0.099 | 968.362 | 78.02 | 0.851 | 0.834 | 1.046 | 0.083 | 824.187 | 65.062 | 0.37172 | 1.046 | 0.083 | 0.38882 | 0.030853 | 0.851 | 0.83391 | 2056 | 5 | Dry Detention | 0.2 |  |  | TMDL | TMDL |  |  | 2186.3111 | 209038.9578 | 159 | 20% | 20% | 0.077765 | 0.0061706
34 | 11 | 3.14 | 223 | 34 | 11 | FOR | 1.0576 | 0.081 | 213.945 | 16.335 | 0.736 | 0.68 | 0.778 | 0.055 | 157.41 | 11.1 | 3.14 | 0.778 | 0.055 | 2.4429 | 0.1727 | 0.736 | 0.67952 | 2057 | 5 | Dry Detention | 0.2 |  |  | TMDL | TMDL |  |  | 1732.9967 | 139694.036 | 223 | 20% | 20% | 0.48859 | 0.03454
34 | 13 | 0.066937 | 225 | 34 | 13 | WET | 1.7146 | 0.141 | 872.205 | 71.755 | 0.746 | 0.696 | 1.279 | 0.098 | 650.615 | 49.926 | 0.066937 | 1.279 | 0.098 | 0.085612 | 0.0065598 | 0.746 | 0.69578 | 2057 | 5 | Dry Detention | 0.2 |  |  | TMDL | TMDL |  |  | 1732.9967 | 139694.036 | 225 | 20% | 20% | 0.017122 | 0.001312
25 | 13 | 0.025291 | 153 | 25 | 13 | WET | 7.8742 | 0.753 | 6518.99 | 623.534 | 0.566 | 0.486 | 4.457 | 0.366 | 3690.224 | 302.997 | 0.025291 | 4.457 | 0.366 | 0.11272 | 0.0092564 | 0.566 | 0.48594 | 2058 | 5 | Dry Detention | 0.2 |  |  | TMDL | TMDL |  |  | 178.2319 | 1314.4461 | 153 | 20% | 20% | 0.022544 | 0.0018513
39 | 13 | 0.004885 | 270 | 39 | 13 | WET | 2.4147 | 0.224 | 8471.903 | 784.954 | 1.082 | 1.085 | 2.613 | 0.243 | 9167.141 | 851.506 | 0.004885 | 2.419 | 0.221 | 0.011817 | 0.0010796 | 1.002 | 0.98617 | 2058 | 5 | Dry Detention | 0.2 |  |  | TMDL | TMDL |  |  | 178.2319 | 1314.4461 | 270 | 20% | 20% | 0.0023634 | 0.00021592
25 | 1 | 0.36899 | 142 | 25 | 1 | LDR | 3.9545 | 0.344 | 1128.698 | 98.244 | 0.57 | 0.484 | 2.254 | 0.166 | 643.339 | 47.513 | 0.36899 | 2.254 | 0.166 | 0.83171 | 0.061253 | 0.57 | 0.48362 | 2059 | 5 | Dry Detention | 0.2 |  |  | TMDL | TMDL |  |  | 841.5911 | 44260.8822 | 142 | 20% | 20% | 0.16634 | 0.012251
25 | 7 | 0.24381 | 147 | 25 | 7 | PAS | 6.6318 | 0.589 | 990.986 | 87.946 | 0.579 | 0.494 | 3.838 | 0.291 | 573.463 | 43.455 | 0.24381 | 3.838 | 0.291 | 0.93574 | 0.070949 | 0.579 | 0.49411 | 2059 | 5 | Dry Detention | 0.2 |  |  | TMDL | TMDL |  |  | 841.5911 | 44260.8822 | 147 | 20% | 20% | 0.18715 | 0.01419
39 | 1 | 0.29656 | 259 | 39 | 1 | LDR | 2.8996 | 0.259 | 1035.599 | 92.373 | 1.075 | 1.082 | 3.118 | 0.28 | 1113.717 | 99.953 | 0.29656 | 2.887 | 0.254 | 0.85617 | 0.075326 | 0.996 | 0.98369 | 2059 | 5 | Dry Detention | 0.2 |  |  | TMDL | TMDL |  |  | 841.5911 | 44260.8822 | 259 | 20% | 20% | 0.17123 | 0.015065
39 | 7 | 0.10673 | 264 | 39 | 7 | PAS | 4.1697 | 0.36 | 495.518 | 42.729 | 1.074 | 1.083 | 4.478 | 0.389 | 532.207 | 46.259 | 0.10673 | 4.147 | 0.354 | 0.44261 | 0.037782 | 0.994 | 0.98418 | 2059 | 5 | Dry Detention | 0.2 |  |  | TMDL | TMDL |  |  | 841.5911 | 44260.8822 | 264 | 20% | 20% | 0.088521 | 0.0075564
25 | 7 | 0.96905 | 147 | 25 | 7 | PAS | 6.6318 | 0.589 | 990.986 | 87.946 | 0.579 | 0.494 | 3.838 | 0.291 | 573.463 | 43.455 | 0.96905 | 3.838 | 0.291 | 3.7192 | 0.28199 | 0.579 | 0.49411 | 2060 | 5 | Dry Detention | 0.2 |  |  | TMDL | TMDL |  |  | 854.3464 | 45083.9838 | 147 | 20% | 20% | 0.74384 | 0.056398
39 | 7 | 0.065945 | 264 | 39 | 7 | PAS | 4.1697 | 0.36 | 495.518 | 42.729 | 1.074 | 1.083 | 4.478 | 0.389 | 532.207 | 46.259 | 0.065945 | 4.147 | 0.354 | 0.27347 | 0.023344 | 0.994 | 0.98418 | 2060 | 5 | Dry Detention | 0.2 |  |  | TMDL | TMDL |  |  | 854.3464 | 45083.9838 | 264 | 20% | 20% | 0.054695 | 0.0046689
25 | 1 | 1.2657 | 142 | 25 | 1 | LDR | 3.9545 | 0.344 | 1128.698 | 98.244 | 0.57 | 0.484 | 2.254 | 0.166 | 643.339 | 47.513 | 1.2657 | 2.254 | 0.166 | 2.8529 | 0.2101 | 0.57 | 0.48362 | 2061 | 5 | Dry Detention | 0.2 |  |  | TMDL | TMDL |  |  | 1112.8925 | 76920.0599 | 142 | 20% | 20% | 0.57057 | 0.042021
25 | 13 | 0.50016 | 153 | 25 | 13 | WET | 7.8742 | 0.753 | 6518.99 | 623.534 | 0.566 | 0.486 | 4.457 | 0.366 | 3690.224 | 302.997 | 0.50016 | 4.457 | 0.366 | 2.2292 | 0.18306 | 0.566 | 0.48594 | 2061 | 5 | Dry Detention | 0.2 |  |  | TMDL | TMDL |  |  | 1112.8925 | 76920.0599 | 153 | 20% | 20% | 0.44584 | 0.036612
22 | 2 | 0.16291 | 110 | 22 | 2 | MDR | 7.124 | 0.335 | 167.505 | 7.886 | 0.499 | 0.585 | 3.554 | 0.196 | 83.561 | 4.615 | 0.16291 | 3.186 | 0.179 | 0.51904 | 0.029161 | 0.447 | 0.53363 | 2062 | 5 | Dry Detention | 0.2 |  |  | TMDL | TMDL |  |  | 375.1267 | 7702.7061 | 110 | 20% | 20% | 0.10381 | 0.0058323
22 | 4 | 0.013917 | 112 | 22 | 4 | IND | 10.2535 | 0.86 | 3096.286 | 259.79 | 0.49 | 0.583 | 5.026 | 0.501 | 1517.698 | 151.395 | 0.013917 | 4.495 | 0.457 | 0.062558 | 0.0063602 | 0.438 | 0.53064 | 2062 | 5 | Dry Detention | 0.2 |  |  | TMDL | TMDL |  |  | 375.1267 | 7702.7061 | 112 | 20% | 20% | 0.012512 | 0.001272
25 | 11 | 1.1437 | 151 | 25 | 11 | FOR | 1.491 | 0.111 | 312.638 | 23.357 | 0.588 | 0.506 | 0.876 | 0.056 | 183.74 | 11.824 | 1.1437 | 0.876 | 0.056 | 1.0018 | 0.064045 | 0.588 | 0.50621 | 2063 | 5 | Dry Detention | 0.2 |  |  | TMDL | TMDL |  |  | 974.8161 | 51776.1647 | 151 | 20% | 20% | 0.20037 | 0.012809
39 | 11 | 0.044968 | 268 | 39 | 11 | FOR | 0.99237 | 0.07 | 385.77 | 27.224 | 1.075 | 1.083 | 1.067 | 0.076 | 414.895 | 29.493 | 0.044968 | 0.988 | 0.069 | 0.044428 | 0.0031028 | 0.996 | 0.98485 | 2063 | 5 | Dry Detention | 0.2 |  |  | TMDL | TMDL |  |  | 974.8161 | 51776.1647 | 268 | 20% | 20% | 0.0088856 | 0.00062056
25 | 11 | 1.1987 | 151 | 25 | 11 | FOR | 1.491 | 0.111 | 312.638 | 23.357 | 0.588 | 0.506 | 0.876 | 0.056 | 183.74 | 11.824 | 1.1987 | 0.876 | 0.056 | 1.05 | 0.067125 | 0.588 | 0.50621 | 2064 | 5 | Dry Detention | 0.2 |  |  | TMDL | TMDL |  |  | 1005.7936 | 53602.9519 | 151 | 20% | 20% | 0.21001 | 0.013425
39 | 11 | 0.031893 | 268 | 39 | 11 | FOR | 0.99237 | 0.07 | 385.77 | 27.224 | 1.075 | 1.083 | 1.067 | 0.076 | 414.895 | 29.493 | 0.031893 | 0.988 | 0.069 | 0.03151 | 0.0022006 | 0.996 | 0.98485 | 2064 | 5 | Dry Detention | 0.2 |  |  | TMDL | TMDL |  |  | 1005.7936 | 53602.9519 | 268 | 20% | 20% | 0.0063021 | 0.00044012
39 | 1 | 4.9892 | 259 | 39 | 1 | LDR | 2.8996 | 0.259 | 1035.599 | 92.373 | 1.075 | 1.082 | 3.118 | 0.28 | 1113.717 | 99.953 | 4.9892 | 2.887 | 0.254 | 14.4037 | 1.2672 | 0.996 | 0.98369 | 2065 | 5 | Dry Detention | 0.2 |  |  | TMDL | TMDL |  |  | 1888.2491 | 223350.0731 | 259 | 20% | 20% | 2.8807 | 0.25345
39 | 8 | 0.13828 | 265 | 39 | 8 | AGR | 5.0969 | 0.451 | 1321.577 | 117.033 | 1.075 | 1.083 | 5.477 | 0.489 | 1420.241 | 126.723 | 0.13828 | 5.072 | 0.444 | 0.70136 | 0.061396 | 0.995 | 0.98436 | 2065 | 5 | Dry Detention | 0.2 |  |  | TMDL | TMDL |  |  | 1888.2491 | 223350.0731 | 265 | 20% | 20% | 0.14027 | 0.012279
22 | 2 | 0.50186 | 110 | 22 | 2 | MDR | 7.124 | 0.335 | 167.505 | 7.886 | 0.499 | 0.585 | 3.554 | 0.196 | 83.561 | 4.615 | 0.50186 | 3.186 | 0.179 | 1.5989 | 0.089832 | 0.447 | 0.53363 | 2066 | 5 | Dry Detention | 0.2 |  |  | TMDL | TMDL |  |  | 646.0245 | 21860.7818 | 110 | 20% | 20% | 0.31978 | 0.017966
22 | 2 | 0.35502 | 110 | 22 | 2 | MDR | 7.124 | 0.335 | 167.505 | 7.886 | 0.499 | 0.585 | 3.554 | 0.196 | 83.561 | 4.615 | 0.35502 | 3.186 | 0.179 | 1.1311 | 0.063548 | 0.447 | 0.53363 | 2067 | 5 | Dry Detention | 0.2 |  |  | TMDL | TMDL |  |  | 497.4483 | 15464.5369 | 110 | 20% | 20% | 0.22622 | 0.01271
25 | 1 | 4.6882 | 142 | 25 | 1 | LDR | 3.9545 | 0.344 | 1128.698 | 98.244 | 0.57 | 0.484 | 2.254 | 0.166 | 643.339 | 47.513 | 4.6882 | 2.254 | 0.166 | 10.5673 | 0.77825 | 0.57 | 0.48362 | 2068 | 5 | Dry Detention | 0.2 |  |  | TMDL | TMDL |  |  | 2425.4612 | 240110.2581 | 142 | 20% | 20% | 2.1135 | 0.15565
25 | 11 | 0.82396 | 151 | 25 | 11 | FOR | 1.491 | 0.111 | 312.638 | 23.357 | 0.588 | 0.506 | 0.876 | 0.056 | 183.74 | 11.824 | 0.82396 | 0.876 | 0.056 | 0.72179 | 0.046142 | 0.588 | 0.50621 | 2068 | 5 | Dry Detention | 0.2 |  |  | TMDL | TMDL |  |  | 2425.4612 | 240110.2581 | 151 | 20% | 20% | 0.14436 | 0.0092283
25 | 11 | 1.4 | 151 | 25 | 11 | FOR | 1.491 | 0.111 | 312.638 | 23.357 | 0.588 | 0.506 | 0.876 | 0.056 | 183.74 | 11.824 | 1.4 | 0.876 | 0.056 | 1.2264 | 0.078399 | 0.588 | 0.50621 | 2069 | 5 | Dry Detention | 0.2 |  |  | TMDL | TMDL |  |  | 1522.4626 | 62100.9978 | 151 | 20% | 20% | 0.24528 | 0.01568
25 | 13 | 2.191e-06 | 153 | 25 | 13 | WET | 7.8742 | 0.753 | 6518.99 | 623.534 | 0.566 | 0.486 | 4.457 | 0.366 | 3690.224 | 302.997 | 2.191e-06 | 4.457 | 0.366 | 9.7651e-06 | 8.0189e-07 | 0.566 | 0.48594 | 2069 | 5 | Dry Detention | 0.2 |  |  | TMDL | TMDL |  |  | 1522.4626 | 62100.9978 | 153 | 20% | 20% | 1.953e-06 | 1.6038e-07
39 | 11 | 0.025672 | 268 | 39 | 11 | FOR | 0.99237 | 0.07 | 385.77 | 27.224 | 1.075 | 1.083 | 1.067 | 0.076 | 414.895 | 29.493 | 0.025672 | 0.988 | 0.069 | 0.025364 | 0.0017714 | 0.996 | 0.98485 | 2069 | 5 | Dry Detention | 0.2 |  |  | TMDL | TMDL |  |  | 1522.4626 | 62100.9978 | 268 | 20% | 20% | 0.0050728 | 0.00035427
22 | 2 | 0.20287 | 110 | 22 | 2 | MDR | 7.124 | 0.335 | 167.505 | 7.886 | 0.499 | 0.585 | 3.554 | 0.196 | 83.561 | 4.615 | 0.20287 | 3.186 | 0.179 | 0.64635 | 0.036314 | 0.447 | 0.53363 | 2070 | 5 | Dry Detention | 0.2 |  |  | TMDL | TMDL |  |  | 415.7372 | 9812.4928 | 110 | 20% | 20% | 0.12927 | 0.0072628
22 | 11 | 0.022392 | 117 | 22 | 11 | FOR | 1.7193 | 0.065 | 165.518 | 6.246 | 0.521 | 0.611 | 0.895 | 0.04 | 86.204 | 3.815 | 0.022392 | 0.805 | 0.036 | 0.018025 | 0.0008061 | 0.468 | 0.55883 | 2070 | 5 | Dry Detention | 0.2 |  |  | TMDL | TMDL |  |  | 415.7372 | 9812.4928 | 117 | 20% | 20% | 0.0036051 | 0.00016122
25 | 7 | 0.10398 | 147 | 25 | 7 | PAS | 6.6318 | 0.589 | 990.986 | 87.946 | 0.579 | 0.494 | 3.838 | 0.291 | 573.463 | 43.455 | 0.10398 | 3.838 | 0.291 | 0.39906 | 0.030257 | 0.579 | 0.49411 | 2071 | 5 | Dry Detention | 0.2 |  |  | TMDL | TMDL |  |  | 3810.0964 | 609416.1935 | 147 | 20% | 20% | 0.079812 | 0.0060514
25 | 11 | 0.35406 | 151 | 25 | 11 | FOR | 1.491 | 0.111 | 312.638 | 23.357 | 0.588 | 0.506 | 0.876 | 0.056 | 183.74 | 11.824 | 0.35406 | 0.876 | 0.056 | 0.31016 | 0.019828 | 0.588 | 0.50621 | 2071 | 5 | Dry Detention | 0.2 |  |  | TMDL | TMDL |  |  | 3810.0964 | 609416.1935 | 151 | 20% | 20% | 0.062032 | 0.0039655
26 | 1 | 7.0063 | 154 | 26 | 1 | LDR | 3.8311 | 0.36 | 225.342 | 21.202 | 0.835 | 0.818 | 3.198 | 0.295 | 188.089 | 17.341 | 7.0063 | 3.198 | 0.295 | 22.406 | 2.0668 | 0.835 | 0.81787 | 2071 | 5 | Dry Detention | 0.2 |  |  | TMDL | TMDL |  |  | 3810.0964 | 609416.1935 | 154 | 20% | 20% | 4.4812 | 0.41337
26 | 7 | 2.8781 | 156 | 26 | 7 | PAS | 5.8503 | 0.549 | 120.042 | 11.257 | 0.838 | 0.822 | 4.904 | 0.451 | 100.63 | 9.255 | 2.8781 | 4.904 | 0.451 | 14.1143 | 1.298 | 0.838 | 0.82218 | 2071 | 5 | Dry Detention | 0.2 |  |  | TMDL | TMDL |  |  | 3810.0964 | 609416.1935 | 156 | 20% | 20% | 2.8229 | 0.25961
26 | 11 | 3.6479 | 158 | 26 | 11 | FOR | 1.2976 | 0.106 | 67.525 | 5.505 | 0.845 | 0.829 | 1.097 | 0.088 | 57.061 | 4.562 | 3.6479 | 1.097 | 0.088 | 4.0018 | 0.32102 | 0.845 | 0.82856 | 2071 | 5 | Dry Detention | 0.2 |  |  | TMDL | TMDL |  |  | 3810.0964 | 609416.1935 | 158 | 20% | 20% | 0.80035 | 0.064203
25 | 11 | 3.7918 | 151 | 25 | 11 | FOR | 1.491 | 0.111 | 312.638 | 23.357 | 0.588 | 0.506 | 0.876 | 0.056 | 183.74 | 11.824 | 3.7918 | 0.876 | 0.056 | 3.3216 | 0.21234 | 0.588 | 0.50621 | 2072 | 5 | Dry Detention | 0.2 |  |  | TMDL | TMDL |  |  | 2187.9278 | 248238.7609 | 151 | 20% | 20% | 0.66432 | 0.042468
25 | 13 | 1.5465 | 153 | 25 | 13 | WET | 7.8742 | 0.753 | 6518.99 | 623.534 | 0.566 | 0.486 | 4.457 | 0.366 | 3690.224 | 302.997 | 1.5465 | 4.457 | 0.366 | 6.8926 | 0.566 | 0.566 | 0.48594 | 2072 | 5 | Dry Detention | 0.2 |  |  | TMDL | TMDL |  |  | 2187.9278 | 248238.7609 | 153 | 20% | 20% | 1.3785 | 0.1132
39 | 8 | 0.005377 | 265 | 39 | 8 | AGR | 5.0969 | 0.451 | 1321.577 | 117.033 | 1.075 | 1.083 | 5.477 | 0.489 | 1420.241 | 126.723 | 0.005377 | 5.072 | 0.444 | 0.027272 | 0.0023874 | 0.995 | 0.98436 | 2072 | 5 | Dry Detention | 0.2 |  |  | TMDL | TMDL |  |  | 2187.9278 | 248238.7609 | 265 | 20% | 20% | 0.0054545 | 0.00047748
39 | 11 | 0.35518 | 268 | 39 | 11 | FOR | 0.99237 | 0.07 | 385.77 | 27.224 | 1.075 | 1.083 | 1.067 | 0.076 | 414.895 | 29.493 | 0.35518 | 0.988 | 0.069 | 0.35092 | 0.024507 | 0.996 | 0.98485 | 2072 | 5 | Dry Detention | 0.2 |  |  | TMDL | TMDL |  |  | 2187.9278 | 248238.7609 | 268 | 20% | 20% | 0.070184 | 0.0049015
22 | 4 | 10.4517 | 112 | 22 | 4 | IND | 10.2535 | 0.86 | 3096.286 | 259.79 | 0.49 | 0.583 | 5.026 | 0.501 | 1517.698 | 151.395 | 10.4517 | 4.495 | 0.457 | 46.9804 | 4.7764 | 0.438 | 0.53064 | 2073 | 5 | Dry Detention | 0.2 |  |  | TMDL | TMDL |  |  | 6014.7826 | 455273.9185 | 112 | 20% | 20% | 9.3961 | 0.95528
22 | 11 | 0.50081 | 117 | 22 | 11 | FOR | 1.7193 | 0.065 | 165.518 | 6.246 | 0.521 | 0.611 | 0.895 | 0.04 | 86.204 | 3.815 | 0.50081 | 0.805 | 0.036 | 0.40315 | 0.018029 | 0.468 | 0.55883 | 2074 | 5 | Dry Detention | 0.2 |  |  | TMDL | TMDL |  |  | 857.3635 | 46078.3915 | 117 | 20% | 20% | 0.080631 | 0.0036059
22 | 13 | 0.55701 | 119 | 22 | 13 | WET | 8.444 | 0.523 | 2739.76 | 169.685 | 0.492 | 0.585 | 4.155 | 0.306 | 1348.008 | 99.205 | 0.55701 | 3.717 | 0.279 | 2.0704 | 0.1554 | 0.44 | 0.53269 | 2074 | 5 | Dry Detention | 0.2 |  |  | TMDL | TMDL |  |  | 857.3635 | 46078.3915 | 119 | 20% | 20% | 0.41408 | 0.031081
25 | 1 | 0.21096 | 142 | 25 | 1 | LDR | 3.9545 | 0.344 | 1128.698 | 98.244 | 0.57 | 0.484 | 2.254 | 0.166 | 643.339 | 47.513 | 0.21096 | 2.254 | 0.166 | 0.4755 | 0.035019 | 0.57 | 0.48362 | 2075 | 5 | Dry Detention | 0.2 |  |  | TMDL | TMDL |  |  | 2896.0794 | 181078.8783 | 142 | 20% | 20% | 0.095101 | 0.0070039
25 | 7 | 2.6277 | 147 | 25 | 7 | PAS | 6.6318 | 0.589 | 990.986 | 87.946 | 0.579 | 0.494 | 3.838 | 0.291 | 573.463 | 43.455 | 2.6277 | 3.838 | 0.291 | 10.0852 | 0.76467 | 0.579 | 0.49411 | 2075 | 5 | Dry Detention | 0.2 |  |  | TMDL | TMDL |  |  | 2896.0794 | 181078.8783 | 147 | 20% | 20% | 2.017 | 0.15293
25 | 11 | 0.085977 | 151 | 25 | 11 | FOR | 1.491 | 0.111 | 312.638 | 23.357 | 0.588 | 0.506 | 0.876 | 0.056 | 183.74 | 11.824 | 0.085977 | 0.876 | 0.056 | 0.075316 | 0.0048147 | 0.588 | 0.50621 | 2075 | 5 | Dry Detention | 0.2 |  |  | TMDL | TMDL |  |  | 2896.0794 | 181078.8783 | 151 | 20% | 20% | 0.015063 | 0.00096295
25 | 13 | 1.2323 | 153 | 25 | 13 | WET | 7.8742 | 0.753 | 6518.99 | 623.534 | 0.566 | 0.486 | 4.457 | 0.366 | 3690.224 | 302.997 | 1.2323 | 4.457 | 0.366 | 5.4926 | 0.45104 | 0.566 | 0.48594 | 2075 | 5 | Dry Detention | 0.2 |  |  | TMDL | TMDL |  |  | 2896.0794 | 181078.8783 | 153 | 20% | 20% | 1.0985 | 0.090208
20 | 13 | 0.0096218 | 99 | 20 | 13 | WET | 4.0215 | 0.221 | 1471.384 | 80.96 | 0.274 | 0.404 | 1.102 | 0.089 | 403.085 | 32.694 | 0.0096218 | 0.992 | 0.082 | 0.0095449 | 0.00078899 | 0.247 | 0.3713 | 2076 | 5 | Dry Detention | 0.2 |  |  | TMDL | TMDL |  |  | 595.1753 | 419.1524 | 99 | 20% | 20% | 0.001909 | 0.0001578
34 | 1 | 8.4854 | 218 | 34 | 1 | LDR | 2.8054 | 0.254 | 292.861 | 26.479 | 0.704 | 0.64 | 1.975 | 0.162 | 206.209 | 16.958 | 8.4854 | 1.975 | 0.162 | 16.7587 | 1.3746 | 0.704 | 0.64043 | 2077 | 5 | Dry Detention | 0.2 |  |  | TMDL | TMDL |  |  | 3251.3288 | 380270.9894 | 218 | 20% | 20% | 3.3517 | 0.27493
34 | 13 | 0.24447 | 225 | 34 | 13 | WET | 1.7146 | 0.141 | 872.205 | 71.755 | 0.746 | 0.696 | 1.279 | 0.098 | 650.615 | 49.926 | 0.24447 | 1.279 | 0.098 | 0.31267 | 0.023958 | 0.746 | 0.69578 | 2077 | 5 | Dry Detention | 0.2 |  |  | TMDL | TMDL |  |  | 3251.3288 | 380270.9894 | 225 | 20% | 20% | 0.062535 | 0.0047915
25 | 1 | 0.5481 | 142 | 25 | 1 | LDR | 3.9545 | 0.344 | 1128.698 | 98.244 | 0.57 | 0.484 | 2.254 | 0.166 | 643.339 | 47.513 | 0.5481 | 2.254 | 0.166 | 1.2354 | 0.090984 | 0.57 | 0.48362 | 2078 | 5 | Dry Detention | 0.2 |  |  | TMDL | TMDL |  |  | 3518.9616 | 691186.844 | 142 | 20% | 20% | 0.24708 | 0.018197
25 | 2 | 2.8608 | 143 | 25 | 2 | MDR | 7.5947 | 0.683 | 4904.55 | 441.294 | 0.568 | 0.482 | 4.316 | 0.329 | 2787.239 | 212.506 | 2.8608 | 4.316 | 0.329 | 12.3472 | 0.9412 | 0.568 | 0.48155 | 2078 | 5 | Dry Detention | 0.2 |  |  | TMDL | TMDL |  |  | 3518.9616 | 691186.844 | 143 | 20% | 20% | 2.4694 | 0.18824
39 | 1 | 0.088973 | 259 | 39 | 1 | LDR | 2.8996 | 0.259 | 1035.599 | 92.373 | 1.075 | 1.082 | 3.118 | 0.28 | 1113.717 | 99.953 | 0.088973 | 2.887 | 0.254 | 0.25686 | 0.022599 | 0.996 | 0.98369 | 2078 | 5 | Dry Detention | 0.2 |  |  | TMDL | TMDL |  |  | 3518.9616 | 691186.844 | 259 | 20% | 20% | 0.051373 | 0.0045198
39 | 2 | 9.9124 | 260 | 39 | 2 | MDR | 5.5159 | 0.507 | 1488.242 | 136.786 | 1.075 | 1.082 | 5.931 | 0.548 | 1600.239 | 147.975 | 9.9124 | 5.492 | 0.499 | 54.4388 | 4.9463 | 0.996 | 0.98346 | 2078 | 5 | Dry Detention | 0.2 |  |  | TMDL | TMDL |  |  | 3518.9616 | 691186.844 | 260 | 20% | 20% | 10.8878 | 0.98926
39 | 13 | 2.4573 | 270 | 39 | 13 | WET | 2.4147 | 0.224 | 8471.903 | 784.954 | 1.082 | 1.085 | 2.613 | 0.243 | 9167.141 | 851.506 | 2.4573 | 2.419 | 0.221 | 5.9442 | 0.54306 | 1.002 | 0.98617 | 2078 | 5 | Dry Detention | 0.2 |  |  | TMDL | TMDL |  |  | 3518.9616 | 691186.844 | 270 | 20% | 20% | 1.1888 | 0.10861
26 | 1 | 2.0146 | 154 | 26 | 1 | LDR | 3.8311 | 0.36 | 225.342 | 21.202 | 0.835 | 0.818 | 3.198 | 0.295 | 188.089 | 17.341 | 2.0146 | 3.198 | 0.295 | 6.4426 | 0.5943 | 0.835 | 0.81787 | 2079 | 5 | Dry Detention | 0.2 |  |  | TMDL | TMDL |  |  | 1297.3333 | 87754.1573 | 154 | 20% | 20% | 1.2885 | 0.11886
25 | 13 | 0.058666 | 153 | 25 | 13 | WET | 7.8742 | 0.753 | 6518.99 | 623.534 | 0.566 | 0.486 | 4.457 | 0.366 | 3690.224 | 302.997 | 0.058666 | 4.457 | 0.366 | 0.26147 | 0.021472 | 0.566 | 0.48594 | 2080 | 5 | Dry Detention | 0.2 |  |  | TMDL | TMDL |  |  | 220.1384 | 2555.4791 | 153 | 20% | 20% | 0.052295 | 0.0042943
25 | 11 | 5.3517 | 151 | 25 | 11 | FOR | 1.491 | 0.111 | 312.638 | 23.357 | 0.588 | 0.506 | 0.876 | 0.056 | 183.74 | 11.824 | 5.3517 | 0.876 | 0.056 | 4.6881 | 0.29969 | 0.588 | 0.50621 | 2081 | 5 | Dry Detention | 0.2 |  |  | TMDL | TMDL |  |  | 2032.5976 | 244807.4081 | 151 | 20% | 20% | 0.93762 | 0.059939
25 | 13 | 0.26834 | 153 | 25 | 13 | WET | 7.8742 | 0.753 | 6518.99 | 623.534 | 0.566 | 0.486 | 4.457 | 0.366 | 3690.224 | 302.997 | 0.26834 | 4.457 | 0.366 | 1.196 | 0.098211 | 0.566 | 0.48594 | 2081 | 5 | Dry Detention | 0.2 |  |  | TMDL | TMDL |  |  | 2032.5976 | 244807.4081 | 153 | 20% | 20% | 0.2392 | 0.019642
25 | 8 | 0.0024339 | 148 | 25 | 8 | AGR | 7.943 | 0.732 | 261.177 | 24.058 | 0.582 | 0.498 | 4.622 | 0.364 | 151.986 | 11.975 | 0.0024339 | 4.622 | 0.364 | 0.011249 | 0.00088594 | 0.582 | 0.49775 | 2082 | 5 | Dry Detention | 0.2 |  |  | TMDL | TMDL |  |  | 94.6529 | 106.7521 | 148 | 20% | 20% | 0.0022499 | 0.00017719
25 | 13 | 1.6942e-05 | 153 | 25 | 13 | WET | 7.8742 | 0.753 | 6518.99 | 623.534 | 0.566 | 0.486 | 4.457 | 0.366 | 3690.224 | 302.997 | 1.6942e-05 | 4.457 | 0.366 | 7.5511e-05 | 6.2008e-06 | 0.566 | 0.48594 | 2082 | 5 | Dry Detention | 0.2 |  |  | TMDL | TMDL |  |  | 94.6529 | 106.7521 | 153 | 20% | 20% | 1.5102e-05 | 1.2402e-06
26 | 1 | 1.1378 | 154 | 26 | 1 | LDR | 3.8311 | 0.36 | 225.342 | 21.202 | 0.835 | 0.818 | 3.198 | 0.295 | 188.089 | 17.341 | 1.1378 | 3.198 | 0.295 | 3.6388 | 0.33566 | 0.835 | 0.81787 | 2083 | 5 | Dry Detention | 0.2 |  |  | TMDL | TMDL |  |  | 1071.0685 | 50698.0356 | 154 | 20% | 20% | 0.72775 | 0.067132
26 | 13 | 0.026049 | 159 | 26 | 13 | WET | 1.2284 | 0.099 | 968.362 | 78.02 | 0.851 | 0.834 | 1.046 | 0.083 | 824.187 | 65.062 | 0.026049 | 1.046 | 0.083 | 0.027247 | 0.002162 | 0.851 | 0.83391 | 2083 | 5 | Dry Detention | 0.2 |  |  | TMDL | TMDL |  |  | 1071.0685 | 50698.0356 | 159 | 20% | 20% | 0.0054494 | 0.00043241
25 | 1 | 0.20227 | 142 | 25 | 1 | LDR | 3.9545 | 0.344 | 1128.698 | 98.244 | 0.57 | 0.484 | 2.254 | 0.166 | 643.339 | 47.513 | 0.20227 | 2.254 | 0.166 | 0.45591 | 0.033576 | 0.57 | 0.48362 | 2084 | 5 | Dry Detention | 0.2 |  |  | TMDL | TMDL |  |  | 1558.6867 | 142789.9341 | 142 | 20% | 20% | 0.091182 | 0.0067153
26 | 1 | 3.0758 | 154 | 26 | 1 | LDR | 3.8311 | 0.36 | 225.342 | 21.202 | 0.835 | 0.818 | 3.198 | 0.295 | 188.089 | 17.341 | 3.0758 | 3.198 | 0.295 | 9.8363 | 0.90735 | 0.835 | 0.81787 | 2084 | 5 | Dry Detention | 0.2 |  |  | TMDL | TMDL |  |  | 1558.6867 | 142789.9341 | 154 | 20% | 20% | 1.9673 | 0.18147
22 | 1 | 3.1186 | 109 | 22 | 1 | LDR | 3.7854 | 0.168 | 177.534 | 7.86 | 0.5 | 0.587 | 1.894 | 0.098 | 88.849 | 4.616 | 3.1186 | 1.699 | 0.09 | 5.2985 | 0.28067 | 0.449 | 0.53588 | 2085 | 5 | Dry Detention | 0.2 |  |  | TMDL | TMDL |  |  | 1714.6288 | 147699.0499 | 109 | 20% | 20% | 1.0597 | 0.056135
39 | 1 | 0.27212 | 259 | 39 | 1 | LDR | 2.8996 | 0.259 | 1035.599 | 92.373 | 1.075 | 1.082 | 3.118 | 0.28 | 1113.717 | 99.953 | 0.27212 | 2.887 | 0.254 | 0.7856 | 0.069118 | 0.996 | 0.98369 | 2085 | 5 | Dry Detention | 0.2 |  |  | TMDL | TMDL |  |  | 1714.6288 | 147699.0499 | 259 | 20% | 20% | 0.15712 | 0.013824
34 | 1 | 3.4119 | 218 | 34 | 1 | LDR | 2.8054 | 0.254 | 292.861 | 26.479 | 0.704 | 0.64 | 1.975 | 0.162 | 206.209 | 16.958 | 3.4119 | 1.975 | 0.162 | 6.7386 | 0.55273 | 0.704 | 0.64043 | 2086 | 5 | Dry Detention | 0.2 |  |  | TMDL | TMDL |  |  | 1572.9315 | 148622.9556 | 218 | 20% | 20% | 1.3477 | 0.11055
25 | 11 | 0.73055 | 151 | 25 | 11 | FOR | 1.491 | 0.111 | 312.638 | 23.357 | 0.588 | 0.506 | 0.876 | 0.056 | 183.74 | 11.824 | 0.73055 | 0.876 | 0.056 | 0.63997 | 0.040911 | 0.588 | 0.50621 | 2087 | 5 | Dry Detention | 0.2 |  |  | TMDL | TMDL |  |  | 930.0308 | 39129.2951 | 151 | 20% | 20% | 0.12799 | 0.0081822
25 | 13 | 0.16773 | 153 | 25 | 13 | WET | 7.8742 | 0.753 | 6518.99 | 623.534 | 0.566 | 0.486 | 4.457 | 0.366 | 3690.224 | 302.997 | 0.16773 | 4.457 | 0.366 | 0.74759 | 0.06139 | 0.566 | 0.48594 | 2087 | 5 | Dry Detention | 0.2 |  |  | TMDL | TMDL |  |  | 930.0308 | 39129.2951 | 153 | 20% | 20% | 0.14952 | 0.012278
25 | 1 | 1.8911 | 142 | 25 | 1 | LDR | 3.9545 | 0.344 | 1128.698 | 98.244 | 0.57 | 0.484 | 2.254 | 0.166 | 643.339 | 47.513 | 1.8911 | 2.254 | 0.166 | 4.2625 | 0.31392 | 0.57 | 0.48362 | 2088 | 5 | Dry Detention | 0.2 |  |  | TMDL | TMDL |  |  | 1385.081 | 83043.6909 | 142 | 20% | 20% | 0.8525 | 0.062784
25 | 13 | 0.015355 | 153 | 25 | 13 | WET | 7.8742 | 0.753 | 6518.99 | 623.534 | 0.566 | 0.486 | 4.457 | 0.366 | 3690.224 | 302.997 | 0.015355 | 4.457 | 0.366 | 0.068439 | 0.0056201 | 0.566 | 0.48594 | 2088 | 5 | Dry Detention | 0.2 |  |  | TMDL | TMDL |  |  | 1385.081 | 83043.6909 | 153 | 20% | 20% | 0.013688 | 0.001124
26 | 1 | 2.9044 | 154 | 26 | 1 | LDR | 3.8311 | 0.36 | 225.342 | 21.202 | 0.835 | 0.818 | 3.198 | 0.295 | 188.089 | 17.341 | 2.9044 | 3.198 | 0.295 | 9.2881 | 0.85679 | 0.835 | 0.81787 | 2089 | 5 | Dry Detention | 0.2 |  |  | TMDL | TMDL |  |  | 1462.862 | 127568.9956 | 154 | 20% | 20% | 1.8576 | 0.17136
26 | 4 | 0.0074934 | 155 | 26 | 4 | IND | 11.3807 | 1.477 | 444.382 | 57.686 | 0.828 | 0.812 | 9.421 | 1.199 | 367.849 | 46.823 | 0.0074934 | 9.421 | 1.199 | 0.070596 | 0.0089846 | 0.828 | 0.81169 | 2089 | 5 | Dry Detention | 0.2 |  |  | TMDL | TMDL |  |  | 1462.862 | 127568.9956 | 155 | 20% | 20% | 0.014119 | 0.0017969
26 | 10 | 0.016738 | 157 | 26 | 10 | RAN | 2.2379 | 0.187 | 40.424 | 3.385 | 0.839 | 0.823 | 1.878 | 0.154 | 33.921 | 2.785 | 0.016738 | 1.878 | 0.154 | 0.031435 | 0.0025777 | 0.839 | 0.82262 | 2089 | 5 | Dry Detention | 0.2 |  |  | TMDL | TMDL |  |  | 1462.862 | 127568.9956 | 157 | 20% | 20% | 0.006287 | 0.00051555
26 | 1 | 0.8749 | 154 | 26 | 1 | LDR | 3.8311 | 0.36 | 225.342 | 21.202 | 0.835 | 0.818 | 3.198 | 0.295 | 188.089 | 17.341 | 0.8749 | 3.198 | 0.295 | 2.7979 | 0.2581 | 0.835 | 0.81787 | 2090 | 5 | Dry Detention | 0.2 |  |  | TMDL | TMDL |  |  | 835.3878 | 38144.1508 | 154 | 20% | 20% | 0.55959 | 0.051619
26 | 13 | 0.00077392 | 159 | 26 | 13 | WET | 1.2284 | 0.099 | 968.362 | 78.02 | 0.851 | 0.834 | 1.046 | 0.083 | 824.187 | 65.062 | 0.00077392 | 1.046 | 0.083 | 0.00080952 | 6.4235e-05 | 0.851 | 0.83391 | 2090 | 5 | Dry Detention | 0.2 |  |  | TMDL | TMDL |  |  | 835.3878 | 38144.1508 | 159 | 20% | 20% | 0.0001619 | 1.2847e-05
22 | 4 | 1.1899 | 112 | 22 | 4 | IND | 10.2535 | 0.86 | 3096.286 | 259.79 | 0.49 | 0.583 | 5.026 | 0.501 | 1517.698 | 151.395 | 1.1899 | 4.495 | 0.457 | 5.3488 | 0.5438 | 0.438 | 0.53064 | 2091 | 5 | Dry Detention | 0.2 |  |  | TMDL | TMDL |  |  | 2131.6975 | 116459.981 | 112 | 20% | 20% | 1.0698 | 0.10876
22 | 11 | 0.42128 | 117 | 22 | 11 | FOR | 1.7193 | 0.065 | 165.518 | 6.246 | 0.521 | 0.611 | 0.895 | 0.04 | 86.204 | 3.815 | 0.42128 | 0.805 | 0.036 | 0.33913 | 0.015166 | 0.468 | 0.55883 | 2091 | 5 | Dry Detention | 0.2 |  |  | TMDL | TMDL |  |  | 2131.6975 | 116459.981 | 117 | 20% | 20% | 0.067826 | 0.0030332
22 | 13 | 1.0623 | 119 | 22 | 13 | WET | 8.444 | 0.523 | 2739.76 | 169.685 | 0.492 | 0.585 | 4.155 | 0.306 | 1348.008 | 99.205 | 1.0623 | 3.717 | 0.279 | 3.9487 | 0.29639 | 0.44 | 0.53269 | 2091 | 5 | Dry Detention | 0.2 |  |  | TMDL | TMDL |  |  | 2131.6975 | 116459.981 | 119 | 20% | 20% | 0.78975 | 0.059279
25 | 7 | 2.0412 | 147 | 25 | 7 | PAS | 6.6318 | 0.589 | 990.986 | 87.946 | 0.579 | 0.494 | 3.838 | 0.291 | 573.463 | 43.455 | 2.0412 | 3.838 | 0.291 | 7.8343 | 0.594 | 0.579 | 0.49411 | 2092 | 5 | Dry Detention | 0.2 |  |  | TMDL | TMDL |  |  | 1496.3453 | 129325.1665 | 147 | 20% | 20% | 1.5669 | 0.1188
25 | 13 | 0.92767 | 153 | 25 | 13 | WET | 7.8742 | 0.753 | 6518.99 | 623.534 | 0.566 | 0.486 | 4.457 | 0.366 | 3690.224 | 302.997 | 0.92767 | 4.457 | 0.366 | 4.1346 | 0.33953 | 0.566 | 0.48594 | 2092 | 5 | Dry Detention | 0.2 |  |  | TMDL | TMDL |  |  | 1496.3453 | 129325.1665 | 153 | 20% | 20% | 0.82692 | 0.067905
25 | 7 | 7.6393 | 147 | 25 | 7 | PAS | 6.6318 | 0.589 | 990.986 | 87.946 | 0.579 | 0.494 | 3.838 | 0.291 | 573.463 | 43.455 | 7.6393 | 3.838 | 0.291 | 29.3198 | 2.223 | 0.579 | 0.49411 | 2093 | 5 | Dry Detention | 0.2 |  |  | TMDL | TMDL |  |  | 3514.0605 | 396810.0797 | 147 | 20% | 20% | 5.864 | 0.44461
25 | 13 | 1.4702 | 153 | 25 | 13 | WET | 7.8742 | 0.753 | 6518.99 | 623.534 | 0.566 | 0.486 | 4.457 | 0.366 | 3690.224 | 302.997 | 1.4702 | 4.457 | 0.366 | 6.5526 | 0.53809 | 0.566 | 0.48594 | 2093 | 5 | Dry Detention | 0.2 |  |  | TMDL | TMDL |  |  | 3514.0605 | 396810.0797 | 153 | 20% | 20% | 1.3105 | 0.10762
25 | 1 | 0.19495 | 142 | 25 | 1 | LDR | 3.9545 | 0.344 | 1128.698 | 98.244 | 0.57 | 0.484 | 2.254 | 0.166 | 643.339 | 47.513 | 0.19495 | 2.254 | 0.166 | 0.43942 | 0.032362 | 0.57 | 0.48362 | 2094 | 5 | Dry Detention | 0.2 |  |  | TMDL | TMDL |  |  | 1831.1671 | 125286.6983 | 142 | 20% | 20% | 0.087884 | 0.0064724
26 | 1 | 2.4767 | 154 | 26 | 1 | LDR | 3.8311 | 0.36 | 225.342 | 21.202 | 0.835 | 0.818 | 3.198 | 0.295 | 188.089 | 17.341 | 2.4767 | 3.198 | 0.295 | 7.9204 | 0.73062 | 0.835 | 0.81787 | 2094 | 5 | Dry Detention | 0.2 |  |  | TMDL | TMDL |  |  | 1831.1671 | 125286.6983 | 154 | 20% | 20% | 1.5841 | 0.14612
26 | 13 | 0.20456 | 159 | 26 | 13 | WET | 1.2284 | 0.099 | 968.362 | 78.02 | 0.851 | 0.834 | 1.046 | 0.083 | 824.187 | 65.062 | 0.20456 | 1.046 | 0.083 | 0.21397 | 0.016979 | 0.851 | 0.83391 | 2094 | 5 | Dry Detention | 0.2 |  |  | TMDL | TMDL |  |  | 1831.1671 | 125286.6983 | 159 | 20% | 20% | 0.042794 | 0.0033957
22 | 1 | 0.9275 | 109 | 22 | 1 | LDR | 3.7854 | 0.168 | 177.534 | 7.86 | 0.5 | 0.587 | 1.894 | 0.098 | 88.849 | 4.616 | 0.9275 | 1.699 | 0.09 | 1.5758 | 0.083475 | 0.449 | 0.53588 | 2095 | 5 | Dry Detention | 0.2 |  |  | TMDL | TMDL |  |  | 804.87 | 40401.6379 | 109 | 20% | 20% | 0.31516 | 0.016695
22 | 4 | 1.7674 | 112 | 22 | 4 | IND | 10.2535 | 0.86 | 3096.286 | 259.79 | 0.49 | 0.583 | 5.026 | 0.501 | 1517.698 | 151.395 | 1.7674 | 4.495 | 0.457 | 7.9446 | 0.80772 | 0.438 | 0.53064 | 2096 | 5 | Dry Detention | 0.2 |  |  | TMDL | TMDL |  |  | 1996.2353 | 114863.4521 | 112 | 20% | 20% | 1.5889 | 0.16154
22 | 11 | 0.35967 | 117 | 22 | 11 | FOR | 1.7193 | 0.065 | 165.518 | 6.246 | 0.521 | 0.611 | 0.895 | 0.04 | 86.204 | 3.815 | 0.35967 | 0.805 | 0.036 | 0.28953 | 0.012948 | 0.468 | 0.55883 | 2096 | 5 | Dry Detention | 0.2 |  |  | TMDL | TMDL |  |  | 1996.2353 | 114863.4521 | 117 | 20% | 20% | 0.057906 | 0.0025896
22 | 13 | 0.50981 | 119 | 22 | 13 | WET | 8.444 | 0.523 | 2739.76 | 169.685 | 0.492 | 0.585 | 4.155 | 0.306 | 1348.008 | 99.205 | 0.50981 | 3.717 | 0.279 | 1.8949 | 0.14224 | 0.44 | 0.53269 | 2096 | 5 | Dry Detention | 0.2 |  |  | TMDL | TMDL |  |  | 1996.2353 | 114863.4521 | 119 | 20% | 20% | 0.37899 | 0.028447
25 | 1 | 1.1845 | 142 | 25 | 1 | LDR | 3.9545 | 0.344 | 1128.698 | 98.244 | 0.57 | 0.484 | 2.254 | 0.166 | 643.339 | 47.513 | 1.1845 | 2.254 | 0.166 | 2.6698 | 0.19663 | 0.57 | 0.48362 | 2097 | 5 | Dry Detention | 0.2 |  |  | TMDL | TMDL |  |  | 3235.557 | 412360.8432 | 142 | 20% | 20% | 0.53397 | 0.039325
25 | 7 | 0.48389 | 147 | 25 | 7 | PAS | 6.6318 | 0.589 | 990.986 | 87.946 | 0.579 | 0.494 | 3.838 | 0.291 | 573.463 | 43.455 | 0.48389 | 3.838 | 0.291 | 1.8572 | 0.14081 | 0.579 | 0.49411 | 2097 | 5 | Dry Detention | 0.2 |  |  | TMDL | TMDL |  |  | 3235.557 | 412360.8432 | 147 | 20% | 20% | 0.37143 | 0.028162
25 | 13 | 7.7982 | 153 | 25 | 13 | WET | 7.8742 | 0.753 | 6518.99 | 623.534 | 0.566 | 0.486 | 4.457 | 0.366 | 3690.224 | 302.997 | 7.7982 | 4.457 | 0.366 | 34.7564 | 2.8541 | 0.566 | 0.48594 | 2097 | 5 | Dry Detention | 0.2 |  |  | TMDL | TMDL |  |  | 3235.557 | 412360.8432 | 153 | 20% | 20% | 6.9513 | 0.57083
34 | 1 | 7.1502 | 218 | 34 | 1 | LDR | 2.8054 | 0.254 | 292.861 | 26.479 | 0.704 | 0.64 | 1.975 | 0.162 | 206.209 | 16.958 | 7.1502 | 1.975 | 0.162 | 14.1217 | 1.1583 | 0.704 | 0.64043 | 2098 | 5 | Dry Detention | 0.2 |  |  | TMDL | TMDL |  |  | 2583.604 | 311461.9471 | 218 | 20% | 20% | 2.8243 | 0.23167
25 | 1 | 0.23776 | 142 | 25 | 1 | LDR | 3.9545 | 0.344 | 1128.698 | 98.244 | 0.57 | 0.484 | 2.254 | 0.166 | 643.339 | 47.513 | 0.23776 | 2.254 | 0.166 | 0.5359 | 0.039468 | 0.57 | 0.48362 | 2099 | 5 | Dry Detention | 0.2 |  |  | TMDL | TMDL |  |  | 433.7576 | 10356.6635 | 142 | 20% | 20% | 0.10718 | 0.0078935
25 | 11 | 0.42109 | 151 | 25 | 11 | FOR | 1.491 | 0.111 | 312.638 | 23.357 | 0.588 | 0.506 | 0.876 | 0.056 | 183.74 | 11.824 | 0.42109 | 0.876 | 0.056 | 0.36888 | 0.023581 | 0.588 | 0.50621 | 2100 | 5 | Dry Detention | 0.2 |  |  | TMDL | TMDL |  |  | 806.3935 | 23752.0783 | 151 | 20% | 20% | 0.073775 | 0.0047162
25 | 13 | 0.12419 | 153 | 25 | 13 | WET | 7.8742 | 0.753 | 6518.99 | 623.534 | 0.566 | 0.486 | 4.457 | 0.366 | 3690.224 | 302.997 | 0.12419 | 4.457 | 0.366 | 0.55351 | 0.045453 | 0.566 | 0.48594 | 2100 | 5 | Dry Detention | 0.2 |  |  | TMDL | TMDL |  |  | 806.3935 | 23752.0783 | 153 | 20% | 20% | 0.1107 | 0.0090906
25 | 1 | 7.8884 | 142 | 25 | 1 | LDR | 3.9545 | 0.344 | 1128.698 | 98.244 | 0.57 | 0.484 | 2.254 | 0.166 | 643.339 | 47.513 | 7.8884 | 2.254 | 0.166 | 17.7804 | 1.3095 | 0.57 | 0.48362 | 2101 | 5 | Dry Detention | 0.2 |  |  | TMDL | TMDL |  |  | 2815.8134 | 421200.3969 | 142 | 20% | 20% | 3.5561 | 0.26189
25 | 11 | 0.19728 | 151 | 25 | 11 | FOR | 1.491 | 0.111 | 312.638 | 23.357 | 0.588 | 0.506 | 0.876 | 0.056 | 183.74 | 11.824 | 0.19728 | 0.876 | 0.056 | 0.17282 | 0.011048 | 0.588 | 0.50621 | 2101 | 5 | Dry Detention | 0.2 |  |  | TMDL | TMDL |  |  | 2815.8134 | 421200.3969 | 151 | 20% | 20% | 0.034563 | 0.0022095
25 | 13 | 1.5838 | 153 | 25 | 13 | WET | 7.8742 | 0.753 | 6518.99 | 623.534 | 0.566 | 0.486 | 4.457 | 0.366 | 3690.224 | 302.997 | 1.5838 | 4.457 | 0.366 | 7.0591 | 0.57968 | 0.566 | 0.48594 | 2101 | 5 | Dry Detention | 0.2 |  |  | TMDL | TMDL |  |  | 2815.8134 | 421200.3969 | 153 | 20% | 20% | 1.4118 | 0.11594
25 | 1 | 1.4365 | 142 | 25 | 1 | LDR | 3.9545 | 0.344 | 1128.698 | 98.244 | 0.57 | 0.484 | 2.254 | 0.166 | 643.339 | 47.513 | 1.4365 | 2.254 | 0.166 | 3.2378 | 0.23845 | 0.57 | 0.48362 | 2102 | 5 | Dry Detention | 0.2 |  |  | TMDL | TMDL |  |  | 1224.0897 | 62572.2641 | 142 | 20% | 20% | 0.64756 | 0.047691
25 | 1 | 2.433 | 142 | 25 | 1 | LDR | 3.9545 | 0.344 | 1128.698 | 98.244 | 0.57 | 0.484 | 2.254 | 0.166 | 643.339 | 47.513 | 2.433 | 2.254 | 0.166 | 5.4839 | 0.40388 | 0.57 | 0.48362 | 2103 | 5 | Dry Detention | 0.2 |  |  | TMDL | TMDL |  |  | 1546.359 | 142977.4808 | 142 | 20% | 20% | 1.0968 | 0.080775
25 | 13 | 0.0070355 | 153 | 25 | 13 | WET | 7.8742 | 0.753 | 6518.99 | 623.534 | 0.566 | 0.486 | 4.457 | 0.366 | 3690.224 | 302.997 | 0.0070355 | 4.457 | 0.366 | 0.031357 | 0.002575 | 0.566 | 0.48594 | 2103 | 5 | Dry Detention | 0.2 |  |  | TMDL | TMDL |  |  | 1546.359 | 142977.4808 | 153 | 20% | 20% | 0.0062714 | 0.000515
26 | 1 | 0.80699 | 154 | 26 | 1 | LDR | 3.8311 | 0.36 | 225.342 | 21.202 | 0.835 | 0.818 | 3.198 | 0.295 | 188.089 | 17.341 | 0.80699 | 3.198 | 0.295 | 2.5807 | 0.23806 | 0.835 | 0.81787 | 2103 | 5 | Dry Detention | 0.2 |  |  | TMDL | TMDL |  |  | 1546.359 | 142977.4808 | 154 | 20% | 20% | 0.51615 | 0.047612
26 | 13 | 0.035317 | 159 | 26 | 13 | WET | 1.2284 | 0.099 | 968.362 | 78.02 | 0.851 | 0.834 | 1.046 | 0.083 | 824.187 | 65.062 | 0.035317 | 1.046 | 0.083 | 0.036942 | 0.0029313 | 0.851 | 0.83391 | 2103 | 5 | Dry Detention | 0.2 |  |  | TMDL | TMDL |  |  | 1546.359 | 142977.4808 | 159 | 20% | 20% | 0.0073883 | 0.00058626
25 | 1 | 0.060141 | 142 | 25 | 1 | LDR | 3.9545 | 0.344 | 1128.698 | 98.244 | 0.57 | 0.484 | 2.254 | 0.166 | 643.339 | 47.513 | 0.060141 | 2.254 | 0.166 | 0.13556 | 0.0099833 | 0.57 | 0.48362 | 2104 | 5 | Dry Detention | 0.2 |  |  | TMDL | TMDL |  |  | 1808.7246 | 184114.5411 | 142 | 20% | 20% | 0.027111 | 0.0019967
25 | 7 | 4.1378 | 147 | 25 | 7 | PAS | 6.6318 | 0.589 | 990.986 | 87.946 | 0.579 | 0.494 | 3.838 | 0.291 | 573.463 | 43.455 | 4.1378 | 3.838 | 0.291 | 15.8809 | 1.2041 | 0.579 | 0.49411 | 2104 | 5 | Dry Detention | 0.2 |  |  | TMDL | TMDL |  |  | 1808.7246 | 184114.5411 | 147 | 20% | 20% | 3.1762 | 0.24082
25 | 13 | 0.028752 | 153 | 25 | 13 | WET | 7.8742 | 0.753 | 6518.99 | 623.534 | 0.566 | 0.486 | 4.457 | 0.366 | 3690.224 | 302.997 | 0.028752 | 4.457 | 0.366 | 0.12815 | 0.010523 | 0.566 | 0.48594 | 2104 | 5 | Dry Detention | 0.2 |  |  | TMDL | TMDL |  |  | 1808.7246 | 184114.5411 | 153 | 20% | 20% | 0.02563 | 0.0021047
25 | 1 | 1.3821 | 142 | 25 | 1 | LDR | 3.9545 | 0.344 | 1128.698 | 98.244 | 0.57 | 0.484 | 2.254 | 0.166 | 643.339 | 47.513 | 1.3821 | 2.254 | 0.166 | 3.1154 | 0.22944 | 0.57 | 0.48362 | 2105 | 5 | Dry Detention | 0.2 |  |  | TMDL | TMDL |  |  | 1131.2265 | 63452.8993 | 142 | 20% | 20% | 0.62307 | 0.045887
25 | 13 | 0.068671 | 153 | 25 | 13 | WET | 7.8742 | 0.753 | 6518.99 | 623.534 | 0.566 | 0.486 | 4.457 | 0.366 | 3690.224 | 302.997 | 0.068671 | 4.457 | 0.366 | 0.30607 | 0.025134 | 0.566 | 0.48594 | 2105 | 5 | Dry Detention | 0.2 |  |  | TMDL | TMDL |  |  | 1131.2265 | 63452.8993 | 153 | 20% | 20% | 0.061214 | 0.0050267
26 | 13 | 0.0058692 | 159 | 26 | 13 | WET | 1.2284 | 0.099 | 968.362 | 78.02 | 0.851 | 0.834 | 1.046 | 0.083 | 824.187 | 65.062 | 0.0058692 | 1.046 | 0.083 | 0.0061392 | 0.00048714 | 0.851 | 0.83391 | 2105 | 5 | Dry Detention | 0.2 |  |  | TMDL | TMDL |  |  | 1131.2265 | 63452.8993 | 159 | 20% | 20% | 0.0012278 | 9.7429e-05
25 | 1 | 1.2177 | 142 | 25 | 1 | LDR | 3.9545 | 0.344 | 1128.698 | 98.244 | 0.57 | 0.484 | 2.254 | 0.166 | 643.339 | 47.513 | 1.2177 | 2.254 | 0.166 | 2.7446 | 0.20213 | 0.57 | 0.48362 | 2106 | 5 | Dry Detention | 0.2 |  |  | TMDL | TMDL |  |  | 1095.6339 | 53041.7863 | 142 | 20% | 20% | 0.54893 | 0.040427
25 | 1 | 0.0046249 | 142 | 25 | 1 | LDR | 3.9545 | 0.344 | 1128.698 | 98.244 | 0.57 | 0.484 | 2.254 | 0.166 | 643.339 | 47.513 | 0.0046249 | 2.254 | 0.166 | 0.010425 | 0.00076773 | 0.57 | 0.48362 | 2107 | 5 | Dry Detention | 0.2 |  |  | TMDL | TMDL |  |  | 2508.3436 | 340460.7014 | 142 | 20% | 20% | 0.0020849 | 0.00015355
25 | 4 | 5.1543 | 145 | 25 | 4 | IND | 11.7335 | 1.455 | 10291.696 | 1276.442 | 0.56 | 0.476 | 6.567 | 0.692 | 5759.832 | 606.958 | 5.1543 | 6.567 | 0.692 | 33.8482 | 3.5668 | 0.56 | 0.47551 | 2107 | 5 | Dry Detention | 0.2 |  |  | TMDL | TMDL |  |  | 2508.3436 | 340460.7014 | 145 | 20% | 20% | 6.7696 | 0.71335
25 | 12 | 0.36952 | 152 | 25 | 12 | WAT | 0.34466 | 0.021 | 36.473 | 2.263 | 0.581 | 0.494 | 0.2 | 0.011 | 21.175 | 1.117 | 0.36952 | 0.2 | 0.011 | 0.073903 | 0.0040647 | 0.581 | 0.4938 | 2107 | 5 | Dry Detention | 0.2 |  |  | TMDL | TMDL |  |  | 2508.3436 | 340460.7014 | 152 | 20% | 20% | 0.014781 | 0.00081294
25 | 13 | 2.2875 | 153 | 25 | 13 | WET | 7.8742 | 0.753 | 6518.99 | 623.534 | 0.566 | 0.486 | 4.457 | 0.366 | 3690.224 | 302.997 | 2.2875 | 4.457 | 0.366 | 10.1954 | 0.83723 | 0.566 | 0.48594 | 2107 | 5 | Dry Detention | 0.2 |  |  | TMDL | TMDL |  |  | 2508.3436 | 340460.7014 | 153 | 20% | 20% | 2.0391 | 0.16745
25 | 1 | 2.6912 | 142 | 25 | 1 | LDR | 3.9545 | 0.344 | 1128.698 | 98.244 | 0.57 | 0.484 | 2.254 | 0.166 | 643.339 | 47.513 | 2.6912 | 2.254 | 0.166 | 6.0659 | 0.44673 | 0.57 | 0.48362 | 2108 | 5 | Dry Detention | 0.2 |  |  | TMDL | TMDL |  |  | 2237.5011 | 201127.5988 | 142 | 20% | 20% | 1.2132 | 0.089347
25 | 13 | 0.23547 | 153 | 25 | 13 | WET | 7.8742 | 0.753 | 6518.99 | 623.534 | 0.566 | 0.486 | 4.457 | 0.366 | 3690.224 | 302.997 | 0.23547 | 4.457 | 0.366 | 1.0495 | 0.086182 | 0.566 | 0.48594 | 2108 | 5 | Dry Detention | 0.2 |  |  | TMDL | TMDL |  |  | 2237.5011 | 201127.5988 | 153 | 20% | 20% | 0.2099 | 0.017236
26 | 1 | 1.6584 | 154 | 26 | 1 | LDR | 3.8311 | 0.36 | 225.342 | 21.202 | 0.835 | 0.818 | 3.198 | 0.295 | 188.089 | 17.341 | 1.6584 | 3.198 | 0.295 | 5.3035 | 0.48922 | 0.835 | 0.81787 | 2108 | 5 | Dry Detention | 0.2 |  |  | TMDL | TMDL |  |  | 2237.5011 | 201127.5988 | 154 | 20% | 20% | 1.0607 | 0.097844
26 | 13 | 0.032281 | 159 | 26 | 13 | WET | 1.2284 | 0.099 | 968.362 | 78.02 | 0.851 | 0.834 | 1.046 | 0.083 | 824.187 | 65.062 | 0.032281 | 1.046 | 0.083 | 0.033766 | 0.0026793 | 0.851 | 0.83391 | 2108 | 5 | Dry Detention | 0.2 |  |  | TMDL | TMDL |  |  | 2237.5011 | 201127.5988 | 159 | 20% | 20% | 0.0067532 | 0.00053586
25 | 1 | 1.5243 | 142 | 25 | 1 | LDR | 3.9545 | 0.344 | 1128.698 | 98.244 | 0.57 | 0.484 | 2.254 | 0.166 | 643.339 | 47.513 | 1.5243 | 2.254 | 0.166 | 3.4357 | 0.25303 | 0.57 | 0.48362 | 2109 | 5 | Dry Detention | 0.2 |  |  | TMDL | TMDL |  |  | 4562.3374 | 695729.2558 | 142 | 20% | 20% | 0.68714 | 0.050606
25 | 7 | 2.6235 | 147 | 25 | 7 | PAS | 6.6318 | 0.589 | 990.986 | 87.946 | 0.579 | 0.494 | 3.838 | 0.291 | 573.463 | 43.455 | 2.6235 | 3.838 | 0.291 | 10.0689 | 0.76343 | 0.579 | 0.49411 | 2109 | 5 | Dry Detention | 0.2 |  |  | TMDL | TMDL |  |  | 4562.3374 | 695729.2558 | 147 | 20% | 20% | 2.0138 | 0.15269
25 | 8 | 5.5792 | 148 | 25 | 8 | AGR | 7.943 | 0.732 | 261.177 | 24.058 | 0.582 | 0.498 | 4.622 | 0.364 | 151.986 | 11.975 | 5.5792 | 4.622 | 0.364 | 25.7869 | 2.0308 | 0.582 | 0.49775 | 2109 | 5 | Dry Detention | 0.2 |  |  | TMDL | TMDL |  |  | 4562.3374 | 695729.2558 | 148 | 20% | 20% | 5.1574 | 0.40616
25 | 11 | 3.2807 | 151 | 25 | 11 | FOR | 1.491 | 0.111 | 312.638 | 23.357 | 0.588 | 0.506 | 0.876 | 0.056 | 183.74 | 11.824 | 3.2807 | 0.876 | 0.056 | 2.8739 | 0.18372 | 0.588 | 0.50621 | 2109 | 5 | Dry Detention | 0.2 |  |  | TMDL | TMDL |  |  | 4562.3374 | 695729.2558 | 151 | 20% | 20% | 0.57478 | 0.036744
25 | 13 | 2.9642 | 153 | 25 | 13 | WET | 7.8742 | 0.753 | 6518.99 | 623.534 | 0.566 | 0.486 | 4.457 | 0.366 | 3690.224 | 302.997 | 2.9642 | 4.457 | 0.366 | 13.2113 | 1.0849 | 0.566 | 0.48594 | 2109 | 5 | Dry Detention | 0.2 |  |  | TMDL | TMDL |  |  | 4562.3374 | 695729.2558 | 153 | 20% | 20% | 2.6423 | 0.21698
28 | 11 | 1.0077 | 180 | 28 | 11 | FOR | 1.5853 | 0.119 | 466.751 | 35.171 | 0.747 | 0.714 | 1.184 | 0.085 | 348.649 | 25.116 | 1.0077 | 1.184 | 0.085 | 1.1932 | 0.085659 | 0.747 | 0.7141 | 2110 | 5 | Dry Detention | 0.2 |  |  | TMDL | TMDL |  |  | 860.412 | 43897.3605 | 180 | 20% | 20% | 0.23863 | 0.017132
25 | 2 | 0.0087045 | 143 | 25 | 2 | MDR | 7.5947 | 0.683 | 4904.55 | 441.294 | 0.568 | 0.482 | 4.316 | 0.329 | 2787.239 | 212.506 | 0.0087045 | 4.316 | 0.329 | 0.037569 | 0.0028638 | 0.568 | 0.48155 | 2111 | 5 | Dry Detention | 0.2 |  |  | TMDL | TMDL |  |  | 136.0889 | 379.1666 | 143 | 20% | 20% | 0.0075137 | 0.00057276
25 | 1 | 0.16289 | 142 | 25 | 1 | LDR | 3.9545 | 0.344 | 1128.698 | 98.244 | 0.57 | 0.484 | 2.254 | 0.166 | 643.339 | 47.513 | 0.16289 | 2.254 | 0.166 | 0.36714 | 0.027039 | 0.57 | 0.48362 | 2112 | 5 | Dry Detention | 0.2 |  |  | TMDL | TMDL |  |  | 554.6387 | 17462.5571 | 142 | 20% | 20% | 0.073429 | 0.0054078
25 | 13 | 0.238 | 153 | 25 | 13 | WET | 7.8742 | 0.753 | 6518.99 | 623.534 | 0.566 | 0.486 | 4.457 | 0.366 | 3690.224 | 302.997 | 0.238 | 4.457 | 0.366 | 1.0608 | 0.087109 | 0.566 | 0.48594 | 2112 | 5 | Dry Detention | 0.2 |  |  | TMDL | TMDL |  |  | 554.6387 | 17462.5571 | 153 | 20% | 20% | 0.21215 | 0.017422
25 | 7 | 4.7311 | 147 | 25 | 7 | PAS | 6.6318 | 0.589 | 990.986 | 87.946 | 0.579 | 0.494 | 3.838 | 0.291 | 573.463 | 43.455 | 4.7311 | 3.838 | 0.291 | 18.1581 | 1.3768 | 0.579 | 0.49411 | 2113 | 5 | Dry Detention | 0.2 |  |  | TMDL | TMDL |  |  | 1885.9568 | 206088.7311 | 147 | 20% | 20% | 3.6316 | 0.27535
25 | 13 | 4.669e-05 | 153 | 25 | 13 | WET | 7.8742 | 0.753 | 6518.99 | 623.534 | 0.566 | 0.486 | 4.457 | 0.366 | 3690.224 | 302.997 | 4.669e-05 | 4.457 | 0.366 | 0.0002081 | 1.7088e-05 | 0.566 | 0.48594 | 2113 | 5 | Dry Detention | 0.2 |  |  | TMDL | TMDL |  |  | 1885.9568 | 206088.7311 | 153 | 20% | 20% | 4.1619e-05 | 3.4177e-06
22 | 11 | 0.00011694 | 117 | 22 | 11 | FOR | 1.7193 | 0.065 | 165.518 | 6.246 | 0.521 | 0.611 | 0.895 | 0.04 | 86.204 | 3.815 | 0.00011694 | 0.805 | 0.036 | 9.4133e-05 | 4.2097e-06 | 0.468 | 0.55883 | 2114 | 5 | Dry Detention | 0.2 |  |  | TMDL | TMDL |  |  | 2207.1882 | 172222.4039 | 117 | 20% | 20% | 1.8827e-05 | 8.4194e-07
25 | 4 | 1.5659 | 145 | 25 | 4 | IND | 11.7335 | 1.455 | 10291.696 | 1276.442 | 0.56 | 0.476 | 6.567 | 0.692 | 5759.832 | 606.958 | 1.5659 | 6.567 | 0.692 | 10.2835 | 1.0836 | 0.56 | 0.47551 | 2114 | 5 | Dry Detention | 0.2 |  |  | TMDL | TMDL |  |  | 2207.1882 | 172222.4039 | 145 | 20% | 20% | 2.0567 | 0.21672
25 | 11 | 2.3876 | 151 | 25 | 11 | FOR | 1.491 | 0.111 | 312.638 | 23.357 | 0.588 | 0.506 | 0.876 | 0.056 | 183.74 | 11.824 | 2.3876 | 0.876 | 0.056 | 2.0916 | 0.13371 | 0.588 | 0.50621 | 2114 | 5 | Dry Detention | 0.2 |  |  | TMDL | TMDL |  |  | 2207.1882 | 172222.4039 | 151 | 20% | 20% | 0.41832 | 0.026742
25 | 7 | 1.676 | 147 | 25 | 7 | PAS | 6.6318 | 0.589 | 990.986 | 87.946 | 0.579 | 0.494 | 3.838 | 0.291 | 573.463 | 43.455 | 1.676 | 3.838 | 0.291 | 6.4324 | 0.48771 | 0.579 | 0.49411 | 2115 | 5 | Dry Detention | 0.2 |  |  | TMDL | TMDL |  |  | 1832.5948 | 205910.3061 | 147 | 20% | 20% | 1.2865 | 0.097541
25 | 13 | 3.0511 | 153 | 25 | 13 | WET | 7.8742 | 0.753 | 6518.99 | 623.534 | 0.566 | 0.486 | 4.457 | 0.366 | 3690.224 | 302.997 | 3.0511 | 4.457 | 0.366 | 13.5988 | 1.1167 | 0.566 | 0.48594 | 2115 | 5 | Dry Detention | 0.2 |  |  | TMDL | TMDL |  |  | 1832.5948 | 205910.3061 | 153 | 20% | 20% | 2.7198 | 0.22334
25 | 7 | 0.34584 | 147 | 25 | 7 | PAS | 6.6318 | 0.589 | 990.986 | 87.946 | 0.579 | 0.494 | 3.838 | 0.291 | 573.463 | 43.455 | 0.34584 | 3.838 | 0.291 | 1.3273 | 0.10064 | 0.579 | 0.49411 | 2116 | 5 | Dry Detention | 0.2 |  |  | TMDL | TMDL |  |  | 629.0831 | 21486.3083 | 147 | 20% | 20% | 0.26547 | 0.020128
25 | 13 | 0.14742 | 153 | 25 | 13 | WET | 7.8742 | 0.753 | 6518.99 | 623.534 | 0.566 | 0.486 | 4.457 | 0.366 | 3690.224 | 302.997 | 0.14742 | 4.457 | 0.366 | 0.65704 | 0.053955 | 0.566 | 0.48594 | 2116 | 5 | Dry Detention | 0.2 |  |  | TMDL | TMDL |  |  | 629.0831 | 21486.3083 | 153 | 20% | 20% | 0.13141 | 0.010791
25 | 13 | 0.25586 | 153 | 25 | 13 | WET | 7.8742 | 0.753 | 6518.99 | 623.534 | 0.566 | 0.486 | 4.457 | 0.366 | 3690.224 | 302.997 | 0.25586 | 4.457 | 0.366 | 1.1404 | 0.093646 | 0.566 | 0.48594 | 2117 | 5 | Dry Detention | 0.2 |  |  | TMDL | TMDL |  |  | 424.8443 | 11145.3589 | 153 | 20% | 20% | 0.22808 | 0.018729
25 | 1 | 4.0304 | 142 | 25 | 1 | LDR | 3.9545 | 0.344 | 1128.698 | 98.244 | 0.57 | 0.484 | 2.254 | 0.166 | 643.339 | 47.513 | 4.0304 | 2.254 | 0.166 | 9.0844 | 0.66904 | 0.57 | 0.48362 | 2118 | 5 | Dry Detention | 0.2 |  |  | TMDL | TMDL |  |  | 2001.9041 | 208270.026 | 142 | 20% | 20% | 1.8169 | 0.13381
25 | 13 | 0.75089 | 153 | 25 | 13 | WET | 7.8742 | 0.753 | 6518.99 | 623.534 | 0.566 | 0.486 | 4.457 | 0.366 | 3690.224 | 302.997 | 0.75089 | 4.457 | 0.366 | 3.3467 | 0.27483 | 0.566 | 0.48594 | 2118 | 5 | Dry Detention | 0.2 |  |  | TMDL | TMDL |  |  | 2001.9041 | 208270.026 | 153 | 20% | 20% | 0.66934 | 0.054965
28 | 1 | 1.889 | 171 | 28 | 1 | LDR | 4.4144 | 0.393 | 411.071 | 36.639 | 0.729 | 0.695 | 3.217 | 0.273 | 299.59 | 25.46 | 1.889 | 3.217 | 0.273 | 6.077 | 0.5157 | 0.729 | 0.69488 | 2119 | 5 | Dry Detention | 0.2 |  |  | TMDL | TMDL |  |  | 2558.7839 | 409450.0738 | 171 | 20% | 20% | 1.2154 | 0.10314
28 | 11 | 4.1272 | 180 | 28 | 11 | FOR | 1.5853 | 0.119 | 466.751 | 35.171 | 0.747 | 0.714 | 1.184 | 0.085 | 348.649 | 25.116 | 4.1272 | 1.184 | 0.085 | 4.8867 | 0.35082 | 0.747 | 0.7141 | 2119 | 5 | Dry Detention | 0.2 |  |  | TMDL | TMDL |  |  | 2558.7839 | 409450.0738 | 180 | 20% | 20% | 0.97733 | 0.070163
28 | 13 | 3.3835 | 182 | 28 | 13 | WET | 5.0183 | 0.46 | 2409.878 | 221.054 | 0.74 | 0.714 | 3.715 | 0.329 | 1784.191 | 157.771 | 3.3835 | 3.715 | 0.329 | 12.5696 | 1.1132 | 0.74 | 0.71372 | 2119 | 5 | Dry Detention | 0.2 |  |  | TMDL | TMDL |  |  | 2558.7839 | 409450.0738 | 182 | 20% | 20% | 2.5139 | 0.22263
25 | 1 | 2.1552 | 142 | 25 | 1 | LDR | 3.9545 | 0.344 | 1128.698 | 98.244 | 0.57 | 0.484 | 2.254 | 0.166 | 643.339 | 47.513 | 2.1552 | 2.254 | 0.166 | 4.8579 | 0.35777 | 0.57 | 0.48362 | 2120 | 5 | Dry Detention | 0.2 |  |  | TMDL | TMDL |  |  | 1886.0527 | 170642.935 | 142 | 20% | 20% | 0.97157 | 0.071553
25 | 13 | 1.7622 | 153 | 25 | 13 | WET | 7.8742 | 0.753 | 6518.99 | 623.534 | 0.566 | 0.486 | 4.457 | 0.366 | 3690.224 | 302.997 | 1.7622 | 4.457 | 0.366 | 7.8542 | 0.64497 | 0.566 | 0.48594 | 2120 | 5 | Dry Detention | 0.2 |  |  | TMDL | TMDL |  |  | 1886.0527 | 170642.935 | 153 | 20% | 20% | 1.5708 | 0.12899
17 | 3 | 0.0028787 | 69 | 17 | 3 | HDR | 14.8198 | 1.118 | 5539.566 | 417.79 | 0.194 | 0.252 | 2.875 | 0.282 | 1074.504 | 105.449 | 0.0028787 | 1.538 | 0.142 | 0.0044274 | 0.00040877 | 0.104 | 0.12671 | 2121 | 5 | Dry Detention | 0.2 |  |  | TMDL | TMDL |  |  | 426.5094 | 319.3579 | 69 | 20% | 20% | 0.00088548 | 8.1755e-05
17 | 13 | 0.0044528 | 77 | 17 | 13 | WET | 10.0743 | 0.59 | 936.934 | 54.834 | 0.188 | 0.244 | 1.894 | 0.144 | 176.189 | 13.388 | 0.0044528 | 1.003 | 0.072 | 0.0044662 | 0.0003206 | 0.1 | 0.1213 | 2121 | 5 | Dry Detention | 0.2 |  |  | TMDL | TMDL |  |  | 426.5094 | 319.3579 | 77 | 20% | 20% | 0.00089323 | 6.412e-05
25 | 4 | 1.6987 | 145 | 25 | 4 | IND | 11.7335 | 1.455 | 10291.696 | 1276.442 | 0.56 | 0.476 | 6.567 | 0.692 | 5759.832 | 606.958 | 1.6987 | 6.567 | 0.692 | 11.1555 | 1.1755 | 0.56 | 0.47551 | 2122 | 5 | Dry Detention | 0.2 |  |  | TMDL | TMDL |  |  | 2605.9076 | 230697.767 | 145 | 20% | 20% | 2.2311 | 0.2351
25 | 13 | 3.5974 | 153 | 25 | 13 | WET | 7.8742 | 0.753 | 6518.99 | 623.534 | 0.566 | 0.486 | 4.457 | 0.366 | 3690.224 | 302.997 | 3.5974 | 4.457 | 0.366 | 16.0336 | 1.3167 | 0.566 | 0.48594 | 2122 | 5 | Dry Detention | 0.2 |  |  | TMDL | TMDL |  |  | 2605.9076 | 230697.767 | 153 | 20% | 20% | 3.2067 | 0.26333
25 | 1 | 18.4644 | 142 | 25 | 1 | LDR | 3.9545 | 0.344 | 1128.698 | 98.244 | 0.57 | 0.484 | 2.254 | 0.166 | 643.339 | 47.513 | 18.4644 | 2.254 | 0.166 | 41.6188 | 3.0651 | 0.57 | 0.48362 | 2123 | 5 | Dry Detention | 0.2 |  |  | TMDL | TMDL |  |  | 3845.1214 | 824562.9392 | 142 | 20% | 20% | 8.3238 | 0.61302
25 | 2 | 0.465 | 143 | 25 | 2 | MDR | 7.5947 | 0.683 | 4904.55 | 441.294 | 0.568 | 0.482 | 4.316 | 0.329 | 2787.239 | 212.506 | 0.465 | 4.316 | 0.329 | 2.0069 | 0.15298 | 0.568 | 0.48155 | 2123 | 5 | Dry Detention | 0.2 |  |  | TMDL | TMDL |  |  | 3845.1214 | 824562.9392 | 143 | 20% | 20% | 0.40139 | 0.030597
25 | 1 | 2.2278 | 142 | 25 | 1 | LDR | 3.9545 | 0.344 | 1128.698 | 98.244 | 0.57 | 0.484 | 2.254 | 0.166 | 643.339 | 47.513 | 2.2278 | 2.254 | 0.166 | 5.0216 | 0.36982 | 0.57 | 0.48362 | 2124 | 5 | Dry Detention | 0.2 |  |  | TMDL | TMDL |  |  | 1256.7967 | 98785.9463 | 142 | 20% | 20% | 1.0043 | 0.073964
25 | 11 | 0.039978 | 151 | 25 | 11 | FOR | 1.491 | 0.111 | 312.638 | 23.357 | 0.588 | 0.506 | 0.876 | 0.056 | 183.74 | 11.824 | 0.039978 | 0.876 | 0.056 | 0.03502 | 0.0022388 | 0.588 | 0.50621 | 2124 | 5 | Dry Detention | 0.2 |  |  | TMDL | TMDL |  |  | 1256.7967 | 98785.9463 | 151 | 20% | 20% | 0.0070041 | 0.00044775
25 | 1 | 5.8923 | 142 | 25 | 1 | LDR | 3.9545 | 0.344 | 1128.698 | 98.244 | 0.57 | 0.484 | 2.254 | 0.166 | 643.339 | 47.513 | 5.8923 | 2.254 | 0.166 | 13.2813 | 0.97813 | 0.57 | 0.48362 | 2125 | 5 | Dry Detention | 0.2 |  |  | TMDL | TMDL |  |  | 2225.1813 | 256939.4516 | 142 | 20% | 20% | 2.6563 | 0.19563
25 | 11 | 0.0036651 | 151 | 25 | 11 | FOR | 1.491 | 0.111 | 312.638 | 23.357 | 0.588 | 0.506 | 0.876 | 0.056 | 183.74 | 11.824 | 0.0036651 | 0.876 | 0.056 | 0.0032106 | 0.00020524 | 0.588 | 0.50621 | 2125 | 5 | Dry Detention | 0.2 |  |  | TMDL | TMDL |  |  | 2225.1813 | 256939.4516 | 151 | 20% | 20% | 0.00064212 | 4.1049e-05
25 | 13 | 0.002542 | 153 | 25 | 13 | WET | 7.8742 | 0.753 | 6518.99 | 623.534 | 0.566 | 0.486 | 4.457 | 0.366 | 3690.224 | 302.997 | 0.002542 | 4.457 | 0.366 | 0.01133 | 0.00093038 | 0.566 | 0.48594 | 2125 | 5 | Dry Detention | 0.2 |  |  | TMDL | TMDL |  |  | 2225.1813 | 256939.4516 | 153 | 20% | 20% | 0.002266 | 0.00018608
25 | 1 | 0.22328 | 142 | 25 | 1 | LDR | 3.9545 | 0.344 | 1128.698 | 98.244 | 0.57 | 0.484 | 2.254 | 0.166 | 643.339 | 47.513 | 0.22328 | 2.254 | 0.166 | 0.50327 | 0.037064 | 0.57 | 0.48362 | 2126 | 5 | Dry Detention | 0.2 |  |  | TMDL | TMDL |  |  | 4946.7009 | 584120.2998 | 142 | 20% | 20% | 0.10065 | 0.0074129
25 | 13 | 0.3085 | 153 | 25 | 13 | WET | 7.8742 | 0.753 | 6518.99 | 623.534 | 0.566 | 0.486 | 4.457 | 0.366 | 3690.224 | 302.997 | 0.3085 | 4.457 | 0.366 | 1.375 | 0.11291 | 0.566 | 0.48594 | 2126 | 5 | Dry Detention | 0.2 |  |  | TMDL | TMDL |  |  | 4946.7009 | 584120.2998 | 153 | 20% | 20% | 0.27499 | 0.022582
28 | 1 | 5.1073 | 171 | 28 | 1 | LDR | 4.4144 | 0.393 | 411.071 | 36.639 | 0.729 | 0.695 | 3.217 | 0.273 | 299.59 | 25.46 | 5.1073 | 3.217 | 0.273 | 16.43 | 1.3943 | 0.729 | 0.69488 | 2126 | 5 | Dry Detention | 0.2 |  |  | TMDL | TMDL |  |  | 4946.7009 | 584120.2998 | 171 | 20% | 20% | 3.286 | 0.27886
28 | 7 | 2.586 | 176 | 28 | 7 | PAS | 6.9444 | 0.618 | 1550.51 | 137.995 | 0.738 | 0.706 | 5.126 | 0.437 | 1144.572 | 97.463 | 2.586 | 5.126 | 0.437 | 13.256 | 1.1301 | 0.738 | 0.70628 | 2126 | 5 | Dry Detention | 0.2 |  |  | TMDL | TMDL |  |  | 4946.7009 | 584120.2998 | 176 | 20% | 20% | 2.6512 | 0.22602
28 | 13 | 5.1846 | 182 | 28 | 13 | WET | 5.0183 | 0.46 | 2409.878 | 221.054 | 0.74 | 0.714 | 3.715 | 0.329 | 1784.191 | 157.771 | 5.1846 | 3.715 | 0.329 | 19.2606 | 1.7057 | 0.74 | 0.71372 | 2126 | 5 | Dry Detention | 0.2 |  |  | TMDL | TMDL |  |  | 4946.7009 | 584120.2998 | 182 | 20% | 20% | 3.8521 | 0.34114
28 | 1 | 4.304 | 171 | 28 | 1 | LDR | 4.4144 | 0.393 | 411.071 | 36.639 | 0.729 | 0.695 | 3.217 | 0.273 | 299.59 | 25.46 | 4.304 | 3.217 | 0.273 | 13.8461 | 1.175 | 0.729 | 0.69488 | 2127 | 5 | Dry Detention | 0.2 |  |  | TMDL | TMDL |  |  | 10168.8385 | 2316779.3662 | 171 | 20% | 20% | 2.7692 | 0.235
28 | 7 | 29.6174 | 176 | 28 | 7 | PAS | 6.9444 | 0.618 | 1550.51 | 137.995 | 0.738 | 0.706 | 5.126 | 0.437 | 1144.572 | 97.463 | 29.6174 | 5.126 | 0.437 | 151.8187 | 12.9428 | 0.738 | 0.70628 | 2127 | 5 | Dry Detention | 0.2 |  |  | TMDL | TMDL |  |  | 10168.8385 | 2316779.3662 | 176 | 20% | 20% | 30.3637 | 2.5886
28 | 8 | 0.51293 | 177 | 28 | 8 | AGR | 8.311 | 0.768 | 364.639 | 33.704 | 0.742 | 0.709 | 6.164 | 0.545 | 270.442 | 23.906 | 0.51293 | 6.164 | 0.545 | 3.1617 | 0.27955 | 0.742 | 0.7093 | 2127 | 5 | Dry Detention | 0.2 |  |  | TMDL | TMDL |  |  | 10168.8385 | 2316779.3662 | 177 | 20% | 20% | 0.63234 | 0.055909
28 | 10 | 7.7444 | 179 | 28 | 10 | RAN | 2.6437 | 0.209 | 286.282 | 22.595 | 0.74 | 0.707 | 1.957 | 0.148 | 211.906 | 15.983 | 7.7444 | 1.957 | 0.148 | 15.1558 | 1.1462 | 0.74 | 0.70734 | 2127 | 5 | Dry Detention | 0.2 |  |  | TMDL | TMDL |  |  | 10168.8385 | 2316779.3662 | 179 | 20% | 20% | 3.0312 | 0.22923
28 | 11 | 6.6029 | 180 | 28 | 11 | FOR | 1.5853 | 0.119 | 466.751 | 35.171 | 0.747 | 0.714 | 1.184 | 0.085 | 348.649 | 25.116 | 6.6029 | 1.184 | 0.085 | 7.8178 | 0.56125 | 0.747 | 0.7141 | 2127 | 5 | Dry Detention | 0.2 |  |  | TMDL | TMDL |  |  | 10168.8385 | 2316779.3662 | 180 | 20% | 20% | 1.5636 | 0.11225
28 | 13 | 4.4045 | 182 | 28 | 13 | WET | 5.0183 | 0.46 | 2409.878 | 221.054 | 0.74 | 0.714 | 3.715 | 0.329 | 1784.191 | 157.771 | 4.4045 | 3.715 | 0.329 | 16.3627 | 1.4491 | 0.74 | 0.71372 | 2127 | 5 | Dry Detention | 0.2 |  |  | TMDL | TMDL |  |  | 10168.8385 | 2316779.3662 | 182 | 20% | 20% | 3.2725 | 0.28982
28 | 1 | 0.0021179 | 171 | 28 | 1 | LDR | 4.4144 | 0.393 | 411.071 | 36.639 | 0.729 | 0.695 | 3.217 | 0.273 | 299.59 | 25.46 | 0.0021179 | 3.217 | 0.273 | 0.0068132 | 0.00057818 | 0.729 | 0.69488 | 2128 | 5 | Dry Detention | 0.2 |  |  | TMDL | TMDL |  |  | 2657.6567 | 441935.6655 | 171 | 20% | 20% | 0.0013626 | 0.00011564
28 | 11 | 9.4593 | 180 | 28 | 11 | FOR | 1.5853 | 0.119 | 466.751 | 35.171 | 0.747 | 0.714 | 1.184 | 0.085 | 348.649 | 25.116 | 9.4593 | 1.184 | 0.085 | 11.1999 | 0.80404 | 0.747 | 0.7141 | 2128 | 5 | Dry Detention | 0.2 |  |  | TMDL | TMDL |  |  | 2657.6567 | 441935.6655 | 180 | 20% | 20% | 2.24 | 0.16081
28 | 13 | 0.68402 | 182 | 28 | 13 | WET | 5.0183 | 0.46 | 2409.878 | 221.054 | 0.74 | 0.714 | 3.715 | 0.329 | 1784.191 | 157.771 | 0.68402 | 3.715 | 0.329 | 2.5411 | 0.22504 | 0.74 | 0.71372 | 2128 | 5 | Dry Detention | 0.2 |  |  | TMDL | TMDL |  |  | 2657.6567 | 441935.6655 | 182 | 20% | 20% | 0.50823 | 0.045009
28 | 7 | 0.42859 | 176 | 28 | 7 | PAS | 6.9444 | 0.618 | 1550.51 | 137.995 | 0.738 | 0.706 | 5.126 | 0.437 | 1144.572 | 97.463 | 0.42859 | 5.126 | 0.437 | 2.197 | 0.1873 | 0.738 | 0.70628 | 2129 | 5 | Dry Detention | 0.2 |  |  | TMDL | TMDL |  |  | 543.8984 | 18669.4274 | 176 | 20% | 20% | 0.43939 | 0.037459
28 | 7 | 0.97622 | 176 | 28 | 7 | PAS | 6.9444 | 0.618 | 1550.51 | 137.995 | 0.738 | 0.706 | 5.126 | 0.437 | 1144.572 | 97.463 | 0.97622 | 5.126 | 0.437 | 5.0041 | 0.42661 | 0.738 | 0.70628 | 2130 | 5 | Dry Detention | 0.2 |  |  | TMDL | TMDL |  |  | 1454.3354 | 119572.8327 | 176 | 20% | 20% | 1.0008 | 0.085322
28 | 13 | 1.7688 | 182 | 28 | 13 | WET | 5.0183 | 0.46 | 2409.878 | 221.054 | 0.74 | 0.714 | 3.715 | 0.329 | 1784.191 | 157.771 | 1.7688 | 3.715 | 0.329 | 6.5711 | 0.58194 | 0.74 | 0.71372 | 2130 | 5 | Dry Detention | 0.2 |  |  | TMDL | TMDL |  |  | 1454.3354 | 119572.8327 | 182 | 20% | 20% | 1.3142 | 0.11639
28 | 1 | 0.57257 | 171 | 28 | 1 | LDR | 4.4144 | 0.393 | 411.071 | 36.639 | 0.729 | 0.695 | 3.217 | 0.273 | 299.59 | 25.46 | 0.57257 | 3.217 | 0.273 | 1.8419 | 0.15631 | 0.729 | 0.69488 | 2131 | 5 | Dry Detention | 0.2 |  |  | TMDL | TMDL |  |  | 754.984 | 25657.4887 | 171 | 20% | 20% | 0.36839 | 0.031262
28 | 8 | 0.016452 | 177 | 28 | 8 | AGR | 8.311 | 0.768 | 364.639 | 33.704 | 0.742 | 0.709 | 6.164 | 0.545 | 270.442 | 23.906 | 0.016452 | 6.164 | 0.545 | 0.10141 | 0.0089663 | 0.742 | 0.7093 | 2131 | 5 | Dry Detention | 0.2 |  |  | TMDL | TMDL |  |  | 754.984 | 25657.4887 | 177 | 20% | 20% | 0.020282 | 0.0017933
28 | 7 | 0.051283 | 176 | 28 | 7 | PAS | 6.9444 | 0.618 | 1550.51 | 137.995 | 0.738 | 0.706 | 5.126 | 0.437 | 1144.572 | 97.463 | 0.051283 | 5.126 | 0.437 | 0.26288 | 0.022411 | 0.738 | 0.70628 | 2132 | 5 | Dry Detention | 0.2 |  |  | TMDL | TMDL |  |  | 1796.1124 | 176662.9491 | 176 | 20% | 20% | 0.052576 | 0.0044822
28 | 11 | 3.6596 | 180 | 28 | 11 | FOR | 1.5853 | 0.119 | 466.751 | 35.171 | 0.747 | 0.714 | 1.184 | 0.085 | 348.649 | 25.116 | 3.6596 | 1.184 | 0.085 | 4.333 | 0.31107 | 0.747 | 0.7141 | 2132 | 5 | Dry Detention | 0.2 |  |  | TMDL | TMDL |  |  | 1796.1124 | 176662.9491 | 180 | 20% | 20% | 0.86659 | 0.062213
28 | 13 | 0.34476 | 182 | 28 | 13 | WET | 5.0183 | 0.46 | 2409.878 | 221.054 | 0.74 | 0.714 | 3.715 | 0.329 | 1784.191 | 157.771 | 0.34476 | 3.715 | 0.329 | 1.2808 | 0.11342 | 0.74 | 0.71372 | 2132 | 5 | Dry Detention | 0.2 |  |  | TMDL | TMDL |  |  | 1796.1124 | 176662.9491 | 182 | 20% | 20% | 0.25615 | 0.022685
28 | 7 | 1.7933 | 176 | 28 | 7 | PAS | 6.9444 | 0.618 | 1550.51 | 137.995 | 0.738 | 0.706 | 5.126 | 0.437 | 1144.572 | 97.463 | 1.7933 | 5.126 | 0.437 | 9.1922 | 0.78365 | 0.738 | 0.70628 | 2133 | 5 | Dry Detention | 0.2 |  |  | TMDL | TMDL |  |  | 1120.3391 | 78113.7414 | 176 | 20% | 20% | 1.8384 | 0.15673
25 | 7 | 0.18932 | 147 | 25 | 7 | PAS | 6.6318 | 0.589 | 990.986 | 87.946 | 0.579 | 0.494 | 3.838 | 0.291 | 573.463 | 43.455 | 0.18932 | 3.838 | 0.291 | 0.72663 | 0.055094 | 0.579 | 0.49411 | 2134 | 5 | Dry Detention | 0.2 |  |  | TMDL | TMDL |  |  | 363.3454 | 8246.9626 | 147 | 20% | 20% | 0.14533 | 0.011019
28 | 9 | 0.28341 | 178 | 28 | 9 | AGT | 5.2474 | 0.471 | 37.422 | 3.357 | 0.742 | 0.709 | 3.893 | 0.334 | 27.765 | 2.38 | 0.28341 | 3.893 | 0.334 | 1.1033 | 0.09466 | 0.742 | 0.70902 | 2135 | 5 | Dry Detention | 0.2 |  |  | TMDL | TMDL |  |  | 3195.7443 | 619015.391 | 178 | 20% | 20% | 0.22067 | 0.018932
28 | 11 | 13.9273 | 180 | 28 | 11 | FOR | 1.5853 | 0.119 | 466.751 | 35.171 | 0.747 | 0.714 | 1.184 | 0.085 | 348.649 | 25.116 | 13.9273 | 1.184 | 0.085 | 16.4899 | 1.1838 | 0.747 | 0.7141 | 2135 | 5 | Dry Detention | 0.2 |  |  | TMDL | TMDL |  |  | 3195.7443 | 619015.391 | 180 | 20% | 20% | 3.298 | 0.23676
25 | 4 | 13.5791 | 145 | 25 | 4 | IND | 11.7335 | 1.455 | 10291.696 | 1276.442 | 0.56 | 0.476 | 6.567 | 0.692 | 5759.832 | 606.958 | 13.5791 | 6.567 | 0.692 | 89.1737 | 9.3967 | 0.56 | 0.47551 | 2136 | 5 | Dry Detention | 0.2 |  |  | TMDL | TMDL |  |  | 5554.9882 | 652466.0842 | 145 | 20% | 20% | 17.8347 | 1.8793
25 | 12 | 0.46015 | 152 | 25 | 12 | WAT | 0.34466 | 0.021 | 36.473 | 2.263 | 0.581 | 0.494 | 0.2 | 0.011 | 21.175 | 1.117 | 0.46015 | 0.2 | 0.011 | 0.09203 | 0.0050617 | 0.581 | 0.4938 | 2136 | 5 | Dry Detention | 0.2 |  |  | TMDL | TMDL |  |  | 5554.9882 | 652466.0842 | 152 | 20% | 20% | 0.018406 | 0.0010123
25 | 13 | 0.93941 | 153 | 25 | 13 | WET | 7.8742 | 0.753 | 6518.99 | 623.534 | 0.566 | 0.486 | 4.457 | 0.366 | 3690.224 | 302.997 | 0.93941 | 4.457 | 0.366 | 4.1869 | 0.34382 | 0.566 | 0.48594 | 2136 | 5 | Dry Detention | 0.2 |  |  | TMDL | TMDL |  |  | 5554.9882 | 652466.0842 | 153 | 20% | 20% | 0.83739 | 0.068765
28 | 7 | 0.0072434 | 176 | 28 | 7 | PAS | 6.9444 | 0.618 | 1550.51 | 137.995 | 0.738 | 0.706 | 5.126 | 0.437 | 1144.572 | 97.463 | 0.0072434 | 5.126 | 0.437 | 0.03713 | 0.0031654 | 0.738 | 0.70628 | 2137 | 5 | Dry Detention | 0.2 |  |  | TMDL | TMDL |  |  | 2023.6474 | 223234.953 | 176 | 20% | 20% | 0.0074259 | 0.00063307
28 | 8 | 4.9141 | 177 | 28 | 8 | AGR | 8.311 | 0.768 | 364.639 | 33.704 | 0.742 | 0.709 | 6.164 | 0.545 | 270.442 | 23.906 | 4.9141 | 6.164 | 0.545 | 30.2908 | 2.6782 | 0.742 | 0.7093 | 2137 | 5 | Dry Detention | 0.2 |  |  | TMDL | TMDL |  |  | 2023.6474 | 223234.953 | 177 | 20% | 20% | 6.0582 | 0.53564
28 | 13 | 0.20341 | 182 | 28 | 13 | WET | 5.0183 | 0.46 | 2409.878 | 221.054 | 0.74 | 0.714 | 3.715 | 0.329 | 1784.191 | 157.771 | 0.20341 | 3.715 | 0.329 | 0.75565 | 0.066921 | 0.74 | 0.71372 | 2137 | 5 | Dry Detention | 0.2 |  |  | TMDL | TMDL |  |  | 2023.6474 | 223234.953 | 182 | 20% | 20% | 0.15113 | 0.013384
28 | 1 | 2.3749 | 171 | 28 | 1 | LDR | 4.4144 | 0.393 | 411.071 | 36.639 | 0.729 | 0.695 | 3.217 | 0.273 | 299.59 | 25.46 | 2.3749 | 3.217 | 0.273 | 7.6399 | 0.64834 | 0.729 | 0.69488 | 2138 | 5 | Dry Detention | 0.2 |  |  | TMDL | TMDL |  |  | 1748.1612 | 133149.7945 | 171 | 20% | 20% | 1.528 | 0.12967
28 | 13 | 0.68185 | 182 | 28 | 13 | WET | 5.0183 | 0.46 | 2409.878 | 221.054 | 0.74 | 0.714 | 3.715 | 0.329 | 1784.191 | 157.771 | 0.68185 | 3.715 | 0.329 | 2.5331 | 0.22433 | 0.74 | 0.71372 | 2138 | 5 | Dry Detention | 0.2 |  |  | TMDL | TMDL |  |  | 1748.1612 | 133149.7945 | 182 | 20% | 20% | 0.50662 | 0.044866
28 | 1 | 0.6713 | 171 | 28 | 1 | LDR | 4.4144 | 0.393 | 411.071 | 36.639 | 0.729 | 0.695 | 3.217 | 0.273 | 299.59 | 25.46 | 0.6713 | 3.217 | 0.273 | 2.1596 | 0.18326 | 0.729 | 0.69488 | 2139 | 5 | Dry Detention | 0.2 |  |  | TMDL | TMDL |  |  | 1166.1153 | 47284.6981 | 171 | 20% | 20% | 0.43191 | 0.036653
28 | 13 | 0.41421 | 182 | 28 | 13 | WET | 5.0183 | 0.46 | 2409.878 | 221.054 | 0.74 | 0.714 | 3.715 | 0.329 | 1784.191 | 157.771 | 0.41421 | 3.715 | 0.329 | 1.5388 | 0.13628 | 0.74 | 0.71372 | 2139 | 5 | Dry Detention | 0.2 |  |  | TMDL | TMDL |  |  | 1166.1153 | 47284.6981 | 182 | 20% | 20% | 0.30776 | 0.027255
28 | 1 | 5.8874 | 171 | 28 | 1 | LDR | 4.4144 | 0.393 | 411.071 | 36.639 | 0.729 | 0.695 | 3.217 | 0.273 | 299.59 | 25.46 | 5.8874 | 3.217 | 0.273 | 18.9398 | 1.6073 | 0.729 | 0.69488 | 2140 | 5 | Dry Detention | 0.2 |  |  | TMDL | TMDL |  |  | 2637.7463 | 434683.4385 | 171 | 20% | 20% | 3.788 | 0.32145
28 | 7 | 0.39121 | 176 | 28 | 7 | PAS | 6.9444 | 0.618 | 1550.51 | 137.995 | 0.738 | 0.706 | 5.126 | 0.437 | 1144.572 | 97.463 | 0.39121 | 5.126 | 0.437 | 2.0053 | 0.17096 | 0.738 | 0.70628 | 2140 | 5 | Dry Detention | 0.2 |  |  | TMDL | TMDL |  |  | 2637.7463 | 434683.4385 | 176 | 20% | 20% | 0.40107 | 0.034192
28 | 9 | 1.0941 | 178 | 28 | 9 | AGT | 5.2474 | 0.471 | 37.422 | 3.357 | 0.742 | 0.709 | 3.893 | 0.334 | 27.765 | 2.38 | 1.0941 | 3.893 | 0.334 | 4.2593 | 0.36542 | 0.742 | 0.70902 | 2140 | 5 | Dry Detention | 0.2 |  |  | TMDL | TMDL |  |  | 2637.7463 | 434683.4385 | 178 | 20% | 20% | 0.85186 | 0.073085
28 | 11 | 2.6063 | 180 | 28 | 11 | FOR | 1.5853 | 0.119 | 466.751 | 35.171 | 0.747 | 0.714 | 1.184 | 0.085 | 348.649 | 25.116 | 2.6063 | 1.184 | 0.085 | 3.0859 | 0.22153 | 0.747 | 0.7141 | 2140 | 5 | Dry Detention | 0.2 |  |  | TMDL | TMDL |  |  | 2637.7463 | 434683.4385 | 180 | 20% | 20% | 0.61717 | 0.044307
28 | 1 | 0.91744 | 171 | 28 | 1 | LDR | 4.4144 | 0.393 | 411.071 | 36.639 | 0.729 | 0.695 | 3.217 | 0.273 | 299.59 | 25.46 | 0.91744 | 3.217 | 0.273 | 2.9514 | 0.25046 | 0.729 | 0.69488 | 2141 | 5 | Dry Detention | 0.2 |  |  | TMDL | TMDL |  |  | 799.4946 | 39963.5336 | 171 | 20% | 20% | 0.59028 | 0.050092
28 | 1 | 0.00975 | 171 | 28 | 1 | LDR | 4.4144 | 0.393 | 411.071 | 36.639 | 0.729 | 0.695 | 3.217 | 0.273 | 299.59 | 25.46 | 0.00975 | 3.217 | 0.273 | 0.031366 | 0.0026617 | 0.729 | 0.69488 | 2142 | 5 | Dry Detention | 0.2 |  |  | TMDL | TMDL |  |  | 1860.7389 | 191407.4723 | 171 | 20% | 20% | 0.0062731 | 0.00053235
28 | 8 | 4.3359 | 177 | 28 | 8 | AGR | 8.311 | 0.768 | 364.639 | 33.704 | 0.742 | 0.709 | 6.164 | 0.545 | 270.442 | 23.906 | 4.3359 | 6.164 | 0.545 | 26.7265 | 2.3631 | 0.742 | 0.7093 | 2142 | 5 | Dry Detention | 0.2 |  |  | TMDL | TMDL |  |  | 1860.7389 | 191407.4723 | 177 | 20% | 20% | 5.3453 | 0.47261
28 | 11 | 0.048478 | 180 | 28 | 11 | FOR | 1.5853 | 0.119 | 466.751 | 35.171 | 0.747 | 0.714 | 1.184 | 0.085 | 348.649 | 25.116 | 0.048478 | 1.184 | 0.085 | 0.057398 | 0.0041206 | 0.747 | 0.7141 | 2142 | 5 | Dry Detention | 0.2 |  |  | TMDL | TMDL |  |  | 1860.7389 | 191407.4723 | 180 | 20% | 20% | 0.01148 | 0.00082412
28 | 7 | 0.11753 | 176 | 28 | 7 | PAS | 6.9444 | 0.618 | 1550.51 | 137.995 | 0.738 | 0.706 | 5.126 | 0.437 | 1144.572 | 97.463 | 0.11753 | 5.126 | 0.437 | 0.60246 | 0.05136 | 0.738 | 0.70628 | 2143 | 5 | Dry Detention | 0.2 |  |  | TMDL | TMDL |  |  | 763.0692 | 36364.5936 | 176 | 20% | 20% | 0.12049 | 0.010272
28 | 8 | 0.71729 | 177 | 28 | 8 | AGR | 8.311 | 0.768 | 364.639 | 33.704 | 0.742 | 0.709 | 6.164 | 0.545 | 270.442 | 23.906 | 0.71729 | 6.164 | 0.545 | 4.4214 | 0.39092 | 0.742 | 0.7093 | 2143 | 5 | Dry Detention | 0.2 |  |  | TMDL | TMDL |  |  | 763.0692 | 36364.5936 | 177 | 20% | 20% | 0.88427 | 0.078185
28 | 1 | 1.8845 | 171 | 28 | 1 | LDR | 4.4144 | 0.393 | 411.071 | 36.639 | 0.729 | 0.695 | 3.217 | 0.273 | 299.59 | 25.46 | 1.8845 | 3.217 | 0.273 | 6.0624 | 0.51446 | 0.729 | 0.69488 | 2144 | 5 | Dry Detention | 0.2 |  |  | TMDL | TMDL |  |  | 3148.5822 | 305298.0714 | 171 | 20% | 20% | 1.2125 | 0.10289
28 | 7 | 0.322 | 176 | 28 | 7 | PAS | 6.9444 | 0.618 | 1550.51 | 137.995 | 0.738 | 0.706 | 5.126 | 0.437 | 1144.572 | 97.463 | 0.322 | 5.126 | 0.437 | 1.6506 | 0.14071 | 0.738 | 0.70628 | 2144 | 5 | Dry Detention | 0.2 |  |  | TMDL | TMDL |  |  | 3148.5822 | 305298.0714 | 176 | 20% | 20% | 0.33011 | 0.028143
28 | 11 | 4.0094 | 180 | 28 | 11 | FOR | 1.5853 | 0.119 | 466.751 | 35.171 | 0.747 | 0.714 | 1.184 | 0.085 | 348.649 | 25.116 | 4.0094 | 1.184 | 0.085 | 4.7471 | 0.3408 | 0.747 | 0.7141 | 2144 | 5 | Dry Detention | 0.2 |  |  | TMDL | TMDL |  |  | 3148.5822 | 305298.0714 | 180 | 20% | 20% | 0.94942 | 0.06816
28 | 13 | 0.79284 | 182 | 28 | 13 | WET | 5.0183 | 0.46 | 2409.878 | 221.054 | 0.74 | 0.714 | 3.715 | 0.329 | 1784.191 | 157.771 | 0.79284 | 3.715 | 0.329 | 2.9454 | 0.26085 | 0.74 | 0.71372 | 2144 | 5 | Dry Detention | 0.2 |  |  | TMDL | TMDL |  |  | 3148.5822 | 305298.0714 | 182 | 20% | 20% | 0.58908 | 0.052169
27 | 7 | 0.42093 | 164 | 27 | 7 | PAS | 5.695 | 0.446 | 525.602 | 41.141 | 0.328 | 0.329 | 1.869 | 0.147 | 172.478 | 13.55 | 0.42093 | 1.869 | 0.147 | 0.78673 | 0.061877 | 0.328 | 0.32937 | 2145 | 5 | Dry Detention | 0.2 |  |  | TMDL | TMDL |  |  | 801.964 | 40365.7811 | 164 | 20% | 20% | 0.15735 | 0.012375
27 | 8 | 0.031763 | 165 | 27 | 8 | AGR | 6.339 | 0.515 | 127.884 | 10.392 | 0.334 | 0.337 | 2.114 | 0.173 | 42.658 | 3.5 | 0.031763 | 2.114 | 0.173 | 0.067146 | 0.0054949 | 0.334 | 0.33678 | 2145 | 5 | Dry Detention | 0.2 |  |  | TMDL | TMDL |  |  | 801.964 | 40365.7811 | 165 | 20% | 20% | 0.013429 | 0.001099
27 | 11 | 0.47398 | 168 | 27 | 11 | FOR | 1.1613 | 0.076 | 160.947 | 10.588 | 0.34 | 0.348 | 0.395 | 0.027 | 54.708 | 3.682 | 0.47398 | 0.395 | 0.027 | 0.18722 | 0.012797 | 0.34 | 0.34778 | 2145 | 5 | Dry Detention | 0.2 |  |  | TMDL | TMDL |  |  | 801.964 | 40365.7811 | 168 | 20% | 20% | 0.037444 | 0.0025595
25 | 2 | 0.061288 | 143 | 25 | 2 | MDR | 7.5947 | 0.683 | 4904.55 | 441.294 | 0.568 | 0.482 | 4.316 | 0.329 | 2787.239 | 212.506 | 0.061288 | 4.316 | 0.329 | 0.26452 | 0.020164 | 0.568 | 0.48155 | 2146 | 5 | Dry Detention | 0.2 |  |  | TMDL | TMDL |  |  | 248.5339 | 3027.7365 | 143 | 20% | 20% | 0.052904 | 0.0040328
25 | 4 | 0.00018161 | 145 | 25 | 4 | IND | 11.7335 | 1.455 | 10291.696 | 1276.442 | 0.56 | 0.476 | 6.567 | 0.692 | 5759.832 | 606.958 | 0.00018161 | 6.567 | 0.692 | 0.0011926 | 0.00012567 | 0.56 | 0.47551 | 2146 | 5 | Dry Detention | 0.2 |  |  | TMDL | TMDL |  |  | 248.5339 | 3027.7365 | 145 | 20% | 20% | 0.00023852 | 2.5134e-05
25 | 11 | 0.0080376 | 151 | 25 | 11 | FOR | 1.491 | 0.111 | 312.638 | 23.357 | 0.588 | 0.506 | 0.876 | 0.056 | 183.74 | 11.824 | 0.0080376 | 0.876 | 0.056 | 0.0070409 | 0.0004501 | 0.588 | 0.50621 | 2146 | 5 | Dry Detention | 0.2 |  |  | TMDL | TMDL |  |  | 248.5339 | 3027.7365 | 151 | 20% | 20% | 0.0014082 | 9.0021e-05
24 | 4 | 9.4694 | 134 | 24 | 4 | IND | 14.4894 | 1.67 | 3647.149 | 420.469 | 0.223 | 0.111 | 3.227 | 0.185 | 812.227 | 46.466 | 9.4694 | 1.836 | 0.095 | 17.3858 | 0.89959 | 0.127 | 0.056659 | 2147 | 5 | Dry Detention | 0.2 |  |  | TMDL | TMDL |  |  | 4553.2117 | 752918.042 | 134 | 20% | 20% | 3.4772 | 0.17992
24 | 11 | 0.43 | 139 | 24 | 11 | FOR | 1.8811 | 0.129 | 301.544 | 20.656 | 0.255 | 0.167 | 0.48 | 0.022 | 76.946 | 3.459 | 0.43 | 0.284 | 0.011 | 0.12212 | 0.00473 | 0.151 | 0.088801 | 2147 | 5 | Dry Detention | 0.2 |  |  | TMDL | TMDL |  |  | 4553.2117 | 752918.042 | 139 | 20% | 20% | 0.024424 | 0.00094601
25 | 4 | 6.8365 | 145 | 25 | 4 | IND | 11.7335 | 1.455 | 10291.696 | 1276.442 | 0.56 | 0.476 | 6.567 | 0.692 | 5759.832 | 606.958 | 6.8365 | 6.567 | 0.692 | 44.8953 | 4.7309 | 0.56 | 0.47551 | 2147 | 5 | Dry Detention | 0.2 |  |  | TMDL | TMDL |  |  | 4553.2117 | 752918.042 | 145 | 20% | 20% | 8.9791 | 0.94617
25 | 11 | 0.034513 | 151 | 25 | 11 | FOR | 1.491 | 0.111 | 312.638 | 23.357 | 0.588 | 0.506 | 0.876 | 0.056 | 183.74 | 11.824 | 0.034513 | 0.876 | 0.056 | 0.030233 | 0.0019327 | 0.588 | 0.50621 | 2147 | 5 | Dry Detention | 0.2 |  |  | TMDL | TMDL |  |  | 4553.2117 | 752918.042 | 151 | 20% | 20% | 0.0060466 | 0.00038654
25 | 12 | 0.51428 | 152 | 25 | 12 | WAT | 0.34466 | 0.021 | 36.473 | 2.263 | 0.581 | 0.494 | 0.2 | 0.011 | 21.175 | 1.117 | 0.51428 | 0.2 | 0.011 | 0.10286 | 0.005657 | 0.581 | 0.4938 | 2147 | 5 | Dry Detention | 0.2 |  |  | TMDL | TMDL |  |  | 4553.2117 | 752918.042 | 152 | 20% | 20% | 0.020571 | 0.0011314
25 | 4 | 1.8096 | 145 | 25 | 4 | IND | 11.7335 | 1.455 | 10291.696 | 1276.442 | 0.56 | 0.476 | 6.567 | 0.692 | 5759.832 | 606.958 | 1.8096 | 6.567 | 0.692 | 11.8839 | 1.2523 | 0.56 | 0.47551 | 2148 | 5 | Dry Detention | 0.2 |  |  | TMDL | TMDL |  |  | 1210.5874 | 78827.4183 | 145 | 20% | 20% | 2.3768 | 0.25045
25 | 4 | 0.76566 | 145 | 25 | 4 | IND | 11.7335 | 1.455 | 10291.696 | 1276.442 | 0.56 | 0.476 | 6.567 | 0.692 | 5759.832 | 606.958 | 0.76566 | 6.567 | 0.692 | 5.0281 | 0.52983 | 0.56 | 0.47551 | 2149 | 5 | Dry Detention | 0.2 |  |  | TMDL | TMDL |  |  | 828.9004 | 33351.8834 | 145 | 20% | 20% | 1.0056 | 0.10597
25 | 2 | 0.086052 | 143 | 25 | 2 | MDR | 7.5947 | 0.683 | 4904.55 | 441.294 | 0.568 | 0.482 | 4.316 | 0.329 | 2787.239 | 212.506 | 0.086052 | 4.316 | 0.329 | 0.3714 | 0.028311 | 0.568 | 0.48155 | 2150 | 5 | Dry Detention | 0.2 |  |  | TMDL | TMDL |  |  | 299.379 | 4536.948 | 143 | 20% | 20% | 0.07428 | 0.0056622
25 | 11 | 0.018103 | 151 | 25 | 11 | FOR | 1.491 | 0.111 | 312.638 | 23.357 | 0.588 | 0.506 | 0.876 | 0.056 | 183.74 | 11.824 | 0.018103 | 0.876 | 0.056 | 0.015858 | 0.0010138 | 0.588 | 0.50621 | 2150 | 5 | Dry Detention | 0.2 |  |  | TMDL | TMDL |  |  | 299.379 | 4536.948 | 151 | 20% | 20% | 0.0031716 | 0.00020275
27 | 8 | 0.63695 | 165 | 27 | 8 | AGR | 6.339 | 0.515 | 127.884 | 10.392 | 0.334 | 0.337 | 2.114 | 0.173 | 42.658 | 3.5 | 0.63695 | 2.114 | 0.173 | 1.3465 | 0.11019 | 0.334 | 0.33678 | 2151 | 5 | Dry Detention | 0.2 |  |  | TMDL | TMDL |  |  | 1888.7178 | 196825.5441 | 165 | 20% | 20% | 0.2693 | 0.022038
27 | 11 | 3.8816 | 168 | 27 | 11 | FOR | 1.1613 | 0.076 | 160.947 | 10.588 | 0.34 | 0.348 | 0.395 | 0.027 | 54.708 | 3.682 | 3.8816 | 0.395 | 0.027 | 1.5332 | 0.1048 | 0.34 | 0.34778 | 2151 | 5 | Dry Detention | 0.2 |  |  | TMDL | TMDL |  |  | 1888.7178 | 196825.5441 | 168 | 20% | 20% | 0.30664 | 0.02096
28 | 1 | 1.4712 | 171 | 28 | 1 | LDR | 4.4144 | 0.393 | 411.071 | 36.639 | 0.729 | 0.695 | 3.217 | 0.273 | 299.59 | 25.46 | 1.4712 | 3.217 | 0.273 | 4.7328 | 0.40163 | 0.729 | 0.69488 | 2152 | 5 | Dry Detention | 0.2 |  |  | TMDL | TMDL |  |  | 1022.6833 | 64128.9534 | 171 | 20% | 20% | 0.94656 | 0.080327
28 | 3 | 0.00102 | 173 | 28 | 3 | HDR | 17.521 | 1.972 | 2523.412 | 284.074 | 0.726 | 0.694 | 12.728 | 1.368 | 1833.126 | 197.069 | 0.00102 | 12.728 | 1.368 | 0.012982 | 0.0013953 | 0.726 | 0.69372 | 2152 | 5 | Dry Detention | 0.2 |  |  | TMDL | TMDL |  |  | 1022.6833 | 64128.9534 | 173 | 20% | 20% | 0.0025964 | 0.00027906
28 | 1 | 0.029952 | 171 | 28 | 1 | LDR | 4.4144 | 0.393 | 411.071 | 36.639 | 0.729 | 0.695 | 3.217 | 0.273 | 299.59 | 25.46 | 0.029952 | 3.217 | 0.273 | 0.096356 | 0.0081769 | 0.729 | 0.69488 | 2153 | 5 | Dry Detention | 0.2 |  |  | TMDL | TMDL |  |  | 584.597 | 1305.4306 | 171 | 20% | 20% | 0.019271 | 0.0016354
28 | 3 | 1.6602e-05 | 173 | 28 | 3 | HDR | 17.521 | 1.972 | 2523.412 | 284.074 | 0.726 | 0.694 | 12.728 | 1.368 | 1833.126 | 197.069 | 1.6602e-05 | 12.728 | 1.368 | 0.00021132 | 2.2712e-05 | 0.726 | 0.69372 | 2153 | 5 | Dry Detention | 0.2 |  |  | TMDL | TMDL |  |  | 584.597 | 1305.4306 | 173 | 20% | 20% | 4.2263e-05 | 4.5424e-06
18 | 13 | 0.068279 | 88 | 18 | 13 | WET | 6.3299 | 0.467 | 3029.459 | 223.738 | 0.591 | 0.549 | 3.74 | 0.256 | 1789.776 | 122.728 | 0.068279 | 3.357 | 0.235 | 0.22921 | 0.016046 | 0.53 | 0.50183 | 2154 | 5 | Dry Detention | 0.2 |  |  | TMDL | TMDL |  |  | 301.5841 | 2974.2109 | 88 | 20% | 20% | 0.045842 | 0.0032091
24 | 3 | 0.050783 | 133 | 24 | 3 | HDR | 20.209 | 2.142 | 4406.734 | 467.092 | 0.231 | 0.124 | 4.67 | 0.265 | 1018.363 | 57.887 | 0.050783 | 2.691 | 0.138 | 0.13666 | 0.0070081 | 0.133 | 0.064241 | 2155 | 5 | Dry Detention | 0.2 |  |  | TMDL | TMDL |  |  | 194.8901 | 2212.1119 | 133 | 20% | 20% | 0.027332 | 0.0014016
28 | 1 | 2.8751 | 171 | 28 | 1 | LDR | 4.4144 | 0.393 | 411.071 | 36.639 | 0.729 | 0.695 | 3.217 | 0.273 | 299.59 | 25.46 | 2.8751 | 3.217 | 0.273 | 9.2492 | 0.78491 | 0.729 | 0.69488 | 2156 | 5 | Dry Detention | 0.2 |  |  | TMDL | TMDL |  |  | 1797.7211 | 181868.6156 | 171 | 20% | 20% | 1.8498 | 0.15698
28 | 7 | 0.65812 | 176 | 28 | 7 | PAS | 6.9444 | 0.618 | 1550.51 | 137.995 | 0.738 | 0.706 | 5.126 | 0.437 | 1144.572 | 97.463 | 0.65812 | 5.126 | 0.437 | 3.3735 | 0.2876 | 0.738 | 0.70628 | 2156 | 5 | Dry Detention | 0.2 |  |  | TMDL | TMDL |  |  | 1797.7211 | 181868.6156 | 176 | 20% | 20% | 0.67471 | 0.05752
28 | 13 | 0.64191 | 182 | 28 | 13 | WET | 5.0183 | 0.46 | 2409.878 | 221.054 | 0.74 | 0.714 | 3.715 | 0.329 | 1784.191 | 157.771 | 0.64191 | 3.715 | 0.329 | 2.3847 | 0.21119 | 0.74 | 0.71372 | 2156 | 5 | Dry Detention | 0.2 |  |  | TMDL | TMDL |  |  | 1797.7211 | 181868.6156 | 182 | 20% | 20% | 0.47694 | 0.042238
24 | 3 | 0.050465 | 133 | 24 | 3 | HDR | 20.209 | 2.142 | 4406.734 | 467.092 | 0.231 | 0.124 | 4.67 | 0.265 | 1018.363 | 57.887 | 0.050465 | 2.691 | 0.138 | 0.1358 | 0.0069642 | 0.133 | 0.064241 | 2157 | 5 | Dry Detention | 0.2 |  |  | TMDL | TMDL |  |  | 193.6265 | 2198.2519 | 133 | 20% | 20% | 0.02716 | 0.0013928
29 | 1 | 0.53534 | 183 | 29 | 1 | LDR | 2.5221 | 0.231 | 258.866 | 23.702 | 0.617 | 0.575 | 1.557 | 0.133 | 159.765 | 13.626 | 0.53534 | 1.557 | 0.133 | 0.83353 | 0.071201 | 0.617 | 0.57488 | 2158 | 5 | Dry Detention | 0.2 |  |  | TMDL | TMDL |  |  | 1936.5795 | 202770.8981 | 183 | 20% | 20% | 0.16671 | 0.01424
29 | 13 | 4.1197 | 191 | 29 | 13 | WET | 6.0023 | 0.545 | 1573.466 | 142.761 | 0.604 | 0.564 | 3.628 | 0.307 | 951.085 | 80.508 | 4.1197 | 3.628 | 0.307 | 14.9461 | 1.2647 | 0.604 | 0.56394 | 2158 | 5 | Dry Detention | 0.2 |  |  | TMDL | TMDL |  |  | 1936.5795 | 202770.8981 | 191 | 20% | 20% | 2.9892 | 0.25295
24 | 3 | 0.05101 | 133 | 24 | 3 | HDR | 20.209 | 2.142 | 4406.734 | 467.092 | 0.231 | 0.124 | 4.67 | 0.265 | 1018.363 | 57.887 | 0.05101 | 2.691 | 0.138 | 0.13727 | 0.0070394 | 0.133 | 0.064241 | 2159 | 5 | Dry Detention | 0.2 |  |  | TMDL | TMDL |  |  | 190.5721 | 2221.9866 | 133 | 20% | 20% | 0.027454 | 0.0014079
28 | 1 | 0.28078 | 171 | 28 | 1 | LDR | 4.4144 | 0.393 | 411.071 | 36.639 | 0.729 | 0.695 | 3.217 | 0.273 | 299.59 | 25.46 | 0.28078 | 3.217 | 0.273 | 0.90326 | 0.076652 | 0.729 | 0.69488 | 2160 | 5 | Dry Detention | 0.2 |  |  | TMDL | TMDL |  |  | 443.8 | 12230.5529 | 171 | 20% | 20% | 0.18065 | 0.01533
24 | 3 | 0.050588 | 133 | 24 | 3 | HDR | 20.209 | 2.142 | 4406.734 | 467.092 | 0.231 | 0.124 | 4.67 | 0.265 | 1018.363 | 57.887 | 0.050588 | 2.691 | 0.138 | 0.13613 | 0.0069812 | 0.133 | 0.064241 | 2161 | 5 | Dry Detention | 0.2 |  |  | TMDL | TMDL |  |  | 194.0379 | 2203.6155 | 133 | 20% | 20% | 0.027227 | 0.0013962
28 | 1 | 2.984 | 171 | 28 | 1 | LDR | 4.4144 | 0.393 | 411.071 | 36.639 | 0.729 | 0.695 | 3.217 | 0.273 | 299.59 | 25.46 | 2.984 | 3.217 | 0.273 | 9.5995 | 0.81463 | 0.729 | 0.69488 | 2162 | 5 | Dry Detention | 0.2 |  |  | TMDL | TMDL |  |  | 1513.1749 | 140030.6039 | 171 | 20% | 20% | 1.9199 | 0.16293
28 | 10 | 0.23067 | 179 | 28 | 10 | RAN | 2.6437 | 0.209 | 286.282 | 22.595 | 0.74 | 0.707 | 1.957 | 0.148 | 211.906 | 15.983 | 0.23067 | 1.957 | 0.148 | 0.45142 | 0.034139 | 0.74 | 0.70734 | 2162 | 5 | Dry Detention | 0.2 |  |  | TMDL | TMDL |  |  | 1513.1749 | 140030.6039 | 179 | 20% | 20% | 0.090283 | 0.0068278
24 | 3 | 0.051132 | 133 | 24 | 3 | HDR | 20.209 | 2.142 | 4406.734 | 467.092 | 0.231 | 0.124 | 4.67 | 0.265 | 1018.363 | 57.887 | 0.051132 | 2.691 | 0.138 | 0.1376 | 0.0070562 | 0.133 | 0.064241 | 2163 | 5 | Dry Detention | 0.2 |  |  | TMDL | TMDL |  |  | 196.2046 | 2227.2847 | 133 | 20% | 20% | 0.027519 | 0.0014112
24 | 3 | 0.051028 | 133 | 24 | 3 | HDR | 20.209 | 2.142 | 4406.734 | 467.092 | 0.231 | 0.124 | 4.67 | 0.265 | 1018.363 | 57.887 | 0.051028 | 2.691 | 0.138 | 0.13732 | 0.0070419 | 0.133 | 0.064241 | 2164 | 5 | Dry Detention | 0.2 |  |  | TMDL | TMDL |  |  | 196.4987 | 2222.7829 | 133 | 20% | 20% | 0.027463 | 0.0014084
18 | 3 | 0.0052541 | 80 | 18 | 3 | HDR | 14.5839 | 1.158 | 2978.273 | 236.441 | 0.582 | 0.53 | 8.481 | 0.614 | 1731.992 | 125.426 | 0.0052541 | 7.592 | 0.56 | 0.039889 | 0.0029423 | 0.521 | 0.4834 | 2165 | 5 | Dry Detention | 0.2 |  |  | TMDL | TMDL |  |  | 163.8706 | 228.8675 | 80 | 20% | 20% | 0.0079778 | 0.00058846
18 | 3 | 4.1184 | 80 | 18 | 3 | HDR | 14.5839 | 1.158 | 2978.273 | 236.441 | 0.582 | 0.53 | 8.481 | 0.614 | 1731.992 | 125.426 | 4.1184 | 7.592 | 0.56 | 31.2671 | 2.3063 | 0.521 | 0.4834 | 2166 | 5 | Dry Detention | 0.2 |  |  | TMDL | TMDL |  |  | 2208.7165 | 230114.0288 | 80 | 20% | 20% | 6.2534 | 0.46126
18 | 4 | 1.0498 | 81 | 18 | 4 | IND | 10.5583 | 0.959 | 3587.63 | 325.963 | 0.571 | 0.521 | 6.027 | 0.499 | 2047.853 | 169.712 | 1.0498 | 5.379 | 0.454 | 5.6469 | 0.47661 | 0.509 | 0.47343 | 2166 | 5 | Dry Detention | 0.2 |  |  | TMDL | TMDL |  |  | 2208.7165 | 230114.0288 | 81 | 20% | 20% | 1.1294 | 0.095322
18 | 6 | 0.0021746 | 82 | 18 | 6 | OPE | 2.7936 | 0.118 | 46.415 | 1.956 | 0.592 | 0.54 | 1.655 | 0.064 | 27.497 | 1.055 | 0.0021746 | 1.486 | 0.058 | 0.0032314 | 0.00012613 | 0.532 | 0.49285 | 2166 | 5 | Dry Detention | 0.2 |  |  | TMDL | TMDL |  |  | 2208.7165 | 230114.0288 | 82 | 20% | 20% | 0.00064629 | 2.5225e-05
18 | 13 | 0.11228 | 88 | 18 | 13 | WET | 6.3299 | 0.467 | 3029.459 | 223.738 | 0.591 | 0.549 | 3.74 | 0.256 | 1789.776 | 122.728 | 0.11228 | 3.357 | 0.235 | 0.37693 | 0.026386 | 0.53 | 0.50183 | 2166 | 5 | Dry Detention | 0.2 |  |  | TMDL | TMDL |  |  | 2208.7165 | 230114.0288 | 88 | 20% | 20% | 0.075385 | 0.0052772
28 | 4 | 0.14894 | 174 | 28 | 4 | IND | 12.6546 | 1.573 | 1189.071 | 147.816 | 0.717 | 0.684 | 9.068 | 1.076 | 852.033 | 101.086 | 0.14894 | 9.068 | 1.076 | 1.3506 | 0.16026 | 0.717 | 0.68387 | 2167 | 5 | Dry Detention | 0.2 |  |  | TMDL | TMDL |  |  | 482.4407 | 6769.0895 | 174 | 20% | 20% | 0.27011 | 0.032051
28 | 7 | 0.0064606 | 176 | 28 | 7 | PAS | 6.9444 | 0.618 | 1550.51 | 137.995 | 0.738 | 0.706 | 5.126 | 0.437 | 1144.572 | 97.463 | 0.0064606 | 5.126 | 0.437 | 0.033117 | 0.0028233 | 0.738 | 0.70628 | 2167 | 5 | Dry Detention | 0.2 |  |  | TMDL | TMDL |  |  | 482.4407 | 6769.0895 | 176 | 20% | 20% | 0.0066234 | 0.00056465
28 | 7 | 5.5525 | 176 | 28 | 7 | PAS | 6.9444 | 0.618 | 1550.51 | 137.995 | 0.738 | 0.706 | 5.126 | 0.437 | 1144.572 | 97.463 | 5.5525 | 5.126 | 0.437 | 28.462 | 2.4264 | 0.738 | 0.70628 | 2168 | 5 | Dry Detention | 0.2 |  |  | TMDL | TMDL |  |  | 3217.6415 | 254489.7197 | 176 | 20% | 20% | 5.6924 | 0.48529
28 | 11 | 0.28982 | 180 | 28 | 11 | FOR | 1.5853 | 0.119 | 466.751 | 35.171 | 0.747 | 0.714 | 1.184 | 0.085 | 348.649 | 25.116 | 0.28982 | 1.184 | 0.085 | 0.34315 | 0.024635 | 0.747 | 0.7141 | 2168 | 5 | Dry Detention | 0.2 |  |  | TMDL | TMDL |  |  | 3217.6415 | 254489.7197 | 180 | 20% | 20% | 0.06863 | 0.004927
24 | 3 | 10.3225 | 133 | 24 | 3 | HDR | 20.209 | 2.142 | 4406.734 | 467.092 | 0.231 | 0.124 | 4.67 | 0.265 | 1018.363 | 57.887 | 10.3225 | 2.691 | 0.138 | 27.7778 | 1.4245 | 0.133 | 0.064241 | 2169 | 5 | Dry Detention | 0.2 |  |  | TMDL | TMDL |  |  | 3869.6268 | 608193.948 | 133 | 20% | 20% | 5.5556 | 0.2849
24 | 4 | 0.049641 | 134 | 24 | 4 | IND | 14.4894 | 1.67 | 3647.149 | 420.469 | 0.223 | 0.111 | 3.227 | 0.185 | 812.227 | 46.466 | 0.049641 | 1.836 | 0.095 | 0.091141 | 0.0047159 | 0.127 | 0.056659 | 2169 | 5 | Dry Detention | 0.2 |  |  | TMDL | TMDL |  |  | 3869.6268 | 608193.948 | 134 | 20% | 20% | 0.018228 | 0.00094318
24 | 12 | 3.5544 | 140 | 24 | 12 | WAT | 0.32312 | 0.017 | 72.968 | 3.927 | 0.246 | 0.138 | 0.079 | 0.002 | 17.927 | 0.543 | 3.5544 | 0.047 | 0.001 | 0.16706 | 0.0035544 | 0.146 | 0.072263 | 2169 | 5 | Dry Detention | 0.2 |  |  | TMDL | TMDL |  |  | 3869.6268 | 608193.948 | 140 | 20% | 20% | 0.033412 | 0.00071089
24 | 13 | 0.0029411 | 141 | 24 | 13 | WET | 7.4495 | 0.68 | 3122.888 | 285.148 | 0.237 | 0.139 | 1.764 | 0.095 | 739.648 | 39.666 | 0.0029411 | 1.023 | 0.049 | 0.0030088 | 0.00014412 | 0.137 | 0.072548 | 2169 | 5 | Dry Detention | 0.2 |  |  | TMDL | TMDL |  |  | 3869.6268 | 608193.948 | 141 | 20% | 20% | 0.00060176 | 2.8823e-05
25 | 3 | 0.03276 | 144 | 25 | 3 | HDR | 16.4429 | 1.856 | 5216.46 | 588.853 | 0.568 | 0.484 | 9.341 | 0.899 | 2963.468 | 285.237 | 0.03276 | 9.341 | 0.899 | 0.30601 | 0.029451 | 0.568 | 0.48439 | 2169 | 5 | Dry Detention | 0.2 |  |  | TMDL | TMDL |  |  | 3869.6268 | 608193.948 | 144 | 20% | 20% | 0.061203 | 0.0058903
28 | 1 | 4.0791 | 171 | 28 | 1 | LDR | 4.4144 | 0.393 | 411.071 | 36.639 | 0.729 | 0.695 | 3.217 | 0.273 | 299.59 | 25.46 | 4.0791 | 3.217 | 0.273 | 13.1223 | 1.1136 | 0.729 | 0.69488 | 2170 | 5 | Dry Detention | 0.2 |  |  | TMDL | TMDL |  |  | 2521.5484 | 397433.516 | 171 | 20% | 20% | 2.6245 | 0.22272
28 | 11 | 5.0448 | 180 | 28 | 11 | FOR | 1.5853 | 0.119 | 466.751 | 35.171 | 0.747 | 0.714 | 1.184 | 0.085 | 348.649 | 25.116 | 5.0448 | 1.184 | 0.085 | 5.973 | 0.42881 | 0.747 | 0.7141 | 2170 | 5 | Dry Detention | 0.2 |  |  | TMDL | TMDL |  |  | 2521.5484 | 397433.516 | 180 | 20% | 20% | 1.1946 | 0.085762
28 | 1 | 1.4232 | 171 | 28 | 1 | LDR | 4.4144 | 0.393 | 411.071 | 36.639 | 0.729 | 0.695 | 3.217 | 0.273 | 299.59 | 25.46 | 1.4232 | 3.217 | 0.273 | 4.5786 | 0.38855 | 0.729 | 0.69488 | 2171 | 5 | Dry Detention | 0.2 |  |  | TMDL | TMDL |  |  | 1045.4929 | 64832.7277 | 171 | 20% | 20% | 0.91572 | 0.077709
28 | 10 | 0.065115 | 179 | 28 | 10 | RAN | 2.6437 | 0.209 | 286.282 | 22.595 | 0.74 | 0.707 | 1.957 | 0.148 | 211.906 | 15.983 | 0.065115 | 1.957 | 0.148 | 0.12743 | 0.009637 | 0.74 | 0.70734 | 2171 | 5 | Dry Detention | 0.2 |  |  | TMDL | TMDL |  |  | 1045.4929 | 64832.7277 | 179 | 20% | 20% | 0.025486 | 0.0019274
29 | 1 | 3.3474 | 183 | 29 | 1 | LDR | 2.5221 | 0.231 | 258.866 | 23.702 | 0.617 | 0.575 | 1.557 | 0.133 | 159.765 | 13.626 | 3.3474 | 1.557 | 0.133 | 5.2118 | 0.4452 | 0.617 | 0.57488 | 2172 | 5 | Dry Detention | 0.2 |  |  | TMDL | TMDL |  |  | 1612.9549 | 154891.8813 | 183 | 20% | 20% | 1.0424 | 0.08904
29 | 13 | 0.20849 | 191 | 29 | 13 | WET | 6.0023 | 0.545 | 1573.466 | 142.761 | 0.604 | 0.564 | 3.628 | 0.307 | 951.085 | 80.508 | 0.20849 | 3.628 | 0.307 | 0.7564 | 0.064006 | 0.604 | 0.56394 | 2172 | 5 | Dry Detention | 0.2 |  |  | TMDL | TMDL |  |  | 1612.9549 | 154891.8813 | 191 | 20% | 20% | 0.15128 | 0.012801
29 | 1 | 4.5795 | 183 | 29 | 1 | LDR | 2.5221 | 0.231 | 258.866 | 23.702 | 0.617 | 0.575 | 1.557 | 0.133 | 159.765 | 13.626 | 4.5795 | 1.557 | 0.133 | 7.1302 | 0.60907 | 0.617 | 0.57488 | 2173 | 5 | Dry Detention | 0.2 |  |  | TMDL | TMDL |  |  | 2864.061 | 412294.0018 | 183 | 20% | 20% | 1.426 | 0.12181
29 | 11 | 0.059987 | 189 | 29 | 11 | FOR | 0.89594 | 0.07 | 55.503 | 4.309 | 0.644 | 0.607 | 0.577 | 0.042 | 35.732 | 2.615 | 0.059987 | 0.577 | 0.042 | 0.034612 | 0.0025194 | 0.644 | 0.60681 | 2173 | 5 | Dry Detention | 0.2 |  |  | TMDL | TMDL |  |  | 2864.061 | 412294.0018 | 189 | 20% | 20% | 0.0069225 | 0.00050389
29 | 13 | 4.8256 | 191 | 29 | 13 | WET | 6.0023 | 0.545 | 1573.466 | 142.761 | 0.604 | 0.564 | 3.628 | 0.307 | 951.085 | 80.508 | 4.8256 | 3.628 | 0.307 | 17.5071 | 1.4814 | 0.604 | 0.56394 | 2173 | 5 | Dry Detention | 0.2 |  |  | TMDL | TMDL |  |  | 2864.061 | 412294.0018 | 191 | 20% | 20% | 3.5014 | 0.29629
29 | 4 | 3.4718 | 184 | 29 | 4 | IND | 7.4292 | 0.95 | 607.511 | 77.702 | 0.605 | 0.563 | 4.493 | 0.535 | 367.397 | 43.769 | 3.4718 | 4.493 | 0.535 | 15.5989 | 1.8574 | 0.605 | 0.5633 | 2262 | 5 | Dry Detention | 0.2 |  |  | TMDL | TMDL |  |  | 1843.4908 | 189857.8805 | 184 | 20% | 20% | 3.1198 | 0.37149
29 | 7 | 0.88673 | 185 | 29 | 7 | PAS | 3.8809 | 0.353 | 148.474 | 13.504 | 0.63 | 0.592 | 2.445 | 0.209 | 93.527 | 7.998 | 0.88673 | 2.445 | 0.209 | 2.1681 | 0.18533 | 0.63 | 0.59231 | 2262 | 5 | Dry Detention | 0.2 |  |  | TMDL | TMDL |  |  | 1843.4908 | 189857.8805 | 185 | 20% | 20% | 0.43361 | 0.037065
29 | 1 | 1.232 | 183 | 29 | 1 | LDR | 2.5221 | 0.231 | 258.866 | 23.702 | 0.617 | 0.575 | 1.557 | 0.133 | 159.765 | 13.626 | 1.232 | 1.557 | 0.133 | 1.9182 | 0.16385 | 0.617 | 0.57488 | 2263 | 5 | Dry Detention | 0.2 |  |  | TMDL | TMDL |  |  | 1552.4931 | 60803.6926 | 183 | 20% | 20% | 0.38364 | 0.032771
29 | 7 | 0.16388 | 185 | 29 | 7 | PAS | 3.8809 | 0.353 | 148.474 | 13.504 | 0.63 | 0.592 | 2.445 | 0.209 | 93.527 | 7.998 | 0.16388 | 2.445 | 0.209 | 0.40068 | 0.03425 | 0.63 | 0.59231 | 2263 | 5 | Dry Detention | 0.2 |  |  | TMDL | TMDL |  |  | 1552.4931 | 60803.6926 | 185 | 20% | 20% | 0.080135 | 0.00685
28 | 1 | 0.0057054 | 171 | 28 | 1 | LDR | 4.4144 | 0.393 | 411.071 | 36.639 | 0.729 | 0.695 | 3.217 | 0.273 | 299.59 | 25.46 | 0.0057054 | 3.217 | 0.273 | 0.018354 | 0.0015576 | 0.729 | 0.69488 | 2264 | 5 | Dry Detention | 0.2 |  |  | TMDL | TMDL |  |  | 188.2559 | 381.0062 | 171 | 20% | 20% | 0.0036708 | 0.00031151
28 | 7 | 0.0030414 | 176 | 28 | 7 | PAS | 6.9444 | 0.618 | 1550.51 | 137.995 | 0.738 | 0.706 | 5.126 | 0.437 | 1144.572 | 97.463 | 0.0030414 | 5.126 | 0.437 | 0.01559 | 0.0013291 | 0.738 | 0.70628 | 2264 | 5 | Dry Detention | 0.2 |  |  | TMDL | TMDL |  |  | 188.2559 | 381.0062 | 176 | 20% | 20% | 0.003118 | 0.00026582
25 | 4 | 7.5736 | 145 | 25 | 4 | IND | 11.7335 | 1.455 | 10291.696 | 1276.442 | 0.56 | 0.476 | 6.567 | 0.692 | 5759.832 | 606.958 | 7.5736 | 6.567 | 0.692 | 49.7355 | 5.2409 | 0.56 | 0.47551 | 2265 | 5 | Dry Detention | 0.2 |  |  | TMDL | TMDL |  |  | 5304.9496 | 414924.6997 | 145 | 20% | 20% | 9.9471 | 1.0482
25 | 13 | 1.9518 | 153 | 25 | 13 | WET | 7.8742 | 0.753 | 6518.99 | 623.534 | 0.566 | 0.486 | 4.457 | 0.366 | 3690.224 | 302.997 | 1.9518 | 4.457 | 0.366 | 8.6994 | 0.71438 | 0.566 | 0.48594 | 2265 | 5 | Dry Detention | 0.2 |  |  | TMDL | TMDL |  |  | 5304.9496 | 414924.6997 | 153 | 20% | 20% | 1.7399 | 0.14288
25 | 3 | 19.8875 | 144 | 25 | 3 | HDR | 16.4429 | 1.856 | 5216.46 | 588.853 | 0.568 | 0.484 | 9.341 | 0.899 | 2963.468 | 285.237 | 19.8875 | 9.341 | 0.899 | 185.7694 | 17.8789 | 0.568 | 0.48439 | 2266 | 5 | Dry Detention | 0.2 |  |  | TMDL | TMDL |  |  | 5696.3683 | 978037.1401 | 144 | 20% | 20% | 37.1539 | 3.5758
25 | 4 | 0.0070327 | 145 | 25 | 4 | IND | 11.7335 | 1.455 | 10291.696 | 1276.442 | 0.56 | 0.476 | 6.567 | 0.692 | 5759.832 | 606.958 | 0.0070327 | 6.567 | 0.692 | 0.046183 | 0.0048666 | 0.56 | 0.47551 | 2266 | 5 | Dry Detention | 0.2 |  |  | TMDL | TMDL |  |  | 5696.3683 | 978037.1401 | 145 | 20% | 20% | 0.0092367 | 0.00097332
25 | 12 | 1.4932 | 152 | 25 | 12 | WAT | 0.34466 | 0.021 | 36.473 | 2.263 | 0.581 | 0.494 | 0.2 | 0.011 | 21.175 | 1.117 | 1.4932 | 0.2 | 0.011 | 0.29865 | 0.016426 | 0.581 | 0.4938 | 2266 | 5 | Dry Detention | 0.2 |  |  | TMDL | TMDL |  |  | 5696.3683 | 978037.1401 | 152 | 20% | 20% | 0.05973 | 0.0032851
25 | 13 | 1.0649 | 153 | 25 | 13 | WET | 7.8742 | 0.753 | 6518.99 | 623.534 | 0.566 | 0.486 | 4.457 | 0.366 | 3690.224 | 302.997 | 1.0649 | 4.457 | 0.366 | 4.7464 | 0.38976 | 0.566 | 0.48594 | 2266 | 5 | Dry Detention | 0.2 |  |  | TMDL | TMDL |  |  | 5696.3683 | 978037.1401 | 153 | 20% | 20% | 0.94928 | 0.077953
24 | 3 | 4.064 | 133 | 24 | 3 | HDR | 20.209 | 2.142 | 4406.734 | 467.092 | 0.231 | 0.124 | 4.67 | 0.265 | 1018.363 | 57.887 | 4.064 | 2.691 | 0.138 | 10.9361 | 0.56083 | 0.133 | 0.064241 | 2267 | 5 | Dry Detention | 0.2 |  |  | TMDL | TMDL |  |  | 3421.8185 | 193766.5777 | 133 | 20% | 20% | 2.1872 | 0.11217
24 | 6 | 0.38433 | 135 | 24 | 6 | OPE | 4.2719 | 0.323 | 149.11 | 11.261 | 0.239 | 0.13 | 1.021 | 0.042 | 35.645 | 1.462 | 0.38433 | 0.594 | 0.022 | 0.22829 | 0.0084552 | 0.139 | 0.067473 | 2267 | 5 | Dry Detention | 0.2 |  |  | TMDL | TMDL |  |  | 3421.8185 | 193766.5777 | 135 | 20% | 20% | 0.045658 | 0.001691
24 | 2 | 5.0714 | 132 | 24 | 2 | MDR | 9.1244 | 0.747 | 4998.613 | 409.165 | 0.231 | 0.117 | 2.111 | 0.087 | 1156.347 | 47.73 | 5.0714 | 1.216 | 0.045 | 6.1669 | 0.22822 | 0.133 | 0.060038 | 2268 | 5 | Dry Detention | 0.2 |  |  | TMDL | TMDL |  |  | 9834.6153 | 1030935.9907 | 132 | 20% | 20% | 1.2334 | 0.045643
24 | 4 | 14.6943 | 134 | 24 | 4 | IND | 14.4894 | 1.67 | 3647.149 | 420.469 | 0.223 | 0.111 | 3.227 | 0.185 | 812.227 | 46.466 | 14.6943 | 1.836 | 0.095 | 26.9788 | 1.396 | 0.127 | 0.056659 | 2268 | 5 | Dry Detention | 0.2 |  |  | TMDL | TMDL |  |  | 9834.6153 | 1030935.9907 | 134 | 20% | 20% | 5.3958 | 0.27919
24 | 6 | 0.67317 | 135 | 24 | 6 | OPE | 4.2719 | 0.323 | 149.11 | 11.261 | 0.239 | 0.13 | 1.021 | 0.042 | 35.645 | 1.462 | 0.67317 | 0.594 | 0.022 | 0.39986 | 0.01481 | 0.139 | 0.067473 | 2268 | 5 | Dry Detention | 0.2 |  |  | TMDL | TMDL |  |  | 9834.6153 | 1030935.9907 | 135 | 20% | 20% | 0.079972 | 0.0029619
24 | 11 | 2.699 | 139 | 24 | 11 | FOR | 1.8811 | 0.129 | 301.544 | 20.656 | 0.255 | 0.167 | 0.48 | 0.022 | 76.946 | 3.459 | 2.699 | 0.284 | 0.011 | 0.76652 | 0.029689 | 0.151 | 0.088801 | 2268 | 5 | Dry Detention | 0.2 |  |  | TMDL | TMDL |  |  | 9834.6153 | 1030935.9907 | 139 | 20% | 20% | 0.1533 | 0.0059378
24 | 13 | 0.52918 | 141 | 24 | 13 | WET | 7.4495 | 0.68 | 3122.888 | 285.148 | 0.237 | 0.139 | 1.764 | 0.095 | 739.648 | 39.666 | 0.52918 | 1.023 | 0.049 | 0.54135 | 0.02593 | 0.137 | 0.072548 | 2268 | 5 | Dry Detention | 0.2 |  |  | TMDL | TMDL |  |  | 9834.6153 | 1030935.9907 | 141 | 20% | 20% | 0.10827 | 0.0051859
24 | 3 | 20.1332 | 133 | 24 | 3 | HDR | 20.209 | 2.142 | 4406.734 | 467.092 | 0.231 | 0.124 | 4.67 | 0.265 | 1018.363 | 57.887 | 20.1332 | 2.691 | 0.138 | 54.1783 | 2.7784 | 0.133 | 0.064241 | 2269 | 5 | Dry Detention | 0.2 |  |  | TMDL | TMDL |  |  | 8108.5854 | 876996.9738 | 133 | 20% | 20% | 10.8357 | 0.55568
24 | 2 | 8.2411 | 132 | 24 | 2 | MDR | 9.1244 | 0.747 | 4998.613 | 409.165 | 0.231 | 0.117 | 2.111 | 0.087 | 1156.347 | 47.73 | 8.2411 | 1.216 | 0.045 | 10.0212 | 0.37085 | 0.133 | 0.060038 | 2270 | 5 | Dry Detention | 0.2 |  |  | TMDL | TMDL |  |  | 3674.1195 | 358980.7575 | 132 | 20% | 20% | 2.0042 | 0.07417
25 | 2 | 0.42933 | 143 | 25 | 2 | MDR | 7.5947 | 0.683 | 4904.55 | 441.294 | 0.568 | 0.482 | 4.316 | 0.329 | 2787.239 | 212.506 | 0.42933 | 4.316 | 0.329 | 1.853 | 0.14125 | 0.568 | 0.48155 | 2271 | 5 | Dry Detention | 0.2 |  |  | TMDL | TMDL |  |  | 760.2305 | 18701.606 | 143 | 20% | 20% | 0.3706 | 0.02825
25 | 1 | 0.05097 | 142 | 25 | 1 | LDR | 3.9545 | 0.344 | 1128.698 | 98.244 | 0.57 | 0.484 | 2.254 | 0.166 | 643.339 | 47.513 | 0.05097 | 2.254 | 0.166 | 0.11489 | 0.008461 | 0.57 | 0.48362 | 2272 | 5 | Dry Detention | 0.2 |  |  | TMDL | TMDL |  |  | 1158.4541 | 42441.0776 | 142 | 20% | 20% | 0.022977 | 0.0016922
25 | 2 | 0.92101 | 143 | 25 | 2 | MDR | 7.5947 | 0.683 | 4904.55 | 441.294 | 0.568 | 0.482 | 4.316 | 0.329 | 2787.239 | 212.506 | 0.92101 | 4.316 | 0.329 | 3.9751 | 0.30301 | 0.568 | 0.48155 | 2272 | 5 | Dry Detention | 0.2 |  |  | TMDL | TMDL |  |  | 1158.4541 | 42441.0776 | 143 | 20% | 20% | 0.79501 | 0.060602
25 | 3 | 0.0023396 | 144 | 25 | 3 | HDR | 16.4429 | 1.856 | 5216.46 | 588.853 | 0.568 | 0.484 | 9.341 | 0.899 | 2963.468 | 285.237 | 0.0023396 | 9.341 | 0.899 | 0.021854 | 0.0021033 | 0.568 | 0.48439 | 2272 | 5 | Dry Detention | 0.2 |  |  | TMDL | TMDL |  |  | 1158.4541 | 42441.0776 | 144 | 20% | 20% | 0.0043709 | 0.00042066
24 | 3 | 10.0858 | 133 | 24 | 3 | HDR | 20.209 | 2.142 | 4406.734 | 467.092 | 0.231 | 0.124 | 4.67 | 0.265 | 1018.363 | 57.887 | 10.0858 | 2.691 | 0.138 | 27.1409 | 1.3918 | 0.133 | 0.064241 | 2273 | 5 | Dry Detention | 0.2 |  |  | TMDL | TMDL |  |  | 8631.8082 | 445519.3701 | 133 | 20% | 20% | 5.4282 | 0.27837
24 | 13 | 0.14196 | 141 | 24 | 13 | WET | 7.4495 | 0.68 | 3122.888 | 285.148 | 0.237 | 0.139 | 1.764 | 0.095 | 739.648 | 39.666 | 0.14196 | 1.023 | 0.049 | 0.14523 | 0.0069561 | 0.137 | 0.072548 | 2273 | 5 | Dry Detention | 0.2 |  |  | TMDL | TMDL |  |  | 8631.8082 | 445519.3701 | 141 | 20% | 20% | 0.029045 | 0.0013912
24 | 2 | 0.0036667 | 132 | 24 | 2 | MDR | 9.1244 | 0.747 | 4998.613 | 409.165 | 0.231 | 0.117 | 2.111 | 0.087 | 1156.347 | 47.73 | 0.0036667 | 1.216 | 0.045 | 0.0044588 | 0.000165 | 0.133 | 0.060038 | 2274 | 5 | Dry Detention | 0.2 |  |  | TMDL | TMDL |  |  | 2768.0497 | 27200.2794 | 132 | 20% | 20% | 0.00089175 | 3.3001e-05
24 | 3 | 0.082925 | 133 | 24 | 3 | HDR | 20.209 | 2.142 | 4406.734 | 467.092 | 0.231 | 0.124 | 4.67 | 0.265 | 1018.363 | 57.887 | 0.082925 | 2.691 | 0.138 | 0.22315 | 0.011444 | 0.133 | 0.064241 | 2274 | 5 | Dry Detention | 0.2 |  |  | TMDL | TMDL |  |  | 2768.0497 | 27200.2794 | 133 | 20% | 20% | 0.04463 | 0.0022887
24 | 10 | 0.42963 | 138 | 24 | 10 | RAN | 3.2235 | 0.227 | 64.259 | 4.534 | 0.246 | 0.141 | 0.794 | 0.032 | 15.834 | 0.639 | 0.42963 | 0.466 | 0.017 | 0.20021 | 0.0073036 | 0.144 | 0.073664 | 2274 | 5 | Dry Detention | 0.2 |  |  | TMDL | TMDL |  |  | 2768.0497 | 27200.2794 | 138 | 20% | 20% | 0.040041 | 0.0014607
24 | 13 | 0.10822 | 141 | 24 | 13 | WET | 7.4495 | 0.68 | 3122.888 | 285.148 | 0.237 | 0.139 | 1.764 | 0.095 | 739.648 | 39.666 | 0.10822 | 1.023 | 0.049 | 0.11071 | 0.0053027 | 0.137 | 0.072548 | 2274 | 5 | Dry Detention | 0.2 |  |  | TMDL | TMDL |  |  | 2768.0497 | 27200.2794 | 141 | 20% | 20% | 0.022141 | 0.0010605
25 | 4 | 1.1344 | 145 | 25 | 4 | IND | 11.7335 | 1.455 | 10291.696 | 1276.442 | 0.56 | 0.476 | 6.567 | 0.692 | 5759.832 | 606.958 | 1.1344 | 6.567 | 0.692 | 7.4495 | 0.78499 | 0.56 | 0.47551 | 2275 | 5 | Dry Detention | 0.2 |  |  | TMDL | TMDL |  |  | 1811.2586 | 79552.6138 | 145 | 20% | 20% | 1.4899 | 0.157
25 | 13 | 0.6919 | 153 | 25 | 13 | WET | 7.8742 | 0.753 | 6518.99 | 623.534 | 0.566 | 0.486 | 4.457 | 0.366 | 3690.224 | 302.997 | 0.6919 | 4.457 | 0.366 | 3.0838 | 0.25324 | 0.566 | 0.48594 | 2275 | 5 | Dry Detention | 0.2 |  |  | TMDL | TMDL |  |  | 1811.2586 | 79552.6138 | 153 | 20% | 20% | 0.61676 | 0.050647
25 | 2 | 0.23721 | 143 | 25 | 2 | MDR | 7.5947 | 0.683 | 4904.55 | 441.294 | 0.568 | 0.482 | 4.316 | 0.329 | 2787.239 | 212.506 | 0.23721 | 4.316 | 0.329 | 1.0238 | 0.078043 | 0.568 | 0.48155 | 2276 | 5 | Dry Detention | 0.2 |  |  | TMDL | TMDL |  |  | 429.1041 | 10332.9816 | 143 | 20% | 20% | 0.20476 | 0.015609
25 | 2 | 0.50958 | 143 | 25 | 2 | MDR | 7.5947 | 0.683 | 4904.55 | 441.294 | 0.568 | 0.482 | 4.316 | 0.329 | 2787.239 | 212.506 | 0.50958 | 4.316 | 0.329 | 2.1994 | 0.16765 | 0.568 | 0.48155 | 2277 | 5 | Dry Detention | 0.2 |  |  | TMDL | TMDL |  |  | 603.8331 | 22197.4323 | 143 | 20% | 20% | 0.43987 | 0.033531
24 | 2 | 0.21827 | 132 | 24 | 2 | MDR | 9.1244 | 0.747 | 4998.613 | 409.165 | 0.231 | 0.117 | 2.111 | 0.087 | 1156.347 | 47.73 | 0.21827 | 1.216 | 0.045 | 0.26542 | 0.0098221 | 0.133 | 0.060038 | 2278 | 5 | Dry Detention | 0.2 |  |  | TMDL | TMDL |  |  | 395.4218 | 9507.7868 | 132 | 20% | 20% | 0.053083 | 0.0019644
25 | 2 | 0.23171 | 143 | 25 | 2 | MDR | 7.5947 | 0.683 | 4904.55 | 441.294 | 0.568 | 0.482 | 4.316 | 0.329 | 2787.239 | 212.506 | 0.23171 | 4.316 | 0.329 | 1.0001 | 0.076232 | 0.568 | 0.48155 | 2279 | 5 | Dry Detention | 0.2 |  |  | TMDL | TMDL |  |  | 410.888 | 10093.1626 | 143 | 20% | 20% | 0.20001 | 0.015246
25 | 2 | 0.56579 | 143 | 25 | 2 | MDR | 7.5947 | 0.683 | 4904.55 | 441.294 | 0.568 | 0.482 | 4.316 | 0.329 | 2787.239 | 212.506 | 0.56579 | 4.316 | 0.329 | 2.4419 | 0.18614 | 0.568 | 0.48155 | 2280 | 5 | Dry Detention | 0.2 |  |  | TMDL | TMDL |  |  | 646.0334 | 24645.5796 | 143 | 20% | 20% | 0.48839 | 0.037229
27 | 1 | 1.9194 | 160 | 27 | 1 | LDR | 3.5863 | 0.278 | 520.236 | 40.302 | 0.318 | 0.314 | 1.14 | 0.087 | 165.438 | 12.639 | 1.9194 | 1.14 | 0.087 | 2.1881 | 0.16699 | 0.318 | 0.31361 | 2281 | 5 | Dry Detention | 0.2 |  |  | TMDL | TMDL |  |  | 1951.0024 | 156496.5812 | 160 | 20% | 20% | 0.43763 | 0.033398
27 | 8 | 1.4774 | 165 | 27 | 8 | AGR | 6.339 | 0.515 | 127.884 | 10.392 | 0.334 | 0.337 | 2.114 | 0.173 | 42.658 | 3.5 | 1.4774 | 2.114 | 0.173 | 3.1232 | 0.25558 | 0.334 | 0.33678 | 2281 | 5 | Dry Detention | 0.2 |  |  | TMDL | TMDL |  |  | 1951.0024 | 156496.5812 | 165 | 20% | 20% | 0.62463 | 0.051117
27 | 12 | 0.19591 | 169 | 27 | 12 | WAT | 0.25464 | 0.015 | 22.963 | 1.334 | 0.331 | 0.325 | 0.084 | 0.005 | 7.601 | 0.434 | 0.19591 | 0.084 | 0.005 | 0.016457 | 0.00097956 | 0.331 | 0.32541 | 2281 | 5 | Dry Detention | 0.2 |  |  | TMDL | TMDL |  |  | 1951.0024 | 156496.5812 | 169 | 20% | 20% | 0.0032913 | 0.00019591
24 | 3 | 0.15478 | 133 | 24 | 3 | HDR | 20.209 | 2.142 | 4406.734 | 467.092 | 0.231 | 0.124 | 4.67 | 0.265 | 1018.363 | 57.887 | 0.15478 | 2.691 | 0.138 | 0.41652 | 0.02136 | 0.133 | 0.064241 | 2282 | 5 | Dry Detention | 0.2 |  |  | TMDL | TMDL |  |  | 3291.2085 | 446732.9456 | 133 | 20% | 20% | 0.083305 | 0.004272
24 | 7 | 0.50811 | 136 | 24 | 7 | PAS | 8.2907 | 0.681 | 151.419 | 12.446 | 0.243 | 0.136 | 2.016 | 0.093 | 36.827 | 1.692 | 0.50811 | 1.178 | 0.048 | 0.59855 | 0.024389 | 0.142 | 0.070814 | 2282 | 5 | Dry Detention | 0.2 |  |  | TMDL | TMDL |  |  | 3291.2085 | 446732.9456 | 136 | 20% | 20% | 0.11971 | 0.0048779
24 | 11 | 0.32652 | 139 | 24 | 11 | FOR | 1.8811 | 0.129 | 301.544 | 20.656 | 0.255 | 0.167 | 0.48 | 0.022 | 76.946 | 3.459 | 0.32652 | 0.284 | 0.011 | 0.092732 | 0.0035917 | 0.151 | 0.088801 | 2282 | 5 | Dry Detention | 0.2 |  |  | TMDL | TMDL |  |  | 3291.2085 | 446732.9456 | 139 | 20% | 20% | 0.018546 | 0.00071835
24 | 13 | 9.2662 | 141 | 24 | 13 | WET | 7.4495 | 0.68 | 3122.888 | 285.148 | 0.237 | 0.139 | 1.764 | 0.095 | 739.648 | 39.666 | 9.2662 | 1.023 | 0.049 | 9.4793 | 0.45404 | 0.137 | 0.072548 | 2282 | 5 | Dry Detention | 0.2 |  |  | TMDL | TMDL |  |  | 3291.2085 | 446732.9456 | 141 | 20% | 20% | 1.8959 | 0.090809
24 | 2 | 0.22503 | 132 | 24 | 2 | MDR | 9.1244 | 0.747 | 4998.613 | 409.165 | 0.231 | 0.117 | 2.111 | 0.087 | 1156.347 | 47.73 | 0.22503 | 1.216 | 0.045 | 0.27363 | 0.010126 | 0.133 | 0.060038 | 2283 | 5 | Dry Detention | 0.2 |  |  | TMDL | TMDL |  |  | 385.6326 | 9802.1993 | 132 | 20% | 20% | 0.054727 | 0.0020253
24 | 2 | 0.20043 | 132 | 24 | 2 | MDR | 9.1244 | 0.747 | 4998.613 | 409.165 | 0.231 | 0.117 | 2.111 | 0.087 | 1156.347 | 47.73 | 0.20043 | 1.216 | 0.045 | 0.24372 | 0.0090193 | 0.133 | 0.060038 | 2284 | 5 | Dry Detention | 0.2 |  |  | TMDL | TMDL |  |  | 376.9203 | 8730.6845 | 132 | 20% | 20% | 0.048745 | 0.0018039
25 | 2 | 0.4193 | 143 | 25 | 2 | MDR | 7.5947 | 0.683 | 4904.55 | 441.294 | 0.568 | 0.482 | 4.316 | 0.329 | 2787.239 | 212.506 | 0.4193 | 4.316 | 0.329 | 1.8097 | 0.13795 | 0.568 | 0.48155 | 2285 | 5 | Dry Detention | 0.2 |  |  | TMDL | TMDL |  |  | 571.4759 | 18264.7898 | 143 | 20% | 20% | 0.36194 | 0.02759
24 | 2 | 0.23644 | 132 | 24 | 2 | MDR | 9.1244 | 0.747 | 4998.613 | 409.165 | 0.231 | 0.117 | 2.111 | 0.087 | 1156.347 | 47.73 | 0.23644 | 1.216 | 0.045 | 0.28751 | 0.01064 | 0.133 | 0.060038 | 2286 | 5 | Dry Detention | 0.2 |  |  | TMDL | TMDL |  |  | 408.3993 | 10299.0843 | 132 | 20% | 20% | 0.057501 | 0.0021279
25 | 4 | 0.84523 | 145 | 25 | 4 | IND | 11.7335 | 1.455 | 10291.696 | 1276.442 | 0.56 | 0.476 | 6.567 | 0.692 | 5759.832 | 606.958 | 0.84523 | 6.567 | 0.692 | 5.5506 | 0.5849 | 0.56 | 0.47551 | 2287 | 5 | Dry Detention | 0.2 |  |  | TMDL | TMDL |  |  | 992.5621 | 38256.454 | 145 | 20% | 20% | 1.1101 | 0.11698
25 | 13 | 0.033021 | 153 | 25 | 13 | WET | 7.8742 | 0.753 | 6518.99 | 623.534 | 0.566 | 0.486 | 4.457 | 0.366 | 3690.224 | 302.997 | 0.033021 | 4.457 | 0.366 | 0.14717 | 0.012086 | 0.566 | 0.48594 | 2287 | 5 | Dry Detention | 0.2 |  |  | TMDL | TMDL |  |  | 992.5621 | 38256.454 | 153 | 20% | 20% | 0.029435 | 0.0024171
24 | 2 | 0.15197 | 132 | 24 | 2 | MDR | 9.1244 | 0.747 | 4998.613 | 409.165 | 0.231 | 0.117 | 2.111 | 0.087 | 1156.347 | 47.73 | 0.15197 | 1.216 | 0.045 | 0.18479 | 0.0068386 | 0.133 | 0.060038 | 2288 | 5 | Dry Detention | 0.2 |  |  | TMDL | TMDL |  |  | 340.5503 | 6619.6922 | 132 | 20% | 20% | 0.036959 | 0.0013677
24 | 2 | 0.21384 | 132 | 24 | 2 | MDR | 9.1244 | 0.747 | 4998.613 | 409.165 | 0.231 | 0.117 | 2.111 | 0.087 | 1156.347 | 47.73 | 0.21384 | 1.216 | 0.045 | 0.26003 | 0.0096227 | 0.133 | 0.060038 | 2289 | 5 | Dry Detention | 0.2 |  |  | TMDL | TMDL |  |  | 389.6247 | 9314.7437 | 132 | 20% | 20% | 0.052005 | 0.0019245
24 | 2 | 0.27147 | 132 | 24 | 2 | MDR | 9.1244 | 0.747 | 4998.613 | 409.165 | 0.231 | 0.117 | 2.111 | 0.087 | 1156.347 | 47.73 | 0.27147 | 1.216 | 0.045 | 0.33011 | 0.012216 | 0.133 | 0.060038 | 2290 | 5 | Dry Detention | 0.2 |  |  | TMDL | TMDL |  |  | 809.8348 | 24792.4696 | 132 | 20% | 20% | 0.066022 | 0.0024433
24 | 11 | 0.046447 | 139 | 24 | 11 | FOR | 1.8811 | 0.129 | 301.544 | 20.656 | 0.255 | 0.167 | 0.48 | 0.022 | 76.946 | 3.459 | 0.046447 | 0.284 | 0.011 | 0.013191 | 0.00051092 | 0.151 | 0.088801 | 2290 | 5 | Dry Detention | 0.2 |  |  | TMDL | TMDL |  |  | 809.8348 | 24792.4696 | 139 | 20% | 20% | 0.0026382 | 0.00010218
24 | 13 | 0.25124 | 141 | 24 | 13 | WET | 7.4495 | 0.68 | 3122.888 | 285.148 | 0.237 | 0.139 | 1.764 | 0.095 | 739.648 | 39.666 | 0.25124 | 1.023 | 0.049 | 0.25702 | 0.012311 | 0.137 | 0.072548 | 2290 | 5 | Dry Detention | 0.2 |  |  | TMDL | TMDL |  |  | 809.8348 | 24792.4696 | 141 | 20% | 20% | 0.051403 | 0.0024621
27 | 7 | 2.819 | 164 | 27 | 7 | PAS | 5.695 | 0.446 | 525.602 | 41.141 | 0.328 | 0.329 | 1.869 | 0.147 | 172.478 | 13.55 | 2.819 | 1.869 | 0.147 | 5.2687 | 0.41439 | 0.328 | 0.32937 | 2291 | 5 | Dry Detention | 0.2 |  |  | TMDL | TMDL |  |  | 3323.3306 | 218445.345 | 164 | 20% | 20% | 1.0537 | 0.082878
27 | 10 | 2.0009 | 167 | 27 | 10 | RAN | 2.1264 | 0.146 | 101.046 | 6.961 | 0.331 | 0.331 | 0.703 | 0.048 | 33.419 | 2.302 | 2.0009 | 0.703 | 0.048 | 1.4066 | 0.096043 | 0.331 | 0.33077 | 2291 | 5 | Dry Detention | 0.2 |  |  | TMDL | TMDL |  |  | 3323.3306 | 218445.345 | 167 | 20% | 20% | 0.28133 | 0.019209
27 | 12 | 0.022969 | 169 | 27 | 12 | WAT | 0.25464 | 0.015 | 22.963 | 1.334 | 0.331 | 0.325 | 0.084 | 0.005 | 7.601 | 0.434 | 0.022969 | 0.084 | 0.005 | 0.0019294 | 0.00011484 | 0.331 | 0.32541 | 2291 | 5 | Dry Detention | 0.2 |  |  | TMDL | TMDL |  |  | 3323.3306 | 218445.345 | 169 | 20% | 20% | 0.00038587 | 2.2969e-05
27 | 13 | 0.17198 | 170 | 27 | 13 | WET | 7.3681 | 0.61 | 1220.395 | 101.006 | 0.315 | 0.319 | 2.322 | 0.195 | 384.602 | 32.222 | 0.17198 | 2.322 | 0.195 | 0.39933 | 0.033536 | 0.315 | 0.31901 | 2291 | 5 | Dry Detention | 0.2 |  |  | TMDL | TMDL |  |  | 3323.3306 | 218445.345 | 170 | 20% | 20% | 0.079866 | 0.0067071
24 | 2 | 0.20016 | 132 | 24 | 2 | MDR | 9.1244 | 0.747 | 4998.613 | 409.165 | 0.231 | 0.117 | 2.111 | 0.087 | 1156.347 | 47.73 | 0.20016 | 1.216 | 0.045 | 0.2434 | 0.0090072 | 0.133 | 0.060038 | 2292 | 5 | Dry Detention | 0.2 |  |  | TMDL | TMDL |  |  | 371.5526 | 8718.9703 | 132 | 20% | 20% | 0.048679 | 0.0018014
24 | 2 | 0.24141 | 132 | 24 | 2 | MDR | 9.1244 | 0.747 | 4998.613 | 409.165 | 0.231 | 0.117 | 2.111 | 0.087 | 1156.347 | 47.73 | 0.24141 | 1.216 | 0.045 | 0.29355 | 0.010863 | 0.133 | 0.060038 | 2293 | 5 | Dry Detention | 0.2 |  |  | TMDL | TMDL |  |  | 400.7234 | 10515.7036 | 132 | 20% | 20% | 0.05871 | 0.0021727
25 | 2 | 0.19899 | 143 | 25 | 2 | MDR | 7.5947 | 0.683 | 4904.55 | 441.294 | 0.568 | 0.482 | 4.316 | 0.329 | 2787.239 | 212.506 | 0.19899 | 4.316 | 0.329 | 0.85884 | 0.065468 | 0.568 | 0.48155 | 2294 | 5 | Dry Detention | 0.2 |  |  | TMDL | TMDL |  |  | 387.5047 | 8667.9971 | 143 | 20% | 20% | 0.17177 | 0.013094
25 | 2 | 0.37774 | 143 | 25 | 2 | MDR | 7.5947 | 0.683 | 4904.55 | 441.294 | 0.568 | 0.482 | 4.316 | 0.329 | 2787.239 | 212.506 | 0.37774 | 4.316 | 0.329 | 1.6303 | 0.12428 | 0.568 | 0.48155 | 2295 | 5 | Dry Detention | 0.2 |  |  | TMDL | TMDL |  |  | 504.7933 | 16454.2266 | 143 | 20% | 20% | 0.32606 | 0.024855
24 | 2 | 1.3863 | 132 | 24 | 2 | MDR | 9.1244 | 0.747 | 4998.613 | 409.165 | 0.231 | 0.117 | 2.111 | 0.087 | 1156.347 | 47.73 | 1.3863 | 1.216 | 0.045 | 1.6857 | 0.062382 | 0.133 | 0.060038 | 2296 | 5 | Dry Detention | 0.2 |  |  | TMDL | TMDL |  |  | 1996.8718 | 78836.1381 | 132 | 20% | 20% | 0.33714 | 0.012476
24 | 13 | 0.42357 | 141 | 24 | 13 | WET | 7.4495 | 0.68 | 3122.888 | 285.148 | 0.237 | 0.139 | 1.764 | 0.095 | 739.648 | 39.666 | 0.42357 | 1.023 | 0.049 | 0.43332 | 0.020755 | 0.137 | 0.072548 | 2296 | 5 | Dry Detention | 0.2 |  |  | TMDL | TMDL |  |  | 1996.8718 | 78836.1381 | 141 | 20% | 20% | 0.086663 | 0.004151
25 | 2 | 1.1588 | 143 | 25 | 2 | MDR | 7.5947 | 0.683 | 4904.55 | 441.294 | 0.568 | 0.482 | 4.316 | 0.329 | 2787.239 | 212.506 | 1.1588 | 4.316 | 0.329 | 5.0015 | 0.38125 | 0.568 | 0.48155 | 2297 | 5 | Dry Detention | 0.2 |  |  | TMDL | TMDL |  |  | 9083.8791 | 2168316.7661 | 143 | 20% | 20% | 1.0003 | 0.076251
25 | 3 | 46.0652 | 144 | 25 | 3 | HDR | 16.4429 | 1.856 | 5216.46 | 588.853 | 0.568 | 0.484 | 9.341 | 0.899 | 2963.468 | 285.237 | 46.0652 | 9.341 | 0.899 | 430.2953 | 41.4126 | 0.568 | 0.48439 | 2297 | 5 | Dry Detention | 0.2 |  |  | TMDL | TMDL |  |  | 9083.8791 | 2168316.7661 | 144 | 20% | 20% | 86.0591 | 8.2825
25 | 6 | 0.43383 | 146 | 25 | 6 | OPE | 3.6205 | 0.302 | 81.319 | 6.781 | 0.574 | 0.489 | 2.08 | 0.148 | 46.71 | 3.314 | 0.43383 | 2.08 | 0.148 | 0.90236 | 0.064206 | 0.574 | 0.48869 | 2297 | 5 | Dry Detention | 0.2 |  |  | TMDL | TMDL |  |  | 9083.8791 | 2168316.7661 | 146 | 20% | 20% | 0.18047 | 0.012841
25 | 13 | 2.1182 | 153 | 25 | 13 | WET | 7.8742 | 0.753 | 6518.99 | 623.534 | 0.566 | 0.486 | 4.457 | 0.366 | 3690.224 | 302.997 | 2.1182 | 4.457 | 0.366 | 9.4409 | 0.77526 | 0.566 | 0.48594 | 2297 | 5 | Dry Detention | 0.2 |  |  | TMDL | TMDL |  |  | 9083.8791 | 2168316.7661 | 153 | 20% | 20% | 1.8882 | 0.15505
27 | 2 | 0.0018174 | 161 | 27 | 2 | MDR | 6.9313 | 0.556 | 152.295 | 12.207 | 0.317 | 0.312 | 2.194 | 0.173 | 48.203 | 3.804 | 0.0018174 | 2.194 | 0.173 | 0.0039873 | 0.00031441 | 0.317 | 0.31158 | 2297 | 5 | Dry Detention | 0.2 |  |  | TMDL | TMDL |  |  | 9083.8791 | 2168316.7661 | 161 | 20% | 20% | 0.00079746 | 6.2881e-05
24 | 2 | 0.46994 | 132 | 24 | 2 | MDR | 9.1244 | 0.747 | 4998.613 | 409.165 | 0.231 | 0.117 | 2.111 | 0.087 | 1156.347 | 47.73 | 0.46994 | 1.216 | 0.045 | 0.57144 | 0.021147 | 0.133 | 0.060038 | 2298 | 5 | Dry Detention | 0.2 |  |  | TMDL | TMDL |  |  | 787.4244 | 36169.6627 | 132 | 20% | 20% | 0.11429 | 0.0042294
24 | 13 | 0.36041 | 141 | 24 | 13 | WET | 7.4495 | 0.68 | 3122.888 | 285.148 | 0.237 | 0.139 | 1.764 | 0.095 | 739.648 | 39.666 | 0.36041 | 1.023 | 0.049 | 0.3687 | 0.01766 | 0.137 | 0.072548 | 2298 | 5 | Dry Detention | 0.2 |  |  | TMDL | TMDL |  |  | 787.4244 | 36169.6627 | 141 | 20% | 20% | 0.073739 | 0.003532
27 | 1 | 0.24875 | 160 | 27 | 1 | LDR | 3.5863 | 0.278 | 520.236 | 40.302 | 0.318 | 0.314 | 1.14 | 0.087 | 165.438 | 12.639 | 0.24875 | 1.14 | 0.087 | 0.28357 | 0.021641 | 0.318 | 0.31361 | 2299 | 5 | Dry Detention | 0.2 |  |  | TMDL | TMDL |  |  | 2199.8446 | 73808.0631 | 160 | 20% | 20% | 0.056714 | 0.0043282
27 | 9 | 0.83805 | 166 | 27 | 9 | AGT | 3.9485 | 0.309 | 50.92 | 3.982 | 0.334 | 0.336 | 1.318 | 0.104 | 16.991 | 1.336 | 0.83805 | 1.318 | 0.104 | 1.1045 | 0.087157 | 0.334 | 0.33552 | 2299 | 5 | Dry Detention | 0.2 |  |  | TMDL | TMDL |  |  | 2199.8446 | 73808.0631 | 166 | 20% | 20% | 0.22091 | 0.017431
27 | 12 | 0.41346 | 169 | 27 | 12 | WAT | 0.25464 | 0.015 | 22.963 | 1.334 | 0.331 | 0.325 | 0.084 | 0.005 | 7.601 | 0.434 | 0.41346 | 0.084 | 0.005 | 0.034731 | 0.0020673 | 0.331 | 0.32541 | 2299 | 5 | Dry Detention | 0.2 |  |  | TMDL | TMDL |  |  | 2199.8446 | 73808.0631 | 169 | 20% | 20% | 0.0069462 | 0.00041346
27 | 13 | 0.19415 | 170 | 27 | 13 | WET | 7.3681 | 0.61 | 1220.395 | 101.006 | 0.315 | 0.319 | 2.322 | 0.195 | 384.602 | 32.222 | 0.19415 | 2.322 | 0.195 | 0.45081 | 0.037859 | 0.315 | 0.31901 | 2299 | 5 | Dry Detention | 0.2 |  |  | TMDL | TMDL |  |  | 2199.8446 | 73808.0631 | 170 | 20% | 20% | 0.090162 | 0.0075717
24 | 2 | 0.32788 | 132 | 24 | 2 | MDR | 9.1244 | 0.747 | 4998.613 | 409.165 | 0.231 | 0.117 | 2.111 | 0.087 | 1156.347 | 47.73 | 0.32788 | 1.216 | 0.045 | 0.3987 | 0.014754 | 0.133 | 0.060038 | 2300 | 5 | Dry Detention | 0.2 |  |  | TMDL | TMDL |  |  | 496.0638 | 14282.2876 | 132 | 20% | 20% | 0.07974 | 0.0029509
24 | 4 | 0.80164 | 134 | 24 | 4 | IND | 14.4894 | 1.67 | 3647.149 | 420.469 | 0.223 | 0.111 | 3.227 | 0.185 | 812.227 | 46.466 | 0.80164 | 1.836 | 0.095 | 1.4718 | 0.076156 | 0.127 | 0.056659 | 2301 | 5 | Dry Detention | 0.2 |  |  | TMDL | TMDL |  |  | 772.1412 | 34919.484 | 134 | 20% | 20% | 0.29436 | 0.015231
25 | 4 | 4.5637 | 145 | 25 | 4 | IND | 11.7335 | 1.455 | 10291.696 | 1276.442 | 0.56 | 0.476 | 6.567 | 0.692 | 5759.832 | 606.958 | 4.5637 | 6.567 | 0.692 | 29.9696 | 3.1581 | 0.56 | 0.47551 | 2302 | 5 | Dry Detention | 0.2 |  |  | TMDL | TMDL |  |  | 2403.8836 | 218987.4884 | 145 | 20% | 20% | 5.9939 | 0.63161
25 | 13 | 0.46361 | 153 | 25 | 13 | WET | 7.8742 | 0.753 | 6518.99 | 623.534 | 0.566 | 0.486 | 4.457 | 0.366 | 3690.224 | 302.997 | 0.46361 | 4.457 | 0.366 | 2.0663 | 0.16968 | 0.566 | 0.48594 | 2302 | 5 | Dry Detention | 0.2 |  |  | TMDL | TMDL |  |  | 2403.8836 | 218987.4884 | 153 | 20% | 20% | 0.41326 | 0.033936
24 | 2 | 0.19266 | 132 | 24 | 2 | MDR | 9.1244 | 0.747 | 4998.613 | 409.165 | 0.231 | 0.117 | 2.111 | 0.087 | 1156.347 | 47.73 | 0.19266 | 1.216 | 0.045 | 0.23427 | 0.0086695 | 0.133 | 0.060038 | 2303 | 5 | Dry Detention | 0.2 |  |  | TMDL | TMDL |  |  | 362.9037 | 8392.0448 | 132 | 20% | 20% | 0.046854 | 0.0017339
25 | 2 | 0.27508 | 143 | 25 | 2 | MDR | 7.5947 | 0.683 | 4904.55 | 441.294 | 0.568 | 0.482 | 4.316 | 0.329 | 2787.239 | 212.506 | 0.27508 | 4.316 | 0.329 | 1.1873 | 0.090502 | 0.568 | 0.48155 | 2304 | 5 | Dry Detention | 0.2 |  |  | TMDL | TMDL |  |  | 535.2666 | 11982.5579 | 143 | 20% | 20% | 0.23745 | 0.0181
24 | 2 | 0.15138 | 132 | 24 | 2 | MDR | 9.1244 | 0.747 | 4998.613 | 409.165 | 0.231 | 0.117 | 2.111 | 0.087 | 1156.347 | 47.73 | 0.15138 | 1.216 | 0.045 | 0.18408 | 0.006812 | 0.133 | 0.060038 | 2305 | 5 | Dry Detention | 0.2 |  |  | TMDL | TMDL |  |  | 339.9277 | 6593.9875 | 132 | 20% | 20% | 0.036815 | 0.0013624
24 | 2 | 0.13982 | 132 | 24 | 2 | MDR | 9.1244 | 0.747 | 4998.613 | 409.165 | 0.231 | 0.117 | 2.111 | 0.087 | 1156.347 | 47.73 | 0.13982 | 1.216 | 0.045 | 0.17002 | 0.0062919 | 0.133 | 0.060038 | 2306 | 5 | Dry Detention | 0.2 |  |  | TMDL | TMDL |  |  | 308.2174 | 6090.5649 | 132 | 20% | 20% | 0.034004 | 0.0012584
25 | 3 | 0.2251 | 144 | 25 | 3 | HDR | 16.4429 | 1.856 | 5216.46 | 588.853 | 0.568 | 0.484 | 9.341 | 0.899 | 2963.468 | 285.237 | 0.2251 | 9.341 | 0.899 | 2.1027 | 0.20237 | 0.568 | 0.48439 | 2307 | 5 | Dry Detention | 0.2 |  |  | TMDL | TMDL |  |  | 404.6628 | 9805.4776 | 144 | 20% | 20% | 0.42054 | 0.040474
24 | 2 | 0.30635 | 132 | 24 | 2 | MDR | 9.1244 | 0.747 | 4998.613 | 409.165 | 0.231 | 0.117 | 2.111 | 0.087 | 1156.347 | 47.73 | 0.30635 | 1.216 | 0.045 | 0.37252 | 0.013786 | 0.133 | 0.060038 | 2308 | 5 | Dry Detention | 0.2 |  |  | TMDL | TMDL |  |  | 477.3889 | 13344.3922 | 132 | 20% | 20% | 0.074503 | 0.0027571
24 | 2 | 0.19123 | 132 | 24 | 2 | MDR | 9.1244 | 0.747 | 4998.613 | 409.165 | 0.231 | 0.117 | 2.111 | 0.087 | 1156.347 | 47.73 | 0.19123 | 1.216 | 0.045 | 0.23253 | 0.0086052 | 0.133 | 0.060038 | 2309 | 5 | Dry Detention | 0.2 |  |  | TMDL | TMDL |  |  | 371.489 | 8329.8095 | 132 | 20% | 20% | 0.046506 | 0.001721
24 | 2 | 1.7659 | 132 | 24 | 2 | MDR | 9.1244 | 0.747 | 4998.613 | 409.165 | 0.231 | 0.117 | 2.111 | 0.087 | 1156.347 | 47.73 | 1.7659 | 1.216 | 0.045 | 2.1473 | 0.079464 | 0.133 | 0.060038 | 2310 | 5 | Dry Detention | 0.2 |  |  | TMDL | TMDL |  |  | 1139.8997 | 76920.7314 | 132 | 20% | 20% | 0.42946 | 0.015893
95 | 4 | 3.4963 | 593 | 95 | 4 | IND | 13.7951 | 1.628 | 835.91 | 98.655 | 0.797 | 0.754 | 10.999 | 1.228 | 666.514 | 74.381 | 3.4963 | 10.744 | 4.258 | 37.5641 | 14.8872 | 0.779 | 2.615 | 2311 | 5 | Dry Detention | 0.2 |  |  | TMDL | TMDL |  |  | 2123.5326 | 158931.2065 | 593 | 20% | 20% | 7.5128 | 2.9774
95 | 12 | 0.0091835 | 597 | 95 | 12 | WAT | 0.41724 | 0.029 | 5.064 | 0.351 | 0.804 | 0.762 | 0.335 | 0.022 | 4.069 | 0.267 | 0.0091835 | 0.329 | 0.078 | 0.0030214 | 0.00071631 | 0.788 | 2.6876 | 2311 | 5 | Dry Detention | 0.2 |  |  | TMDL | TMDL |  |  | 2123.5326 | 158931.2065 | 597 | 20% | 20% | 0.00060427 | 0.00014326
95 | 13 | 0.14311 | 598 | 95 | 13 | WET | 1.3043 | 0.095 | 958.113 | 70.059 | 0.802 | 0.759 | 1.047 | 0.072 | 768.799 | 53.208 | 0.14311 | 1.023 | 0.282 | 0.1464 | 0.040356 | 0.785 | 2.9522 | 2311 | 5 | Dry Detention | 0.2 |  |  | TMDL | TMDL |  |  | 2123.5326 | 158931.2065 | 598 | 20% | 20% | 0.02928 | 0.0080712
24 | 2 | 2.0597 | 132 | 24 | 2 | MDR | 9.1244 | 0.747 | 4998.613 | 409.165 | 0.231 | 0.117 | 2.111 | 0.087 | 1156.347 | 47.73 | 2.0597 | 1.216 | 0.045 | 2.5046 | 0.092686 | 0.133 | 0.060038 | 2312 | 5 | Dry Detention | 0.2 |  |  | TMDL | TMDL |  |  | 1250.3695 | 89719.9703 | 132 | 20% | 20% | 0.50092 | 0.018537
24 | 2 | 0.17264 | 132 | 24 | 2 | MDR | 9.1244 | 0.747 | 4998.613 | 409.165 | 0.231 | 0.117 | 2.111 | 0.087 | 1156.347 | 47.73 | 0.17264 | 1.216 | 0.045 | 0.20993 | 0.0077688 | 0.133 | 0.060038 | 2313 | 5 | Dry Detention | 0.2 |  |  | TMDL | TMDL |  |  | 350.4086 | 7520.142 | 132 | 20% | 20% | 0.041986 | 0.0015538
24 | 2 | 3.1597 | 132 | 24 | 2 | MDR | 9.1244 | 0.747 | 4998.613 | 409.165 | 0.231 | 0.117 | 2.111 | 0.087 | 1156.347 | 47.73 | 3.1597 | 1.216 | 0.045 | 3.8422 | 0.14219 | 0.133 | 0.060038 | 2314 | 5 | Dry Detention | 0.2 |  |  | TMDL | TMDL |  |  | 1636.6733 | 137634.6162 | 132 | 20% | 20% | 0.76843 | 0.028437
24 | 2 | 0.17612 | 132 | 24 | 2 | MDR | 9.1244 | 0.747 | 4998.613 | 409.165 | 0.231 | 0.117 | 2.111 | 0.087 | 1156.347 | 47.73 | 0.17612 | 1.216 | 0.045 | 0.21416 | 0.0079253 | 0.133 | 0.060038 | 2315 | 5 | Dry Detention | 0.2 |  |  | TMDL | TMDL |  |  | 353.3372 | 7671.7007 | 132 | 20% | 20% | 0.042832 | 0.0015851
24 | 2 | 1.2371 | 132 | 24 | 2 | MDR | 9.1244 | 0.747 | 4998.613 | 409.165 | 0.231 | 0.117 | 2.111 | 0.087 | 1156.347 | 47.73 | 1.2371 | 1.216 | 0.045 | 1.5043 | 0.055668 | 0.133 | 0.060038 | 2316 | 5 | Dry Detention | 0.2 |  |  | TMDL | TMDL |  |  | 1170.3627 | 53886.1925 | 132 | 20% | 20% | 0.30085 | 0.011134
25 | 4 | 1.0155 | 145 | 25 | 4 | IND | 11.7335 | 1.455 | 10291.696 | 1276.442 | 0.56 | 0.476 | 6.567 | 0.692 | 5759.832 | 606.958 | 1.0155 | 6.567 | 0.692 | 6.6691 | 0.70276 | 0.56 | 0.47551 | 2317 | 5 | Dry Detention | 0.2 |  |  | TMDL | TMDL |  |  | 861.7731 | 44236.9959 | 145 | 20% | 20% | 1.3338 | 0.14055
25 | 3 | 1.4063 | 144 | 25 | 3 | HDR | 16.4429 | 1.856 | 5216.46 | 588.853 | 0.568 | 0.484 | 9.341 | 0.899 | 2963.468 | 285.237 | 1.4063 | 9.341 | 0.899 | 13.1366 | 1.2643 | 0.568 | 0.48439 | 2318 | 5 | Dry Detention | 0.2 |  |  | TMDL | TMDL |  |  | 1224.1073 | 62246.3036 | 144 | 20% | 20% | 2.6273 | 0.25286
25 | 13 | 0.022649 | 153 | 25 | 13 | WET | 7.8742 | 0.753 | 6518.99 | 623.534 | 0.566 | 0.486 | 4.457 | 0.366 | 3690.224 | 302.997 | 0.022649 | 4.457 | 0.366 | 0.10095 | 0.0082896 | 0.566 | 0.48594 | 2318 | 5 | Dry Detention | 0.2 |  |  | TMDL | TMDL |  |  | 1224.1073 | 62246.3036 | 153 | 20% | 20% | 0.02019 | 0.0016579
24 | 4 | 1.3164 | 134 | 24 | 4 | IND | 14.4894 | 1.67 | 3647.149 | 420.469 | 0.223 | 0.111 | 3.227 | 0.185 | 812.227 | 46.466 | 1.3164 | 1.836 | 0.095 | 2.417 | 0.12506 | 0.127 | 0.056659 | 2319 | 5 | Dry Detention | 0.2 |  |  | TMDL | TMDL |  |  | 1066.3332 | 57344.1935 | 134 | 20% | 20% | 0.4834 | 0.025012
24 | 2 | 30.0549 | 132 | 24 | 2 | MDR | 9.1244 | 0.747 | 4998.613 | 409.165 | 0.231 | 0.117 | 2.111 | 0.087 | 1156.347 | 47.73 | 30.0549 | 1.216 | 0.045 | 36.5468 | 1.3525 | 0.133 | 0.060038 | 2320 | 5 | Dry Detention | 0.2 |  |  | TMDL | TMDL |  |  | 12352.7024 | 1443206.677 | 132 | 20% | 20% | 7.3094 | 0.27049
24 | 11 | 2.953 | 139 | 24 | 11 | FOR | 1.8811 | 0.129 | 301.544 | 20.656 | 0.255 | 0.167 | 0.48 | 0.022 | 76.946 | 3.459 | 2.953 | 0.284 | 0.011 | 0.83866 | 0.032483 | 0.151 | 0.088801 | 2320 | 5 | Dry Detention | 0.2 |  |  | TMDL | TMDL |  |  | 12352.7024 | 1443206.677 | 139 | 20% | 20% | 0.16773 | 0.0064967
24 | 13 | 0.12366 | 141 | 24 | 13 | WET | 7.4495 | 0.68 | 3122.888 | 285.148 | 0.237 | 0.139 | 1.764 | 0.095 | 739.648 | 39.666 | 0.12366 | 1.023 | 0.049 | 0.12651 | 0.0060594 | 0.137 | 0.072548 | 2320 | 5 | Dry Detention | 0.2 |  |  | TMDL | TMDL |  |  | 12352.7024 | 1443206.677 | 141 | 20% | 20% | 0.025301 | 0.0012119
24 | 2 | 0.12667 | 132 | 24 | 2 | MDR | 9.1244 | 0.747 | 4998.613 | 409.165 | 0.231 | 0.117 | 2.111 | 0.087 | 1156.347 | 47.73 | 0.12667 | 1.216 | 0.045 | 0.15403 | 0.0057002 | 0.133 | 0.060038 | 2321 | 5 | Dry Detention | 0.2 |  |  | TMDL | TMDL |  |  | 321.3569 | 5517.7312 | 132 | 20% | 20% | 0.030806 | 0.00114
95 | 7 | 3.9613 | 594 | 95 | 7 | PAS | 6.4849 | 0.553 | 611.416 | 52.123 | 0.8 | 0.757 | 5.189 | 0.418 | 489.256 | 39.455 | 3.9613 | 5.066 | 1.55 | 20.0682 | 6.1401 | 0.781 | 2.8036 | 2322 | 5 | Dry Detention | 0.2 |  |  | TMDL | TMDL |  |  | 1953.4266 | 213541.4698 | 594 | 20% | 20% | 4.0136 | 1.228
95 | 11 | 0.94092 | 596 | 95 | 11 | FOR | 1.4258 | 0.106 | 43.088 | 3.2 | 0.801 | 0.757 | 1.143 | 0.08 | 34.528 | 2.424 | 0.94092 | 1.115 | 0.317 | 1.0491 | 0.29827 | 0.782 | 2.9892 | 2322 | 5 | Dry Detention | 0.2 |  |  | TMDL | TMDL |  |  | 1953.4266 | 213541.4698 | 596 | 20% | 20% | 0.20982 | 0.059654
24 | 2 | 0.77857 | 132 | 24 | 2 | MDR | 9.1244 | 0.747 | 4998.613 | 409.165 | 0.231 | 0.117 | 2.111 | 0.087 | 1156.347 | 47.73 | 0.77857 | 1.216 | 0.045 | 0.94675 | 0.035036 | 0.133 | 0.060038 | 2323 | 5 | Dry Detention | 0.2 |  |  | TMDL | TMDL |  |  | 2162.901 | 35258.3747 | 132 | 20% | 20% | 0.18935 | 0.0070072
24 | 13 | 0.03085 | 141 | 24 | 13 | WET | 7.4495 | 0.68 | 3122.888 | 285.148 | 0.237 | 0.139 | 1.764 | 0.095 | 739.648 | 39.666 | 0.03085 | 1.023 | 0.049 | 0.031559 | 0.0015116 | 0.137 | 0.072548 | 2323 | 5 | Dry Detention | 0.2 |  |  | TMDL | TMDL |  |  | 2162.901 | 35258.3747 | 141 | 20% | 20% | 0.0063118 | 0.00030233
27 | 1 | 0.049266 | 160 | 27 | 1 | LDR | 3.5863 | 0.278 | 520.236 | 40.302 | 0.318 | 0.314 | 1.14 | 0.087 | 165.438 | 12.639 | 0.049266 | 1.14 | 0.087 | 0.056163 | 0.0042861 | 0.318 | 0.31361 | 2324 | 5 | Dry Detention | 0.2 |  |  | TMDL | TMDL |  |  | 255.0611 | 2146.0134 | 160 | 20% | 20% | 0.011233 | 0.00085723
24 | 2 | 1.8665 | 132 | 24 | 2 | MDR | 9.1244 | 0.747 | 4998.613 | 409.165 | 0.231 | 0.117 | 2.111 | 0.087 | 1156.347 | 47.73 | 1.8665 | 1.216 | 0.045 | 2.2697 | 0.083994 | 0.133 | 0.060038 | 2325 | 5 | Dry Detention | 0.2 |  |  | TMDL | TMDL |  |  | 1522.6271 | 81305.8666 | 132 | 20% | 20% | 0.45394 | 0.016799
25 | 4 | 1.1678 | 145 | 25 | 4 | IND | 11.7335 | 1.455 | 10291.696 | 1276.442 | 0.56 | 0.476 | 6.567 | 0.692 | 5759.832 | 606.958 | 1.1678 | 6.567 | 0.692 | 7.6691 | 0.80814 | 0.56 | 0.47551 | 2326 | 5 | Dry Detention | 0.2 |  |  | TMDL | TMDL |  |  | 1083.4828 | 50870.2771 | 145 | 20% | 20% | 1.5338 | 0.16163
27 | 4 | 22.2136 | 162 | 27 | 4 | IND | 11.0624 | 1.21 | 10869.185 | 1188.593 | 0.31 | 0.307 | 3.425 | 0.372 | 3365.144 | 365.357 | 22.2136 | 3.425 | 0.372 | 76.0816 | 8.2635 | 0.31 | 0.30739 | 2327 | 5 | Dry Detention | 0.2 |  |  | TMDL | TMDL |  |  | 9630.128 | 1332523.1746 | 162 | 20% | 20% | 15.2163 | 1.6527
29 | 4 | 5.7902 | 184 | 29 | 4 | IND | 7.4292 | 0.95 | 607.511 | 77.702 | 0.605 | 0.563 | 4.493 | 0.535 | 367.397 | 43.769 | 5.7902 | 4.493 | 0.535 | 26.0152 | 3.0977 | 0.605 | 0.5633 | 2327 | 5 | Dry Detention | 0.2 |  |  | TMDL | TMDL |  |  | 9630.128 | 1332523.1746 | 184 | 20% | 20% | 5.203 | 0.61955
95 | 4 | 0.040003 | 593 | 95 | 4 | IND | 13.7951 | 1.628 | 835.91 | 98.655 | 0.797 | 0.754 | 10.999 | 1.228 | 666.514 | 74.381 | 0.040003 | 10.744 | 4.258 | 0.42979 | 0.17033 | 0.779 | 2.615 | 2327 | 5 | Dry Detention | 0.2 |  |  | TMDL | TMDL |  |  | 9630.128 | 1332523.1746 | 593 | 20% | 20% | 0.085958 | 0.034066
95 | 13 | 0.03037 | 598 | 95 | 13 | WET | 1.3043 | 0.095 | 958.113 | 70.059 | 0.802 | 0.759 | 1.047 | 0.072 | 768.799 | 53.208 | 0.03037 | 1.023 | 0.282 | 0.031069 | 0.0085644 | 0.785 | 2.9522 | 2327 | 5 | Dry Detention | 0.2 |  |  | TMDL | TMDL |  |  | 9630.128 | 1332523.1746 | 598 | 20% | 20% | 0.0062138 | 0.0017129
96 | 4 | 2.5165 | 600 | 96 | 4 | IND | 12.891 | 1.483 | 1017.657 | 117.073 | 0.995 | 3.4 | 12.829 | 5.042 | 1012.795 | 398.047 | 2.5165 | 12.578 | 1.483 | 31.6527 | 3.732 | 0.976 | 1 | 2327 | 5 | Dry Detention | 0.2 |  |  | TMDL | TMDL |  |  | 9630.128 | 1332523.1746 | 600 | 20% | 20% | 6.3305 | 0.7464
95 | 4 | 1.3537 | 593 | 95 | 4 | IND | 13.7951 | 1.628 | 835.91 | 98.655 | 0.797 | 0.754 | 10.999 | 1.228 | 666.514 | 74.381 | 1.3537 | 10.744 | 4.258 | 14.5446 | 5.7642 | 0.779 | 2.615 | 2328 | 5 | Dry Detention | 0.2 |  |  | TMDL | TMDL |  |  | 1946.0984 | 133039.2784 | 593 | 20% | 20% | 2.9089 | 1.1528
96 | 4 | 1.7004 | 600 | 96 | 4 | IND | 12.891 | 1.483 | 1017.657 | 117.073 | 0.995 | 3.4 | 12.829 | 5.042 | 1012.795 | 398.047 | 1.7004 | 12.578 | 1.483 | 21.388 | 2.5217 | 0.976 | 1 | 2328 | 5 | Dry Detention | 0.2 |  |  | TMDL | TMDL |  |  | 1946.0984 | 133039.2784 | 600 | 20% | 20% | 4.2776 | 0.50435
25 | 4 | 2.2467 | 145 | 25 | 4 | IND | 11.7335 | 1.455 | 10291.696 | 1276.442 | 0.56 | 0.476 | 6.567 | 0.692 | 5759.832 | 606.958 | 2.2467 | 6.567 | 0.692 | 14.754 | 1.5547 | 0.56 | 0.47551 | 2329 | 5 | Dry Detention | 0.2 |  |  | TMDL | TMDL |  |  | 1906.5772 | 97865.2316 | 145 | 20% | 20% | 2.9508 | 0.31094
96 | 4 | 0.035819 | 600 | 96 | 4 | IND | 12.891 | 1.483 | 1017.657 | 117.073 | 0.995 | 3.4 | 12.829 | 5.042 | 1012.795 | 398.047 | 0.035819 | 12.578 | 1.483 | 0.45054 | 0.05312 | 0.976 | 1 | 2330 | 5 | Dry Detention | 0.2 |  |  | TMDL | TMDL |  |  | 544.7402 | 1560.2845 | 600 | 20% | 20% | 0.090107 | 0.010624
24 | 2 | 1.8815 | 132 | 24 | 2 | MDR | 9.1244 | 0.747 | 4998.613 | 409.165 | 0.231 | 0.117 | 2.111 | 0.087 | 1156.347 | 47.73 | 1.8815 | 1.216 | 0.045 | 2.2879 | 0.084669 | 0.133 | 0.060038 | 2331 | 5 | Dry Detention | 0.2 |  |  | TMDL | TMDL |  |  | 1177.9993 | 81959.0993 | 132 | 20% | 20% | 0.45759 | 0.016934
24 | 2 | 6.9164 | 132 | 24 | 2 | MDR | 9.1244 | 0.747 | 4998.613 | 409.165 | 0.231 | 0.117 | 2.111 | 0.087 | 1156.347 | 47.73 | 6.9164 | 1.216 | 0.045 | 8.4104 | 0.31124 | 0.133 | 0.060038 | 2332 | 5 | Dry Detention | 0.2 |  |  | TMDL | TMDL |  |  | 3446.8721 | 315397.5413 | 132 | 20% | 20% | 1.6821 | 0.062248
24 | 13 | 0.32415 | 141 | 24 | 13 | WET | 7.4495 | 0.68 | 3122.888 | 285.148 | 0.237 | 0.139 | 1.764 | 0.095 | 739.648 | 39.666 | 0.32415 | 1.023 | 0.049 | 0.33161 | 0.015883 | 0.137 | 0.072548 | 2332 | 5 | Dry Detention | 0.2 |  |  | TMDL | TMDL |  |  | 3446.8721 | 315397.5413 | 141 | 20% | 20% | 0.066321 | 0.0031767
25 | 2 | 1.1276 | 143 | 25 | 2 | MDR | 7.5947 | 0.683 | 4904.55 | 441.294 | 0.568 | 0.482 | 4.316 | 0.329 | 2787.239 | 212.506 | 1.1276 | 4.316 | 0.329 | 4.8666 | 0.37097 | 0.568 | 0.48155 | 2333 | 5 | Dry Detention | 0.2 |  |  | TMDL | TMDL |  |  | 1416.2691 | 101175.2318 | 143 | 20% | 20% | 0.97333 | 0.074195
25 | 4 | 1.1951 | 145 | 25 | 4 | IND | 11.7335 | 1.455 | 10291.696 | 1276.442 | 0.56 | 0.476 | 6.567 | 0.692 | 5759.832 | 606.958 | 1.1951 | 6.567 | 0.692 | 7.8482 | 0.827 | 0.56 | 0.47551 | 2333 | 5 | Dry Detention | 0.2 |  |  | TMDL | TMDL |  |  | 1416.2691 | 101175.2318 | 145 | 20% | 20% | 1.5696 | 0.1654
27 | 4 | 4.037 | 162 | 27 | 4 | IND | 11.0624 | 1.21 | 10869.185 | 1188.593 | 0.31 | 0.307 | 3.425 | 0.372 | 3365.144 | 365.357 | 4.037 | 3.425 | 0.372 | 13.8267 | 1.5018 | 0.31 | 0.30739 | 2334 | 5 | Dry Detention | 0.2 |  |  | TMDL | TMDL |  |  | 1681.8711 | 175850.7772 | 162 | 20% | 20% | 2.7653 | 0.30035
24 | 2 | 4.5825 | 132 | 24 | 2 | MDR | 9.1244 | 0.747 | 4998.613 | 409.165 | 0.231 | 0.117 | 2.111 | 0.087 | 1156.347 | 47.73 | 4.5825 | 1.216 | 0.045 | 5.5723 | 0.20621 | 0.133 | 0.060038 | 2335 | 5 | Dry Detention | 0.2 |  |  | TMDL | TMDL |  |  | 2197.1111 | 199610.9554 | 132 | 20% | 20% | 1.1145 | 0.041242
95 | 4 | 3.9274 | 593 | 95 | 4 | IND | 13.7951 | 1.628 | 835.91 | 98.655 | 0.797 | 0.754 | 10.999 | 1.228 | 666.514 | 74.381 | 3.9274 | 10.744 | 4.258 | 42.1964 | 16.723 | 0.779 | 2.615 | 2336 | 5 | Dry Detention | 0.2 |  |  | TMDL | TMDL |  |  | 3798.677 | 764344.0522 | 593 | 20% | 20% | 8.4393 | 3.3446
95 | 7 | 9.5174 | 594 | 95 | 7 | PAS | 6.4849 | 0.553 | 611.416 | 52.123 | 0.8 | 0.757 | 5.189 | 0.418 | 489.256 | 39.455 | 9.5174 | 5.066 | 1.55 | 48.2154 | 14.752 | 0.781 | 2.8036 | 2336 | 5 | Dry Detention | 0.2 |  |  | TMDL | TMDL |  |  | 3798.677 | 764344.0522 | 594 | 20% | 20% | 9.6431 | 2.9504
95 | 12 | 1.4871 | 597 | 95 | 12 | WAT | 0.41724 | 0.029 | 5.064 | 0.351 | 0.804 | 0.762 | 0.335 | 0.022 | 4.069 | 0.267 | 1.4871 | 0.329 | 0.078 | 0.48925 | 0.11599 | 0.788 | 2.6876 | 2336 | 5 | Dry Detention | 0.2 |  |  | TMDL | TMDL |  |  | 3798.677 | 764344.0522 | 597 | 20% | 20% | 0.097851 | 0.023199
96 | 4 | 0.5133 | 600 | 96 | 4 | IND | 12.891 | 1.483 | 1017.657 | 117.073 | 0.995 | 3.4 | 12.829 | 5.042 | 1012.795 | 398.047 | 0.5133 | 12.578 | 1.483 | 6.4562 | 0.76122 | 0.976 | 1 | 2336 | 5 | Dry Detention | 0.2 |  |  | TMDL | TMDL |  |  | 3798.677 | 764344.0522 | 600 | 20% | 20% | 1.2912 | 0.15224
96 | 7 | 2.1017 | 601 | 96 | 7 | PAS | 6.1166 | 0.503 | 195.816 | 16.11 | 0.995 | 3.4 | 6.085 | 1.711 | 194.8 | 54.775 | 2.1017 | 5.966 | 0.503 | 12.5389 | 1.0572 | 0.975 | 1 | 2336 | 5 | Dry Detention | 0.2 |  |  | TMDL | TMDL |  |  | 3798.677 | 764344.0522 | 601 | 20% | 20% | 2.5078 | 0.21143
24 | 2 | 1.7884 | 132 | 24 | 2 | MDR | 9.1244 | 0.747 | 4998.613 | 409.165 | 0.231 | 0.117 | 2.111 | 0.087 | 1156.347 | 47.73 | 1.7884 | 1.216 | 0.045 | 2.1747 | 0.08048 | 0.133 | 0.060038 | 2337 | 5 | Dry Detention | 0.2 |  |  | TMDL | TMDL |  |  | 1196.6905 | 77903.9275 | 132 | 20% | 20% | 0.43495 | 0.016096
24 | 2 | 3.4837 | 132 | 24 | 2 | MDR | 9.1244 | 0.747 | 4998.613 | 409.165 | 0.231 | 0.117 | 2.111 | 0.087 | 1156.347 | 47.73 | 3.4837 | 1.216 | 0.045 | 4.2361 | 0.15676 | 0.133 | 0.060038 | 2338 | 5 | Dry Detention | 0.2 |  |  | TMDL | TMDL |  |  | 1899.843 | 151747.1958 | 132 | 20% | 20% | 0.84722 | 0.031353
27 | 4 | 0.1513 | 162 | 27 | 4 | IND | 11.0624 | 1.21 | 10869.185 | 1188.593 | 0.31 | 0.307 | 3.425 | 0.372 | 3365.144 | 365.357 | 0.1513 | 3.425 | 0.372 | 0.51821 | 0.056285 | 0.31 | 0.30739 | 2339 | 5 | Dry Detention | 0.2 |  |  | TMDL | TMDL |  |  | 330.6182 | 6590.745 | 162 | 20% | 20% | 0.10364 | 0.011257
24 | 2 | 2.0467 | 132 | 24 | 2 | MDR | 9.1244 | 0.747 | 4998.613 | 409.165 | 0.231 | 0.117 | 2.111 | 0.087 | 1156.347 | 47.73 | 2.0467 | 1.216 | 0.045 | 2.4888 | 0.092101 | 0.133 | 0.060038 | 2340 | 5 | Dry Detention | 0.2 |  |  | TMDL | TMDL |  |  | 1208.1147 | 89153.5527 | 132 | 20% | 20% | 0.49776 | 0.01842
25 | 2 | 0.35523 | 143 | 25 | 2 | MDR | 7.5947 | 0.683 | 4904.55 | 441.294 | 0.568 | 0.482 | 4.316 | 0.329 | 2787.239 | 212.506 | 0.35523 | 4.316 | 0.329 | 1.5332 | 0.11687 | 0.568 | 0.48155 | 2341 | 5 | Dry Detention | 0.2 |  |  | TMDL | TMDL |  |  | 506.8298 | 15473.6527 | 143 | 20% | 20% | 0.30663 | 0.023374
25 | 2 | 0.39542 | 143 | 25 | 2 | MDR | 7.5947 | 0.683 | 4904.55 | 441.294 | 0.568 | 0.482 | 4.316 | 0.329 | 2787.239 | 212.506 | 0.39542 | 4.316 | 0.329 | 1.7067 | 0.13009 | 0.568 | 0.48155 | 2342 | 5 | Dry Detention | 0.2 |  |  | TMDL | TMDL |  |  | 536.2992 | 17224.6094 | 143 | 20% | 20% | 0.34133 | 0.026019
25 | 1 | 1.0551 | 142 | 25 | 1 | LDR | 3.9545 | 0.344 | 1128.698 | 98.244 | 0.57 | 0.484 | 2.254 | 0.166 | 643.339 | 47.513 | 1.0551 | 2.254 | 0.166 | 2.3782 | 0.17515 | 0.57 | 0.48362 | 2343 | 5 | Dry Detention | 0.2 |  |  | TMDL | TMDL |  |  | 863.4528 | 46597.3482 | 142 | 20% | 20% | 0.47564 | 0.035029
25 | 3 | 0.014636 | 144 | 25 | 3 | HDR | 16.4429 | 1.856 | 5216.46 | 588.853 | 0.568 | 0.484 | 9.341 | 0.899 | 2963.468 | 285.237 | 0.014636 | 9.341 | 0.899 | 0.13672 | 0.013158 | 0.568 | 0.48439 | 2343 | 5 | Dry Detention | 0.2 |  |  | TMDL | TMDL |  |  | 863.4528 | 46597.3482 | 144 | 20% | 20% | 0.027344 | 0.0026316
25 | 2 | 0.15579 | 143 | 25 | 2 | MDR | 7.5947 | 0.683 | 4904.55 | 441.294 | 0.568 | 0.482 | 4.316 | 0.329 | 2787.239 | 212.506 | 0.15579 | 4.316 | 0.329 | 0.6724 | 0.051256 | 0.568 | 0.48155 | 2344 | 5 | Dry Detention | 0.2 |  |  | TMDL | TMDL |  |  | 335.1236 | 6786.3252 | 143 | 20% | 20% | 0.13448 | 0.010251
27 | 4 | 0.026993 | 162 | 27 | 4 | IND | 11.0624 | 1.21 | 10869.185 | 1188.593 | 0.31 | 0.307 | 3.425 | 0.372 | 3365.144 | 365.357 | 0.026993 | 3.425 | 0.372 | 0.09245 | 0.010041 | 0.31 | 0.30739 | 2345 | 5 | Dry Detention | 0.2 |  |  | TMDL | TMDL |  |  | 137.0884 | 1175.7929 | 162 | 20% | 20% | 0.01849 | 0.0020082
32 | 1 | 0.11827 | 200 | 32 | 1 | LDR | 2.9963 | 0.267 | 266.184 | 23.689 | 0.875 | 0.875 | 2.621 | 0.233 | 232.848 | 20.739 | 0.11827 | 2.621 | 0.233 | 0.30998 | 0.027557 | 0.875 | 0.87545 | 2346 | 5 | Dry Detention | 0.2 |  |  | TMDL | TMDL |  |  | 2562.7247 | 319061.7844 | 200 | 20% | 20% | 0.061997 | 0.0055114
96 | 1 | 7.1498 | 599 | 96 | 1 | LDR | 4.157 | 0.346 | 111.48 | 9.287 | 0.996 | 3.4 | 4.139 | 1.177 | 110.992 | 31.576 | 7.1498 | 4.058 | 0.346 | 29.0141 | 2.4738 | 0.976 | 1 | 2346 | 5 | Dry Detention | 0.2 |  |  | TMDL | TMDL |  |  | 2562.7247 | 319061.7844 | 599 | 20% | 20% | 5.8028 | 0.49477
96 | 4 | 0.056563 | 600 | 96 | 4 | IND | 12.891 | 1.483 | 1017.657 | 117.073 | 0.995 | 3.4 | 12.829 | 5.042 | 1012.795 | 398.047 | 0.056563 | 12.578 | 1.483 | 0.71145 | 0.083883 | 0.976 | 1 | 2346 | 5 | Dry Detention | 0.2 |  |  | TMDL | TMDL |  |  | 2562.7247 | 319061.7844 | 600 | 20% | 20% | 0.14229 | 0.016777
32 | 1 | 0.55873 | 200 | 32 | 1 | LDR | 2.9963 | 0.267 | 266.184 | 23.689 | 0.875 | 0.875 | 2.621 | 0.233 | 232.848 | 20.739 | 0.55873 | 2.621 | 0.233 | 1.4644 | 0.13018 | 0.875 | 0.87545 | 2347 | 5 | Dry Detention | 0.2 |  |  | TMDL | TMDL |  |  | 1940.768 | 208073.7941 | 200 | 20% | 20% | 0.29288 | 0.026037
96 | 1 | 4.218 | 599 | 96 | 1 | LDR | 4.157 | 0.346 | 111.48 | 9.287 | 0.996 | 3.4 | 4.139 | 1.177 | 110.992 | 31.576 | 4.218 | 4.058 | 0.346 | 17.1167 | 1.4594 | 0.976 | 1 | 2347 | 5 | Dry Detention | 0.2 |  |  | TMDL | TMDL |  |  | 1940.768 | 208073.7941 | 599 | 20% | 20% | 3.4233 | 0.29189
24 | 2 | 0.04362 | 132 | 24 | 2 | MDR | 9.1244 | 0.747 | 4998.613 | 409.165 | 0.231 | 0.117 | 2.111 | 0.087 | 1156.347 | 47.73 | 0.04362 | 1.216 | 0.045 | 0.053042 | 0.0019629 | 0.133 | 0.060038 | 2348 | 5 | Dry Detention | 0.2 |  |  | TMDL | TMDL |  |  | 2743.7126 | 87432.6651 | 132 | 20% | 20% | 0.010608 | 0.00039258
24 | 3 | 0.81431 | 133 | 24 | 3 | HDR | 20.209 | 2.142 | 4406.734 | 467.092 | 0.231 | 0.124 | 4.67 | 0.265 | 1018.363 | 57.887 | 0.81431 | 2.691 | 0.138 | 2.1913 | 0.11237 | 0.133 | 0.064241 | 2348 | 5 | Dry Detention | 0.2 |  |  | TMDL | TMDL |  |  | 2743.7126 | 87432.6651 | 133 | 20% | 20% | 0.43826 | 0.022475
24 | 11 | 1.0302 | 139 | 24 | 11 | FOR | 1.8811 | 0.129 | 301.544 | 20.656 | 0.255 | 0.167 | 0.48 | 0.022 | 76.946 | 3.459 | 1.0302 | 0.284 | 0.011 | 0.29257 | 0.011332 | 0.151 | 0.088801 | 2348 | 5 | Dry Detention | 0.2 |  |  | TMDL | TMDL |  |  | 2743.7126 | 87432.6651 | 139 | 20% | 20% | 0.058514 | 0.0022664
32 | 1 | 0.19394 | 200 | 32 | 1 | LDR | 2.9963 | 0.267 | 266.184 | 23.689 | 0.875 | 0.875 | 2.621 | 0.233 | 232.848 | 20.739 | 0.19394 | 2.621 | 0.233 | 0.50831 | 0.045188 | 0.875 | 0.87545 | 2349 | 5 | Dry Detention | 0.2 |  |  | TMDL | TMDL |  |  | 1897.334 | 201501.5967 | 200 | 20% | 20% | 0.10166 | 0.0090375
32 | 7 | 0.17248 | 204 | 32 | 7 | PAS | 4.4973 | 0.391 | 1067.255 | 92.772 | 0.879 | 0.879 | 3.951 | 0.344 | 937.591 | 81.587 | 0.17248 | 3.951 | 0.344 | 0.68148 | 0.059334 | 0.879 | 0.87943 | 2349 | 5 | Dry Detention | 0.2 |  |  | TMDL | TMDL |  |  | 1897.334 | 201501.5967 | 204 | 20% | 20% | 0.1363 | 0.011867
96 | 1 | 2.3783 | 599 | 96 | 1 | LDR | 4.157 | 0.346 | 111.48 | 9.287 | 0.996 | 3.4 | 4.139 | 1.177 | 110.992 | 31.576 | 2.3783 | 4.058 | 0.346 | 9.6513 | 0.82291 | 0.976 | 1 | 2349 | 5 | Dry Detention | 0.2 |  |  | TMDL | TMDL |  |  | 1897.334 | 201501.5967 | 599 | 20% | 20% | 1.9303 | 0.16458
96 | 7 | 1.8811 | 601 | 96 | 7 | PAS | 6.1166 | 0.503 | 195.816 | 16.11 | 0.995 | 3.4 | 6.085 | 1.711 | 194.8 | 54.775 | 1.8811 | 5.966 | 0.503 | 11.2226 | 0.94619 | 0.975 | 1 | 2349 | 5 | Dry Detention | 0.2 |  |  | TMDL | TMDL |  |  | 1897.334 | 201501.5967 | 601 | 20% | 20% | 2.2445 | 0.18924
25 | 2 | 0.58583 | 143 | 25 | 2 | MDR | 7.5947 | 0.683 | 4904.55 | 441.294 | 0.568 | 0.482 | 4.316 | 0.329 | 2787.239 | 212.506 | 0.58583 | 4.316 | 0.329 | 2.5285 | 0.19274 | 0.568 | 0.48155 | 2350 | 5 | Dry Detention | 0.2 |  |  | TMDL | TMDL |  |  | 649.3876 | 25518.854 | 143 | 20% | 20% | 0.50569 | 0.038548
32 | 4 | 0.96669 | 202 | 32 | 4 | IND | 9.2528 | 1.133 | 4344.333 | 531.944 | 0.871 | 0.873 | 8.062 | 0.989 | 3785.17 | 464.405 | 0.96669 | 8.062 | 0.989 | 7.7934 | 0.95605 | 0.871 | 0.87303 | 2351 | 5 | Dry Detention | 0.2 |  |  | TMDL | TMDL |  |  | 821.4333 | 42108.684 | 202 | 20% | 20% | 1.5587 | 0.19121
32 | 1 | 0.75488 | 200 | 32 | 1 | LDR | 2.9963 | 0.267 | 266.184 | 23.689 | 0.875 | 0.875 | 2.621 | 0.233 | 232.848 | 20.739 | 0.75488 | 2.621 | 0.233 | 1.9785 | 0.17589 | 0.875 | 0.87545 | 2352 | 5 | Dry Detention | 0.2 |  |  | TMDL | TMDL |  |  | 777.8269 | 37646.7255 | 200 | 20% | 20% | 0.39571 | 0.035178
32 | 13 | 0.10937 | 210 | 32 | 13 | WET | 4.0632 | 0.386 | 4091.911 | 389.057 | 0.876 | 0.879 | 3.561 | 0.34 | 3585.849 | 342.103 | 0.10937 | 3.561 | 0.34 | 0.38947 | 0.037186 | 0.876 | 0.87931 | 2352 | 5 | Dry Detention | 0.2 |  |  | TMDL | TMDL |  |  | 777.8269 | 37646.7255 | 210 | 20% | 20% | 0.077894 | 0.0074372
24 | 2 | 47.0176 | 132 | 24 | 2 | MDR | 9.1244 | 0.747 | 4998.613 | 409.165 | 0.231 | 0.117 | 2.111 | 0.087 | 1156.347 | 47.73 | 47.0176 | 1.216 | 0.045 | 57.1734 | 2.1158 | 0.133 | 0.060038 | 2353 | 5 | Dry Detention | 0.2 |  |  | TMDL | TMDL |  |  | 26611.3237 | 2274825.1112 | 132 | 20% | 20% | 11.4347 | 0.42316
24 | 4 | 0.24454 | 134 | 24 | 4 | IND | 14.4894 | 1.67 | 3647.149 | 420.469 | 0.223 | 0.111 | 3.227 | 0.185 | 812.227 | 46.466 | 0.24454 | 1.836 | 0.095 | 0.44898 | 0.023232 | 0.127 | 0.056659 | 2353 | 5 | Dry Detention | 0.2 |  |  | TMDL | TMDL |  |  | 26611.3237 | 2274825.1112 | 134 | 20% | 20% | 0.089796 | 0.0046463
24 | 6 | 0.63762 | 135 | 24 | 6 | OPE | 4.2719 | 0.323 | 149.11 | 11.261 | 0.239 | 0.13 | 1.021 | 0.042 | 35.645 | 1.462 | 0.63762 | 0.594 | 0.022 | 0.37875 | 0.014028 | 0.139 | 0.067473 | 2353 | 5 | Dry Detention | 0.2 |  |  | TMDL | TMDL |  |  | 26611.3237 | 2274825.1112 | 135 | 20% | 20% | 0.075749 | 0.0028055
24 | 11 | 0.25147 | 139 | 24 | 11 | FOR | 1.8811 | 0.129 | 301.544 | 20.656 | 0.255 | 0.167 | 0.48 | 0.022 | 76.946 | 3.459 | 0.25147 | 0.284 | 0.011 | 0.071418 | 0.0027662 | 0.151 | 0.088801 | 2353 | 5 | Dry Detention | 0.2 |  |  | TMDL | TMDL |  |  | 26611.3237 | 2274825.1112 | 139 | 20% | 20% | 0.014284 | 0.00055323
24 | 12 | 1.4193 | 140 | 24 | 12 | WAT | 0.32312 | 0.017 | 72.968 | 3.927 | 0.246 | 0.138 | 0.079 | 0.002 | 17.927 | 0.543 | 1.4193 | 0.047 | 0.001 | 0.066707 | 0.0014193 | 0.146 | 0.072263 | 2353 | 5 | Dry Detention | 0.2 |  |  | TMDL | TMDL |  |  | 26611.3237 | 2274825.1112 | 140 | 20% | 20% | 0.013341 | 0.00028386
24 | 13 | 2.6525 | 141 | 24 | 13 | WET | 7.4495 | 0.68 | 3122.888 | 285.148 | 0.237 | 0.139 | 1.764 | 0.095 | 739.648 | 39.666 | 2.6525 | 1.023 | 0.049 | 2.7135 | 0.12997 | 0.137 | 0.072548 | 2353 | 5 | Dry Detention | 0.2 |  |  | TMDL | TMDL |  |  | 26611.3237 | 2274825.1112 | 141 | 20% | 20% | 0.5427 | 0.025994
32 | 1 | 0.82876 | 200 | 32 | 1 | LDR | 2.9963 | 0.267 | 266.184 | 23.689 | 0.875 | 0.875 | 2.621 | 0.233 | 232.848 | 20.739 | 0.82876 | 2.621 | 0.233 | 2.1722 | 0.1931 | 0.875 | 0.87545 | 2354 | 5 | Dry Detention | 0.2 |  |  | TMDL | TMDL |  |  | 1348.7316 | 80862.3165 | 200 | 20% | 20% | 0.43444 | 0.03862
32 | 7 | 1.0276 | 204 | 32 | 7 | PAS | 4.4973 | 0.391 | 1067.255 | 92.772 | 0.879 | 0.879 | 3.951 | 0.344 | 937.591 | 81.587 | 1.0276 | 3.951 | 0.344 | 4.06 | 0.35349 | 0.879 | 0.87943 | 2354 | 5 | Dry Detention | 0.2 |  |  | TMDL | TMDL |  |  | 1348.7316 | 80862.3165 | 204 | 20% | 20% | 0.812 | 0.070698
39 | 1 | 0.42687 | 259 | 39 | 1 | LDR | 2.8996 | 0.259 | 1035.599 | 92.373 | 1.075 | 1.082 | 3.118 | 0.28 | 1113.717 | 99.953 | 0.42687 | 2.887 | 0.254 | 1.2324 | 0.10842 | 0.996 | 0.98369 | 2355 | 5 | Dry Detention | 0.2 |  |  | TMDL | TMDL |  |  | 584.7674 | 18594.1688 | 259 | 20% | 20% | 0.24647 | 0.021685
24 | 2 | 8.6295 | 132 | 24 | 2 | MDR | 9.1244 | 0.747 | 4998.613 | 409.165 | 0.231 | 0.117 | 2.111 | 0.087 | 1156.347 | 47.73 | 8.6295 | 1.216 | 0.045 | 10.4934 | 0.38833 | 0.133 | 0.060038 | 2356 | 5 | Dry Detention | 0.2 |  |  | TMDL | TMDL |  |  | 11466.2854 | 715559.4773 | 132 | 20% | 20% | 2.0987 | 0.077665
24 | 3 | 0.27137 | 133 | 24 | 3 | HDR | 20.209 | 2.142 | 4406.734 | 467.092 | 0.231 | 0.124 | 4.67 | 0.265 | 1018.363 | 57.887 | 0.27137 | 2.691 | 0.138 | 0.73026 | 0.037449 | 0.133 | 0.064241 | 2356 | 5 | Dry Detention | 0.2 |  |  | TMDL | TMDL |  |  | 11466.2854 | 715559.4773 | 133 | 20% | 20% | 0.14605 | 0.0074899
24 | 13 | 7.5262 | 141 | 24 | 13 | WET | 7.4495 | 0.68 | 3122.888 | 285.148 | 0.237 | 0.139 | 1.764 | 0.095 | 739.648 | 39.666 | 7.5262 | 1.023 | 0.049 | 7.6993 | 0.36878 | 0.137 | 0.072548 | 2356 | 5 | Dry Detention | 0.2 |  |  | TMDL | TMDL |  |  | 11466.2854 | 715559.4773 | 141 | 20% | 20% | 1.5399 | 0.073757
25 | 2 | 0.18995 | 143 | 25 | 2 | MDR | 7.5947 | 0.683 | 4904.55 | 441.294 | 0.568 | 0.482 | 4.316 | 0.329 | 2787.239 | 212.506 | 0.18995 | 4.316 | 0.329 | 0.81982 | 0.062493 | 0.568 | 0.48155 | 2357 | 5 | Dry Detention | 0.2 |  |  | TMDL | TMDL |  |  | 422.1652 | 9332.2663 | 143 | 20% | 20% | 0.16396 | 0.012499
25 | 13 | 0.024291 | 153 | 25 | 13 | WET | 7.8742 | 0.753 | 6518.99 | 623.534 | 0.566 | 0.486 | 4.457 | 0.366 | 3690.224 | 302.997 | 0.024291 | 4.457 | 0.366 | 0.10827 | 0.0088906 | 0.566 | 0.48594 | 2357 | 5 | Dry Detention | 0.2 |  |  | TMDL | TMDL |  |  | 422.1652 | 9332.2663 | 153 | 20% | 20% | 0.021653 | 0.0017781
24 | 3 | 11.0116 | 133 | 24 | 3 | HDR | 20.209 | 2.142 | 4406.734 | 467.092 | 0.231 | 0.124 | 4.67 | 0.265 | 1018.363 | 57.887 | 11.0116 | 2.691 | 0.138 | 29.6323 | 1.5196 | 0.133 | 0.064241 | 2358 | 5 | Dry Detention | 0.2 |  |  | TMDL | TMDL |  |  | 7316.5732 | 1526319.3343 | 133 | 20% | 20% | 5.9265 | 0.30392
24 | 4 | 8.7165 | 134 | 24 | 4 | IND | 14.4894 | 1.67 | 3647.149 | 420.469 | 0.223 | 0.111 | 3.227 | 0.185 | 812.227 | 46.466 | 8.7165 | 1.836 | 0.095 | 16.0036 | 0.82807 | 0.127 | 0.056659 | 2358 | 5 | Dry Detention | 0.2 |  |  | TMDL | TMDL |  |  | 7316.5732 | 1526319.3343 | 134 | 20% | 20% | 3.2007 | 0.16561
24 | 11 | 0.086748 | 139 | 24 | 11 | FOR | 1.8811 | 0.129 | 301.544 | 20.656 | 0.255 | 0.167 | 0.48 | 0.022 | 76.946 | 3.459 | 0.086748 | 0.284 | 0.011 | 0.024637 | 0.00095423 | 0.151 | 0.088801 | 2358 | 5 | Dry Detention | 0.2 |  |  | TMDL | TMDL |  |  | 7316.5732 | 1526319.3343 | 139 | 20% | 20% | 0.0049273 | 0.00019085
24 | 12 | 1.7834 | 140 | 24 | 12 | WAT | 0.32312 | 0.017 | 72.968 | 3.927 | 0.246 | 0.138 | 0.079 | 0.002 | 17.927 | 0.543 | 1.7834 | 0.047 | 0.001 | 0.083821 | 0.0017834 | 0.146 | 0.072263 | 2358 | 5 | Dry Detention | 0.2 |  |  | TMDL | TMDL |  |  | 7316.5732 | 1526319.3343 | 140 | 20% | 20% | 0.016764 | 0.00035669
25 | 3 | 0.29802 | 144 | 25 | 3 | HDR | 16.4429 | 1.856 | 5216.46 | 588.853 | 0.568 | 0.484 | 9.341 | 0.899 | 2963.468 | 285.237 | 0.29802 | 9.341 | 0.899 | 2.7838 | 0.26792 | 0.568 | 0.48439 | 2358 | 5 | Dry Detention | 0.2 |  |  | TMDL | TMDL |  |  | 7316.5732 | 1526319.3343 | 144 | 20% | 20% | 0.55675 | 0.053583
25 | 4 | 9.5659 | 145 | 25 | 4 | IND | 11.7335 | 1.455 | 10291.696 | 1276.442 | 0.56 | 0.476 | 6.567 | 0.692 | 5759.832 | 606.958 | 9.5659 | 6.567 | 0.692 | 62.8192 | 6.6196 | 0.56 | 0.47551 | 2358 | 5 | Dry Detention | 0.2 |  |  | TMDL | TMDL |  |  | 7316.5732 | 1526319.3343 | 145 | 20% | 20% | 12.5638 | 1.3239
25 | 11 | 2.8889 | 151 | 25 | 11 | FOR | 1.491 | 0.111 | 312.638 | 23.357 | 0.588 | 0.506 | 0.876 | 0.056 | 183.74 | 11.824 | 2.8889 | 0.876 | 0.056 | 2.5307 | 0.16178 | 0.588 | 0.50621 | 2358 | 5 | Dry Detention | 0.2 |  |  | TMDL | TMDL |  |  | 7316.5732 | 1526319.3343 | 151 | 20% | 20% | 0.50614 | 0.032356
25 | 12 | 0.67906 | 152 | 25 | 12 | WAT | 0.34466 | 0.021 | 36.473 | 2.263 | 0.581 | 0.494 | 0.2 | 0.011 | 21.175 | 1.117 | 0.67906 | 0.2 | 0.011 | 0.13581 | 0.0074697 | 0.581 | 0.4938 | 2358 | 5 | Dry Detention | 0.2 |  |  | TMDL | TMDL |  |  | 7316.5732 | 1526319.3343 | 152 | 20% | 20% | 0.027163 | 0.0014939
25 | 13 | 0.0093458 | 153 | 25 | 13 | WET | 7.8742 | 0.753 | 6518.99 | 623.534 | 0.566 | 0.486 | 4.457 | 0.366 | 3690.224 | 302.997 | 0.0093458 | 4.457 | 0.366 | 0.041654 | 0.0034205 | 0.566 | 0.48594 | 2358 | 5 | Dry Detention | 0.2 |  |  | TMDL | TMDL |  |  | 7316.5732 | 1526319.3343 | 153 | 20% | 20% | 0.0083308 | 0.00068411
25 | 2 | 0.19486 | 143 | 25 | 2 | MDR | 7.5947 | 0.683 | 4904.55 | 441.294 | 0.568 | 0.482 | 4.316 | 0.329 | 2787.239 | 212.506 | 0.19486 | 4.316 | 0.329 | 0.84103 | 0.06411 | 0.568 | 0.48155 | 2359 | 5 | Dry Detention | 0.2 |  |  | TMDL | TMDL |  |  | 376.9705 | 8488.1739 | 143 | 20% | 20% | 0.16821 | 0.012822
24 | 2 | 15.299 | 132 | 24 | 2 | MDR | 9.1244 | 0.747 | 4998.613 | 409.165 | 0.231 | 0.117 | 2.111 | 0.087 | 1156.347 | 47.73 | 15.299 | 1.216 | 0.045 | 18.6035 | 0.68845 | 0.133 | 0.060038 | 2361 | 5 | Dry Detention | 0.2 |  |  | TMDL | TMDL |  |  | 4150.3194 | 672155.601 | 132 | 20% | 20% | 3.7207 | 0.13769
24 | 11 | 0.0083977 | 139 | 24 | 11 | FOR | 1.8811 | 0.129 | 301.544 | 20.656 | 0.255 | 0.167 | 0.48 | 0.022 | 76.946 | 3.459 | 0.0083977 | 0.284 | 0.011 | 0.002385 | 9.2375e-05 | 0.151 | 0.088801 | 2361 | 5 | Dry Detention | 0.2 |  |  | TMDL | TMDL |  |  | 4150.3194 | 672155.601 | 139 | 20% | 20% | 0.00047699 | 1.8475e-05
24 | 13 | 0.12327 | 141 | 24 | 13 | WET | 7.4495 | 0.68 | 3122.888 | 285.148 | 0.237 | 0.139 | 1.764 | 0.095 | 739.648 | 39.666 | 0.12327 | 1.023 | 0.049 | 0.12611 | 0.0060403 | 0.137 | 0.072548 | 2361 | 5 | Dry Detention | 0.2 |  |  | TMDL | TMDL |  |  | 4150.3194 | 672155.601 | 141 | 20% | 20% | 0.025221 | 0.0012081
25 | 2 | 0.21566 | 143 | 25 | 2 | MDR | 7.5947 | 0.683 | 4904.55 | 441.294 | 0.568 | 0.482 | 4.316 | 0.329 | 2787.239 | 212.506 | 0.21566 | 4.316 | 0.329 | 0.93079 | 0.070952 | 0.568 | 0.48155 | 2363 | 5 | Dry Detention | 0.2 |  |  | TMDL | TMDL |  |  | 420.832 | 9456.2907 | 143 | 20% | 20% | 0.18616 | 0.01419
25 | 4 | 0.0014276 | 145 | 25 | 4 | IND | 11.7335 | 1.455 | 10291.696 | 1276.442 | 0.56 | 0.476 | 6.567 | 0.692 | 5759.832 | 606.958 | 0.0014276 | 6.567 | 0.692 | 0.0093753 | 0.00098793 | 0.56 | 0.47551 | 2363 | 5 | Dry Detention | 0.2 |  |  | TMDL | TMDL |  |  | 420.832 | 9456.2907 | 145 | 20% | 20% | 0.0018751 | 0.00019759
32 | 1 | 0.82045 | 200 | 32 | 1 | LDR | 2.9963 | 0.267 | 266.184 | 23.689 | 0.875 | 0.875 | 2.621 | 0.233 | 232.848 | 20.739 | 0.82045 | 2.621 | 0.233 | 2.1504 | 0.19116 | 0.875 | 0.87545 | 2364 | 5 | Dry Detention | 0.2 |  |  | TMDL | TMDL |  |  | 3251.2904 | 429595.1015 | 200 | 20% | 20% | 0.43008 | 0.038233
32 | 4 | 4.4937 | 202 | 32 | 4 | IND | 9.2528 | 1.133 | 4344.333 | 531.944 | 0.871 | 0.873 | 8.062 | 0.989 | 3785.17 | 464.405 | 4.4937 | 8.062 | 0.989 | 36.2283 | 4.4443 | 0.871 | 0.87303 | 2364 | 5 | Dry Detention | 0.2 |  |  | TMDL | TMDL |  |  | 3251.2904 | 429595.1015 | 202 | 20% | 20% | 7.2457 | 0.88885
32 | 7 | 3.8832 | 204 | 32 | 7 | PAS | 4.4973 | 0.391 | 1067.255 | 92.772 | 0.879 | 0.879 | 3.951 | 0.344 | 937.591 | 81.587 | 3.8832 | 3.951 | 0.344 | 15.3425 | 1.3358 | 0.879 | 0.87943 | 2364 | 5 | Dry Detention | 0.2 |  |  | TMDL | TMDL |  |  | 3251.2904 | 429595.1015 | 204 | 20% | 20% | 3.0685 | 0.26716
32 | 13 | 0.66484 | 210 | 32 | 13 | WET | 4.0632 | 0.386 | 4091.911 | 389.057 | 0.876 | 0.879 | 3.561 | 0.34 | 3585.849 | 342.103 | 0.66484 | 3.561 | 0.34 | 2.3675 | 0.22604 | 0.876 | 0.87931 | 2364 | 5 | Dry Detention | 0.2 |  |  | TMDL | TMDL |  |  | 3251.2904 | 429595.1015 | 210 | 20% | 20% | 0.4735 | 0.045209
32 | 1 | 3.0735 | 200 | 32 | 1 | LDR | 2.9963 | 0.267 | 266.184 | 23.689 | 0.875 | 0.875 | 2.621 | 0.233 | 232.848 | 20.739 | 3.0735 | 2.621 | 0.233 | 8.0557 | 0.71613 | 0.875 | 0.87545 | 2365 | 5 | Dry Detention | 0.2 |  |  | TMDL | TMDL |  |  | 2963.3486 | 401373.5764 | 200 | 20% | 20% | 1.6111 | 0.14323
32 | 4 | 5.5321 | 202 | 32 | 4 | IND | 9.2528 | 1.133 | 4344.333 | 531.944 | 0.871 | 0.873 | 8.062 | 0.989 | 3785.17 | 464.405 | 5.5321 | 8.062 | 0.989 | 44.5997 | 5.4712 | 0.871 | 0.87303 | 2365 | 5 | Dry Detention | 0.2 |  |  | TMDL | TMDL |  |  | 2963.3486 | 401373.5764 | 202 | 20% | 20% | 8.9199 | 1.0942
32 | 6 | 0.58172 | 203 | 32 | 6 | OPE | 2.7184 | 0.231 | 33.939 | 2.884 | 0.876 | 0.877 | 2.382 | 0.203 | 29.741 | 2.529 | 0.58172 | 2.382 | 0.203 | 1.3857 | 0.11809 | 0.876 | 0.87697 | 2365 | 5 | Dry Detention | 0.2 |  |  | TMDL | TMDL |  |  | 2963.3486 | 401373.5764 | 203 | 20% | 20% | 0.27713 | 0.023618
32 | 11 | 0.02497 | 208 | 32 | 11 | FOR | 0.99108 | 0.072 | 76.522 | 5.578 | 0.88 | 0.881 | 0.872 | 0.064 | 67.33 | 4.916 | 0.02497 | 0.872 | 0.064 | 0.021774 | 0.0015981 | 0.88 | 0.88134 | 2365 | 5 | Dry Detention | 0.2 |  |  | TMDL | TMDL |  |  | 2963.3486 | 401373.5764 | 208 | 20% | 20% | 0.0043548 | 0.00031962
32 | 13 | 0.0020075 | 210 | 32 | 13 | WET | 4.0632 | 0.386 | 4091.911 | 389.057 | 0.876 | 0.879 | 3.561 | 0.34 | 3585.849 | 342.103 | 0.0020075 | 3.561 | 0.34 | 0.0071487 | 0.00068255 | 0.876 | 0.87931 | 2365 | 5 | Dry Detention | 0.2 |  |  | TMDL | TMDL |  |  | 2963.3486 | 401373.5764 | 210 | 20% | 20% | 0.0014297 | 0.00013651
32 | 1 | 5.5547 | 200 | 32 | 1 | LDR | 2.9963 | 0.267 | 266.184 | 23.689 | 0.875 | 0.875 | 2.621 | 0.233 | 232.848 | 20.739 | 5.5547 | 2.621 | 0.233 | 14.5589 | 1.2943 | 0.875 | 0.87545 | 2366 | 5 | Dry Detention | 0.2 |  |  | TMDL | TMDL |  |  | 4640.0614 | 598346.3391 | 200 | 20% | 20% | 2.9118 | 0.25885
32 | 7 | 6.4891 | 204 | 32 | 7 | PAS | 4.4973 | 0.391 | 1067.255 | 92.772 | 0.879 | 0.879 | 3.951 | 0.344 | 937.591 | 81.587 | 6.4891 | 3.951 | 0.344 | 25.6385 | 2.2323 | 0.879 | 0.87943 | 2366 | 5 | Dry Detention | 0.2 |  |  | TMDL | TMDL |  |  | 4640.0614 | 598346.3391 | 204 | 20% | 20% | 5.1277 | 0.44645
32 | 8 | 0.23873 | 205 | 32 | 8 | AGR | 5.4 | 0.487 | 380.97 | 34.384 | 0.879 | 0.88 | 4.747 | 0.429 | 334.912 | 30.264 | 0.23873 | 4.747 | 0.429 | 1.1333 | 0.10242 | 0.879 | 0.88019 | 2366 | 5 | Dry Detention | 0.2 |  |  | TMDL | TMDL |  |  | 4640.0614 | 598346.3391 | 205 | 20% | 20% | 0.22665 | 0.020483
32 | 11 | 1.2871 | 208 | 32 | 11 | FOR | 0.99108 | 0.072 | 76.522 | 5.578 | 0.88 | 0.881 | 0.872 | 0.064 | 67.33 | 4.916 | 1.2871 | 0.872 | 0.064 | 1.1223 | 0.082372 | 0.88 | 0.88134 | 2366 | 5 | Dry Detention | 0.2 |  |  | TMDL | TMDL |  |  | 4640.0614 | 598346.3391 | 208 | 20% | 20% | 0.22446 | 0.016474
32 | 12 | 0.16657 | 209 | 32 | 12 | WAT | 0.26953 | 0.019 | 0.919 | 0.066 | 0.878 | 0.879 | 0.237 | 0.017 | 0.807 | 0.058 | 0.16657 | 0.237 | 0.017 | 0.039477 | 0.0028317 | 0.878 | 0.87902 | 2366 | 5 | Dry Detention | 0.2 |  |  | TMDL | TMDL |  |  | 4640.0614 | 598346.3391 | 209 | 20% | 20% | 0.0078953 | 0.00056633
25 | 4 | 0.89223 | 145 | 25 | 4 | IND | 11.7335 | 1.455 | 10291.696 | 1276.442 | 0.56 | 0.476 | 6.567 | 0.692 | 5759.832 | 606.958 | 0.89223 | 6.567 | 0.692 | 5.8593 | 0.61743 | 0.56 | 0.47551 | 2368 | 5 | Dry Detention | 0.2 |  |  | TMDL | TMDL |  |  | 790.4761 | 38865.5229 | 145 | 20% | 20% | 1.1719 | 0.12349
25 | 2 | 0.0098302 | 143 | 25 | 2 | MDR | 7.5947 | 0.683 | 4904.55 | 441.294 | 0.568 | 0.482 | 4.316 | 0.329 | 2787.239 | 212.506 | 0.0098302 | 4.316 | 0.329 | 0.042427 | 0.0032341 | 0.568 | 0.48155 | 2369 | 5 | Dry Detention | 0.2 |  |  | TMDL | TMDL |  |  | 1495.0965 | 136714.1625 | 143 | 20% | 20% | 0.0084854 | 0.00064683
25 | 4 | 3.1287 | 145 | 25 | 4 | IND | 11.7335 | 1.455 | 10291.696 | 1276.442 | 0.56 | 0.476 | 6.567 | 0.692 | 5759.832 | 606.958 | 3.1287 | 6.567 | 0.692 | 20.5462 | 2.1651 | 0.56 | 0.47551 | 2369 | 5 | Dry Detention | 0.2 |  |  | TMDL | TMDL |  |  | 1495.0965 | 136714.1625 | 145 | 20% | 20% | 4.1092 | 0.43301
27 | 4 | 70.5235 | 162 | 27 | 4 | IND | 11.0624 | 1.21 | 10869.185 | 1188.593 | 0.31 | 0.307 | 3.425 | 0.372 | 3365.144 | 365.357 | 70.5235 | 3.425 | 0.372 | 241.543 | 26.2347 | 0.31 | 0.30739 | 2370 | 5 | Dry Detention | 0.2 |  |  | TMDL | TMDL |  |  | 11957.6997 | 3071991.3546 | 162 | 20% | 20% | 48.3086 | 5.2469
25 | 2 | 0.24846 | 143 | 25 | 2 | MDR | 7.5947 | 0.683 | 4904.55 | 441.294 | 0.568 | 0.482 | 4.316 | 0.329 | 2787.239 | 212.506 | 0.24846 | 4.316 | 0.329 | 1.0724 | 0.081743 | 0.568 | 0.48155 | 2372 | 5 | Dry Detention | 0.2 |  |  | TMDL | TMDL |  |  | 435.5823 | 10822.8515 | 143 | 20% | 20% | 0.21447 | 0.016349
27 | 4 | 0.061789 | 162 | 27 | 4 | IND | 11.0624 | 1.21 | 10869.185 | 1188.593 | 0.31 | 0.307 | 3.425 | 0.372 | 3365.144 | 365.357 | 0.061789 | 3.425 | 0.372 | 0.21163 | 0.022986 | 0.31 | 0.30739 | 2373 | 5 | Dry Detention | 0.2 |  |  | TMDL | TMDL |  |  | 223.4252 | 2691.5268 | 162 | 20% | 20% | 0.042326 | 0.0045971
39 | 1 | 0.40722 | 259 | 39 | 1 | LDR | 2.8996 | 0.259 | 1035.599 | 92.373 | 1.075 | 1.082 | 3.118 | 0.28 | 1113.717 | 99.953 | 0.40722 | 2.887 | 0.254 | 1.1757 | 0.10343 | 0.996 | 0.98369 | 2374 | 5 | Dry Detention | 0.2 |  |  | TMDL | TMDL |  |  | 1167.6262 | 67864.2244 | 259 | 20% | 20% | 0.23513 | 0.020687
39 | 13 | 1.1507 | 270 | 39 | 13 | WET | 2.4147 | 0.224 | 8471.903 | 784.954 | 1.082 | 1.085 | 2.613 | 0.243 | 9167.141 | 851.506 | 1.1507 | 2.419 | 0.221 | 2.7836 | 0.25431 | 1.002 | 0.98617 | 2374 | 5 | Dry Detention | 0.2 |  |  | TMDL | TMDL |  |  | 1167.6262 | 67864.2244 | 270 | 20% | 20% | 0.55672 | 0.050862
25 | 2 | 1.482 | 143 | 25 | 2 | MDR | 7.5947 | 0.683 | 4904.55 | 441.294 | 0.568 | 0.482 | 4.316 | 0.329 | 2787.239 | 212.506 | 1.482 | 4.316 | 0.329 | 6.3962 | 0.48757 | 0.568 | 0.48155 | 2375 | 5 | Dry Detention | 0.2 |  |  | TMDL | TMDL |  |  | 1027.7823 | 64832.7407 | 143 | 20% | 20% | 1.2792 | 0.097514
25 | 4 | 0.0063871 | 145 | 25 | 4 | IND | 11.7335 | 1.455 | 10291.696 | 1276.442 | 0.56 | 0.476 | 6.567 | 0.692 | 5759.832 | 606.958 | 0.0063871 | 6.567 | 0.692 | 0.041944 | 0.0044199 | 0.56 | 0.47551 | 2375 | 5 | Dry Detention | 0.2 |  |  | TMDL | TMDL |  |  | 1027.7823 | 64832.7407 | 145 | 20% | 20% | 0.0083888 | 0.00088397
25 | 2 | 0.52781 | 143 | 25 | 2 | MDR | 7.5947 | 0.683 | 4904.55 | 441.294 | 0.568 | 0.482 | 4.316 | 0.329 | 2787.239 | 212.506 | 0.52781 | 4.316 | 0.329 | 2.278 | 0.17365 | 0.568 | 0.48155 | 2376 | 5 | Dry Detention | 0.2 |  |  | TMDL | TMDL |  |  | 608.5999 | 22991.2762 | 143 | 20% | 20% | 0.4556 | 0.03473
27 | 4 | 10.8156 | 162 | 27 | 4 | IND | 11.0624 | 1.21 | 10869.185 | 1188.593 | 0.31 | 0.307 | 3.425 | 0.372 | 3365.144 | 365.357 | 10.8156 | 3.425 | 0.372 | 37.0436 | 4.0234 | 0.31 | 0.30739 | 2377 | 5 | Dry Detention | 0.2 |  |  | TMDL | TMDL |  |  | 4592.9366 | 471127.3816 | 162 | 20% | 20% | 7.4087 | 0.80468
32 | 7 | 4.895 | 204 | 32 | 7 | PAS | 4.4973 | 0.391 | 1067.255 | 92.772 | 0.879 | 0.879 | 3.951 | 0.344 | 937.591 | 81.587 | 4.895 | 3.951 | 0.344 | 19.34 | 1.6839 | 0.879 | 0.87943 | 2378 | 5 | Dry Detention | 0.2 |  |  | TMDL | TMDL |  |  | 2005.8474 | 220336.4094 | 204 | 20% | 20% | 3.868 | 0.33677
32 | 13 | 0.16329 | 210 | 32 | 13 | WET | 4.0632 | 0.386 | 4091.911 | 389.057 | 0.876 | 0.879 | 3.561 | 0.34 | 3585.849 | 342.103 | 0.16329 | 3.561 | 0.34 | 0.58149 | 0.05552 | 0.876 | 0.87931 | 2378 | 5 | Dry Detention | 0.2 |  |  | TMDL | TMDL |  |  | 2005.8474 | 220336.4094 | 210 | 20% | 20% | 0.1163 | 0.011104
33 | 1 | 0.0050453 | 211 | 33 | 1 | LDR | 5.7174 | 0.522 | 14.074 | 1.285 | 0.442 | 0.34 | 2.527 | 0.178 | 6.221 | 0.437 | 0.0050453 | 2.527 | 0.178 | 0.01275 | 0.00089807 | 0.442 | 0.34014 | 2379 | 5 | Dry Detention | 0.2 |  |  | TMDL | TMDL |  |  | 1565.2032 | 74369.9903 | 211 | 20% | 20% | 0.0025499 | 0.00017961
33 | 7 | 0.058808 | 213 | 33 | 7 | PAS | 17.543 | 1.547 | 8175.153 | 720.773 | 0.44 | 0.34 | 7.724 | 0.526 | 3599.533 | 245.32 | 0.058808 | 7.724 | 0.526 | 0.45423 | 0.030933 | 0.44 | 0.34036 | 2379 | 5 | Dry Detention | 0.2 |  |  | TMDL | TMDL |  |  | 1565.2032 | 74369.9903 | 213 | 20% | 20% | 0.090846 | 0.0061866
39 | 1 | 1.6269 | 259 | 39 | 1 | LDR | 2.8996 | 0.259 | 1035.599 | 92.373 | 1.075 | 1.082 | 3.118 | 0.28 | 1113.717 | 99.953 | 1.6269 | 2.887 | 0.254 | 4.6968 | 0.41323 | 0.996 | 0.98369 | 2379 | 5 | Dry Detention | 0.2 |  |  | TMDL | TMDL |  |  | 1565.2032 | 74369.9903 | 259 | 20% | 20% | 0.93937 | 0.082646
39 | 7 | 0.01656 | 264 | 39 | 7 | PAS | 4.1697 | 0.36 | 495.518 | 42.729 | 1.074 | 1.083 | 4.478 | 0.389 | 532.207 | 46.259 | 0.01656 | 4.147 | 0.354 | 0.068674 | 0.0058622 | 0.994 | 0.98418 | 2379 | 5 | Dry Detention | 0.2 |  |  | TMDL | TMDL |  |  | 1565.2032 | 74369.9903 | 264 | 20% | 20% | 0.013735 | 0.0011724
32 | 1 | 4.2635 | 200 | 32 | 1 | LDR | 2.9963 | 0.267 | 266.184 | 23.689 | 0.875 | 0.875 | 2.621 | 0.233 | 232.848 | 20.739 | 4.2635 | 2.621 | 0.233 | 11.1745 | 0.99339 | 0.875 | 0.87545 | 2380 | 5 | Dry Detention | 0.2 |  |  | TMDL | TMDL |  |  | 1941.75 | 212150.9899 | 200 | 20% | 20% | 2.2349 | 0.19868
32 | 7 | 0.1846 | 204 | 32 | 7 | PAS | 4.4973 | 0.391 | 1067.255 | 92.772 | 0.879 | 0.879 | 3.951 | 0.344 | 937.591 | 81.587 | 0.1846 | 3.951 | 0.344 | 0.72937 | 0.063504 | 0.879 | 0.87943 | 2380 | 5 | Dry Detention | 0.2 |  |  | TMDL | TMDL |  |  | 1941.75 | 212150.9899 | 204 | 20% | 20% | 0.14587 | 0.012701
32 | 11 | 0.39805 | 208 | 32 | 11 | FOR | 0.99108 | 0.072 | 76.522 | 5.578 | 0.88 | 0.881 | 0.872 | 0.064 | 67.33 | 4.916 | 0.39805 | 0.872 | 0.064 | 0.3471 | 0.025475 | 0.88 | 0.88134 | 2380 | 5 | Dry Detention | 0.2 |  |  | TMDL | TMDL |  |  | 1941.75 | 212150.9899 | 208 | 20% | 20% | 0.069419 | 0.005095
32 | 13 | 0.024223 | 210 | 32 | 13 | WET | 4.0632 | 0.386 | 4091.911 | 389.057 | 0.876 | 0.879 | 3.561 | 0.34 | 3585.849 | 342.103 | 0.024223 | 3.561 | 0.34 | 0.08626 | 0.008236 | 0.876 | 0.87931 | 2380 | 5 | Dry Detention | 0.2 |  |  | TMDL | TMDL |  |  | 1941.75 | 212150.9899 | 210 | 20% | 20% | 0.017252 | 0.0016472
25 | 2 | 0.16109 | 143 | 25 | 2 | MDR | 7.5947 | 0.683 | 4904.55 | 441.294 | 0.568 | 0.482 | 4.316 | 0.329 | 2787.239 | 212.506 | 0.16109 | 4.316 | 0.329 | 0.69526 | 0.052998 | 0.568 | 0.48155 | 2381 | 5 | Dry Detention | 0.2 |  |  | TMDL | TMDL |  |  | 352.5678 | 7024.3184 | 143 | 20% | 20% | 0.13905 | 0.0106
25 | 4 | 0.00016731 | 145 | 25 | 4 | IND | 11.7335 | 1.455 | 10291.696 | 1276.442 | 0.56 | 0.476 | 6.567 | 0.692 | 5759.832 | 606.958 | 0.00016731 | 6.567 | 0.692 | 0.0010987 | 0.00011578 | 0.56 | 0.47551 | 2381 | 5 | Dry Detention | 0.2 |  |  | TMDL | TMDL |  |  | 352.5678 | 7024.3184 | 145 | 20% | 20% | 0.00021974 | 2.3155e-05
24 | 4 | 0.19414 | 134 | 24 | 4 | IND | 14.4894 | 1.67 | 3647.149 | 420.469 | 0.223 | 0.111 | 3.227 | 0.185 | 812.227 | 46.466 | 0.19414 | 1.836 | 0.095 | 0.35644 | 0.018443 | 0.127 | 0.056659 | 2382 | 5 | Dry Detention | 0.2 |  |  | TMDL | TMDL |  |  | 419.5376 | 8456.7191 | 134 | 20% | 20% | 0.071288 | 0.0036887
25 | 4 | 1.6808 | 145 | 25 | 4 | IND | 11.7335 | 1.455 | 10291.696 | 1276.442 | 0.56 | 0.476 | 6.567 | 0.692 | 5759.832 | 606.958 | 1.6808 | 6.567 | 0.692 | 11.0379 | 1.1631 | 0.56 | 0.47551 | 2383 | 5 | Dry Detention | 0.2 |  |  | TMDL | TMDL |  |  | 1151.4092 | 73215.8525 | 145 | 20% | 20% | 2.2076 | 0.23262
25 | 2 | 2.1077 | 143 | 25 | 2 | MDR | 7.5947 | 0.683 | 4904.55 | 441.294 | 0.568 | 0.482 | 4.316 | 0.329 | 2787.239 | 212.506 | 2.1077 | 4.316 | 0.329 | 9.0967 | 0.69343 | 0.568 | 0.48155 | 2384 | 5 | Dry Detention | 0.2 |  |  | TMDL | TMDL |  |  | 4937.0642 | 274357.8167 | 143 | 20% | 20% | 1.8193 | 0.13869
25 | 4 | 1.8794 | 145 | 25 | 4 | IND | 11.7335 | 1.455 | 10291.696 | 1276.442 | 0.56 | 0.476 | 6.567 | 0.692 | 5759.832 | 606.958 | 1.8794 | 6.567 | 0.692 | 12.342 | 1.3005 | 0.56 | 0.47551 | 2384 | 5 | Dry Detention | 0.2 |  |  | TMDL | TMDL |  |  | 4937.0642 | 274357.8167 | 145 | 20% | 20% | 2.4684 | 0.26011
25 | 13 | 1.9474 | 153 | 25 | 13 | WET | 7.8742 | 0.753 | 6518.99 | 623.534 | 0.566 | 0.486 | 4.457 | 0.366 | 3690.224 | 302.997 | 1.9474 | 4.457 | 0.366 | 8.6794 | 0.71274 | 0.566 | 0.48594 | 2384 | 5 | Dry Detention | 0.2 |  |  | TMDL | TMDL |  |  | 4937.0642 | 274357.8167 | 153 | 20% | 20% | 1.7359 | 0.14255
39 | 1 | 0.38071 | 259 | 39 | 1 | LDR | 2.8996 | 0.259 | 1035.599 | 92.373 | 1.075 | 1.082 | 3.118 | 0.28 | 1113.717 | 99.953 | 0.38071 | 2.887 | 0.254 | 1.0991 | 0.0967 | 0.996 | 0.98369 | 2385 | 5 | Dry Detention | 0.2 |  |  | TMDL | TMDL |  |  | 522.7046 | 16583.5209 | 259 | 20% | 20% | 0.21982 | 0.01934
25 | 4 | 0.48594 | 145 | 25 | 4 | IND | 11.7335 | 1.455 | 10291.696 | 1276.442 | 0.56 | 0.476 | 6.567 | 0.692 | 5759.832 | 606.958 | 0.48594 | 6.567 | 0.692 | 3.1912 | 0.33627 | 0.56 | 0.47551 | 2386 | 5 | Dry Detention | 0.2 |  |  | TMDL | TMDL |  |  | 582.6213 | 21167.4107 | 145 | 20% | 20% | 0.63823 | 0.067254
32 | 7 | 1.7732 | 204 | 32 | 7 | PAS | 4.4973 | 0.391 | 1067.255 | 92.772 | 0.879 | 0.879 | 3.951 | 0.344 | 937.591 | 81.587 | 1.7732 | 3.951 | 0.344 | 7.006 | 0.60999 | 0.879 | 0.87943 | 2387 | 5 | Dry Detention | 0.2 |  |  | TMDL | TMDL |  |  | 3367.1833 | 551724.3713 | 204 | 20% | 20% | 1.4012 | 0.122
32 | 9 | 10.8927 | 206 | 32 | 9 | AGT | 3.4171 | 0.302 | 307.936 | 27.196 | 0.879 | 0.88 | 3.004 | 0.266 | 270.709 | 23.932 | 10.8927 | 3.004 | 0.266 | 32.7216 | 2.8975 | 0.879 | 0.88001 | 2387 | 5 | Dry Detention | 0.2 |  |  | TMDL | TMDL |  |  | 3367.1833 | 551724.3713 | 206 | 20% | 20% | 6.5443 | 0.57949
32 | 1 | 1.6386 | 200 | 32 | 1 | LDR | 2.9963 | 0.267 | 266.184 | 23.689 | 0.875 | 0.875 | 2.621 | 0.233 | 232.848 | 20.739 | 1.6386 | 2.621 | 0.233 | 4.2948 | 0.3818 | 0.875 | 0.87545 | 2388 | 5 | Dry Detention | 0.2 |  |  | TMDL | TMDL |  |  | 1904.7097 | 199379.3436 | 200 | 20% | 20% | 0.85896 | 0.076359
32 | 8 | 0.34885 | 205 | 32 | 8 | AGR | 5.4 | 0.487 | 380.97 | 34.384 | 0.879 | 0.88 | 4.747 | 0.429 | 334.912 | 30.264 | 0.34885 | 4.747 | 0.429 | 1.656 | 0.14966 | 0.879 | 0.88019 | 2388 | 5 | Dry Detention | 0.2 |  |  | TMDL | TMDL |  |  | 1904.7097 | 199379.3436 | 205 | 20% | 20% | 0.3312 | 0.029931
32 | 11 | 2.5897 | 208 | 32 | 11 | FOR | 0.99108 | 0.072 | 76.522 | 5.578 | 0.88 | 0.881 | 0.872 | 0.064 | 67.33 | 4.916 | 2.5897 | 0.872 | 0.064 | 2.2582 | 0.16574 | 0.88 | 0.88134 | 2388 | 5 | Dry Detention | 0.2 |  |  | TMDL | TMDL |  |  | 1904.7097 | 199379.3436 | 208 | 20% | 20% | 0.45164 | 0.033148
32 | 1 | 2.1244 | 200 | 32 | 1 | LDR | 2.9963 | 0.267 | 266.184 | 23.689 | 0.875 | 0.875 | 2.621 | 0.233 | 232.848 | 20.739 | 2.1244 | 2.621 | 0.233 | 5.568 | 0.49498 | 0.875 | 0.87545 | 2389 | 5 | Dry Detention | 0.2 |  |  | TMDL | TMDL |  |  | 3552.1938 | 314672.827 | 200 | 20% | 20% | 1.1136 | 0.098997
32 | 10 | 3.3444 | 207 | 32 | 10 | RAN | 1.701 | 0.132 | 120.775 | 9.379 | 0.879 | 0.88 | 1.495 | 0.116 | 106.177 | 8.252 | 3.3444 | 1.495 | 0.116 | 4.9999 | 0.38796 | 0.879 | 0.8798 | 2389 | 5 | Dry Detention | 0.2 |  |  | TMDL | TMDL |  |  | 3552.1938 | 314672.827 | 207 | 20% | 20% | 0.99999 | 0.077591
32 | 11 | 0.35912 | 208 | 32 | 11 | FOR | 0.99108 | 0.072 | 76.522 | 5.578 | 0.88 | 0.881 | 0.872 | 0.064 | 67.33 | 4.916 | 0.35912 | 0.872 | 0.064 | 0.31316 | 0.022984 | 0.88 | 0.88134 | 2389 | 5 | Dry Detention | 0.2 |  |  | TMDL | TMDL |  |  | 3552.1938 | 314672.827 | 208 | 20% | 20% | 0.062631 | 0.0045968
32 | 13 | 1.396 | 210 | 32 | 13 | WET | 4.0632 | 0.386 | 4091.911 | 389.057 | 0.876 | 0.879 | 3.561 | 0.34 | 3585.849 | 342.103 | 1.396 | 3.561 | 0.34 | 4.971 | 0.47463 | 0.876 | 0.87931 | 2389 | 5 | Dry Detention | 0.2 |  |  | TMDL | TMDL |  |  | 3552.1938 | 314672.827 | 210 | 20% | 20% | 0.9942 | 0.094925
25 | 4 | 0.6136 | 145 | 25 | 4 | IND | 11.7335 | 1.455 | 10291.696 | 1276.442 | 0.56 | 0.476 | 6.567 | 0.692 | 5759.832 | 606.958 | 0.6136 | 6.567 | 0.692 | 4.0295 | 0.42461 | 0.56 | 0.47551 | 2391 | 5 | Dry Detention | 0.2 |  |  | TMDL | TMDL |  |  | 698.8073 | 26728.4914 | 145 | 20% | 20% | 0.80591 | 0.084923
25 | 2 | 1.6492 | 143 | 25 | 2 | MDR | 7.5947 | 0.683 | 4904.55 | 441.294 | 0.568 | 0.482 | 4.316 | 0.329 | 2787.239 | 212.506 | 1.6492 | 4.316 | 0.329 | 7.1179 | 0.54258 | 0.568 | 0.48155 | 2392 | 5 | Dry Detention | 0.2 |  |  | TMDL | TMDL |  |  | 1695.0257 | 72172.9256 | 143 | 20% | 20% | 1.4236 | 0.10852
25 | 4 | 0.0068741 | 145 | 25 | 4 | IND | 11.7335 | 1.455 | 10291.696 | 1276.442 | 0.56 | 0.476 | 6.567 | 0.692 | 5759.832 | 606.958 | 0.0068741 | 6.567 | 0.692 | 0.045142 | 0.0047569 | 0.56 | 0.47551 | 2392 | 5 | Dry Detention | 0.2 |  |  | TMDL | TMDL |  |  | 1695.0257 | 72172.9256 | 145 | 20% | 20% | 0.0090285 | 0.00095138
25 | 2 | 0.16214 | 143 | 25 | 2 | MDR | 7.5947 | 0.683 | 4904.55 | 441.294 | 0.568 | 0.482 | 4.316 | 0.329 | 2787.239 | 212.506 | 0.16214 | 4.316 | 0.329 | 0.69981 | 0.053345 | 0.568 | 0.48155 | 2393 | 5 | Dry Detention | 0.2 |  |  | TMDL | TMDL |  |  | 351.5679 | 7062.9353 | 143 | 20% | 20% | 0.13996 | 0.010669
25 | 2 | 0.30799 | 143 | 25 | 2 | MDR | 7.5947 | 0.683 | 4904.55 | 441.294 | 0.568 | 0.482 | 4.316 | 0.329 | 2787.239 | 212.506 | 0.30799 | 4.316 | 0.329 | 1.3293 | 0.10133 | 0.568 | 0.48155 | 2394 | 5 | Dry Detention | 0.2 |  |  | TMDL | TMDL |  |  | 646.3833 | 26165.2631 | 143 | 20% | 20% | 0.26586 | 0.020266
25 | 3 | 0.29269 | 144 | 25 | 3 | HDR | 16.4429 | 1.856 | 5216.46 | 588.853 | 0.568 | 0.484 | 9.341 | 0.899 | 2963.468 | 285.237 | 0.29269 | 9.341 | 0.899 | 2.734 | 0.26312 | 0.568 | 0.48439 | 2394 | 5 | Dry Detention | 0.2 |  |  | TMDL | TMDL |  |  | 646.3833 | 26165.2631 | 144 | 20% | 20% | 0.54679 | 0.052625
25 | 2 | 0.36828 | 143 | 25 | 2 | MDR | 7.5947 | 0.683 | 4904.55 | 441.294 | 0.568 | 0.482 | 4.316 | 0.329 | 2787.239 | 212.506 | 0.36828 | 4.316 | 0.329 | 1.5895 | 0.12116 | 0.568 | 0.48155 | 2396 | 5 | Dry Detention | 0.2 |  |  | TMDL | TMDL |  |  | 491.7039 | 16042.0567 | 143 | 20% | 20% | 0.3179 | 0.024233
32 | 1 | 0.94839 | 200 | 32 | 1 | LDR | 2.9963 | 0.267 | 266.184 | 23.689 | 0.875 | 0.875 | 2.621 | 0.233 | 232.848 | 20.739 | 0.94839 | 2.621 | 0.233 | 2.4857 | 0.22098 | 0.875 | 0.87545 | 2397 | 5 | Dry Detention | 0.2 |  |  | TMDL | TMDL |  |  | 953.9376 | 45818.733 | 200 | 20% | 20% | 0.49715 | 0.044195
32 | 13 | 0.10346 | 210 | 32 | 13 | WET | 4.0632 | 0.386 | 4091.911 | 389.057 | 0.876 | 0.879 | 3.561 | 0.34 | 3585.849 | 342.103 | 0.10346 | 3.561 | 0.34 | 0.36843 | 0.035177 | 0.876 | 0.87931 | 2397 | 5 | Dry Detention | 0.2 |  |  | TMDL | TMDL |  |  | 953.9376 | 45818.733 | 210 | 20% | 20% | 0.073686 | 0.0070355
39 | 1 | 0.7879 | 259 | 39 | 1 | LDR | 2.8996 | 0.259 | 1035.599 | 92.373 | 1.075 | 1.082 | 3.118 | 0.28 | 1113.717 | 99.953 | 0.7879 | 2.887 | 0.254 | 2.2747 | 0.20013 | 0.996 | 0.98369 | 2398 | 5 | Dry Detention | 0.2 |  |  | TMDL | TMDL |  |  | 858.0299 | 34320.6793 | 259 | 20% | 20% | 0.45493 | 0.040025
25 | 2 | 0.3422 | 143 | 25 | 2 | MDR | 7.5947 | 0.683 | 4904.55 | 441.294 | 0.568 | 0.482 | 4.316 | 0.329 | 2787.239 | 212.506 | 0.3422 | 4.316 | 0.329 | 1.4769 | 0.11258 | 0.568 | 0.48155 | 2399 | 5 | Dry Detention | 0.2 |  |  | TMDL | TMDL |  |  | 487.7184 | 14905.9621 | 143 | 20% | 20% | 0.29538 | 0.022516
25 | 2 | 0.16988 | 143 | 25 | 2 | MDR | 7.5947 | 0.683 | 4904.55 | 441.294 | 0.568 | 0.482 | 4.316 | 0.329 | 2787.239 | 212.506 | 0.16988 | 4.316 | 0.329 | 0.73322 | 0.055892 | 0.568 | 0.48155 | 2400 | 5 | Dry Detention | 0.2 |  |  | TMDL | TMDL |  |  | 367.9898 | 7400.1193 | 143 | 20% | 20% | 0.14664 | 0.011178
25 | 4 | 1.7966 | 145 | 25 | 4 | IND | 11.7335 | 1.455 | 10291.696 | 1276.442 | 0.56 | 0.476 | 6.567 | 0.692 | 5759.832 | 606.958 | 1.7966 | 6.567 | 0.692 | 11.7983 | 1.2432 | 0.56 | 0.47551 | 2401 | 5 | Dry Detention | 0.2 |  |  | TMDL | TMDL |  |  | 1204.5635 | 78259.4441 | 145 | 20% | 20% | 2.3597 | 0.24865
39 | 1 | 0.71922 | 259 | 39 | 1 | LDR | 2.8996 | 0.259 | 1035.599 | 92.373 | 1.075 | 1.082 | 3.118 | 0.28 | 1113.717 | 99.953 | 0.71922 | 2.887 | 0.254 | 2.0764 | 0.18268 | 0.996 | 0.98369 | 2402 | 5 | Dry Detention | 0.2 |  |  | TMDL | TMDL |  |  | 833.2427 | 31708.4922 | 259 | 20% | 20% | 0.41528 | 0.036536
39 | 11 | 0.0087107 | 268 | 39 | 11 | FOR | 0.99237 | 0.07 | 385.77 | 27.224 | 1.075 | 1.083 | 1.067 | 0.076 | 414.895 | 29.493 | 0.0087107 | 0.988 | 0.069 | 0.0086062 | 0.00060104 | 0.996 | 0.98485 | 2402 | 5 | Dry Detention | 0.2 |  |  | TMDL | TMDL |  |  | 833.2427 | 31708.4922 | 268 | 20% | 20% | 0.0017212 | 0.00012021
25 | 2 | 0.16055 | 143 | 25 | 2 | MDR | 7.5947 | 0.683 | 4904.55 | 441.294 | 0.568 | 0.482 | 4.316 | 0.329 | 2787.239 | 212.506 | 0.16055 | 4.316 | 0.329 | 0.69292 | 0.05282 | 0.568 | 0.48155 | 2403 | 5 | Dry Detention | 0.2 |  |  | TMDL | TMDL |  |  | 930.0787 | 51561.2348 | 143 | 20% | 20% | 0.13858 | 0.010564
25 | 4 | 1.0231 | 145 | 25 | 4 | IND | 11.7335 | 1.455 | 10291.696 | 1276.442 | 0.56 | 0.476 | 6.567 | 0.692 | 5759.832 | 606.958 | 1.0231 | 6.567 | 0.692 | 6.719 | 0.70801 | 0.56 | 0.47551 | 2403 | 5 | Dry Detention | 0.2 |  |  | TMDL | TMDL |  |  | 930.0787 | 51561.2348 | 145 | 20% | 20% | 1.3438 | 0.1416
32 | 13 | 0.038999 | 210 | 32 | 13 | WET | 4.0632 | 0.386 | 4091.911 | 389.057 | 0.876 | 0.879 | 3.561 | 0.34 | 3585.849 | 342.103 | 0.038999 | 3.561 | 0.34 | 0.13887 | 0.01326 | 0.876 | 0.87931 | 2404 | 5 | Dry Detention | 0.2 |  |  | TMDL | TMDL |  |  | 356.2826 | 1698.7831 | 210 | 20% | 20% | 0.027775 | 0.0026519
25 | 2 | 0.1897 | 143 | 25 | 2 | MDR | 7.5947 | 0.683 | 4904.55 | 441.294 | 0.568 | 0.482 | 4.316 | 0.329 | 2787.239 | 212.506 | 0.1897 | 4.316 | 0.329 | 0.81874 | 0.062411 | 0.568 | 0.48155 | 2405 | 5 | Dry Detention | 0.2 |  |  | TMDL | TMDL |  |  | 387.2583 | 8263.2918 | 143 | 20% | 20% | 0.16375 | 0.012482
25 | 2 | 0.18129 | 143 | 25 | 2 | MDR | 7.5947 | 0.683 | 4904.55 | 441.294 | 0.568 | 0.482 | 4.316 | 0.329 | 2787.239 | 212.506 | 0.18129 | 4.316 | 0.329 | 0.78246 | 0.059645 | 0.568 | 0.48155 | 2406 | 5 | Dry Detention | 0.2 |  |  | TMDL | TMDL |  |  | 379.3984 | 8080.9398 | 143 | 20% | 20% | 0.15649 | 0.011929
25 | 4 | 0.0042218 | 145 | 25 | 4 | IND | 11.7335 | 1.455 | 10291.696 | 1276.442 | 0.56 | 0.476 | 6.567 | 0.692 | 5759.832 | 606.958 | 0.0042218 | 6.567 | 0.692 | 0.027724 | 0.0029215 | 0.56 | 0.47551 | 2406 | 5 | Dry Detention | 0.2 |  |  | TMDL | TMDL |  |  | 379.3984 | 8080.9398 | 145 | 20% | 20% | 0.0055449 | 0.0005843
25 | 2 | 0.0030254 | 143 | 25 | 2 | MDR | 7.5947 | 0.683 | 4904.55 | 441.294 | 0.568 | 0.482 | 4.316 | 0.329 | 2787.239 | 212.506 | 0.0030254 | 4.316 | 0.329 | 0.013058 | 0.00099537 | 0.568 | 0.48155 | 2408 | 5 | Dry Detention | 0.2 |  |  | TMDL | TMDL |  |  | 388.3611 | 7955.8504 | 143 | 20% | 20% | 0.0026116 | 0.00019907
32 | 1 | 3.2973 | 200 | 32 | 1 | LDR | 2.9963 | 0.267 | 266.184 | 23.689 | 0.875 | 0.875 | 2.621 | 0.233 | 232.848 | 20.739 | 3.2973 | 2.621 | 0.233 | 8.6423 | 0.76828 | 0.875 | 0.87545 | 2412 | 5 | Dry Detention | 0.2 |  |  | TMDL | TMDL |  |  | 1962.3717 | 211732.8698 | 200 | 20% | 20% | 1.7285 | 0.15366
32 | 4 | 0.23987 | 202 | 32 | 4 | IND | 9.2528 | 1.133 | 4344.333 | 531.944 | 0.871 | 0.873 | 8.062 | 0.989 | 3785.17 | 464.405 | 0.23987 | 8.062 | 0.989 | 1.9338 | 0.23723 | 0.871 | 0.87303 | 2412 | 5 | Dry Detention | 0.2 |  |  | TMDL | TMDL |  |  | 1962.3717 | 211732.8698 | 202 | 20% | 20% | 0.38677 | 0.047446
32 | 9 | 0.052474 | 206 | 32 | 9 | AGT | 3.4171 | 0.302 | 307.936 | 27.196 | 0.879 | 0.88 | 3.004 | 0.266 | 270.709 | 23.932 | 0.052474 | 3.004 | 0.266 | 0.15763 | 0.013958 | 0.879 | 0.88001 | 2412 | 5 | Dry Detention | 0.2 |  |  | TMDL | TMDL |  |  | 1962.3717 | 211732.8698 | 206 | 20% | 20% | 0.031526 | 0.0027916
32 | 11 | 0.6655 | 208 | 32 | 11 | FOR | 0.99108 | 0.072 | 76.522 | 5.578 | 0.88 | 0.881 | 0.872 | 0.064 | 67.33 | 4.916 | 0.6655 | 0.872 | 0.064 | 0.58032 | 0.042592 | 0.88 | 0.88134 | 2412 | 5 | Dry Detention | 0.2 |  |  | TMDL | TMDL |  |  | 1962.3717 | 211732.8698 | 208 | 20% | 20% | 0.11606 | 0.0085185
32 | 13 | 0.60554 | 210 | 32 | 13 | WET | 4.0632 | 0.386 | 4091.911 | 389.057 | 0.876 | 0.879 | 3.561 | 0.34 | 3585.849 | 342.103 | 0.60554 | 3.561 | 0.34 | 2.1563 | 0.20589 | 0.876 | 0.87931 | 2412 | 5 | Dry Detention | 0.2 |  |  | TMDL | TMDL |  |  | 1962.3717 | 211732.8698 | 210 | 20% | 20% | 0.43127 | 0.041177
32 | 4 | 0.38156 | 202 | 32 | 4 | IND | 9.2528 | 1.133 | 4344.333 | 531.944 | 0.871 | 0.873 | 8.062 | 0.989 | 3785.17 | 464.405 | 0.38156 | 8.062 | 0.989 | 3.0762 | 0.37737 | 0.871 | 0.87303 | 2414 | 5 | Dry Detention | 0.2 |  |  | TMDL | TMDL |  |  | 569.6029 | 19220.2533 | 202 | 20% | 20% | 0.61524 | 0.075474
32 | 10 | 3.0279e-05 | 207 | 32 | 10 | RAN | 1.701 | 0.132 | 120.775 | 9.379 | 0.879 | 0.88 | 1.495 | 0.116 | 106.177 | 8.252 | 3.0279e-05 | 1.495 | 0.116 | 4.5267e-05 | 3.5123e-06 | 0.879 | 0.8798 | 2414 | 5 | Dry Detention | 0.2 |  |  | TMDL | TMDL |  |  | 569.6029 | 19220.2533 | 207 | 20% | 20% | 9.0533e-06 | 7.0246e-07
32 | 13 | 0.059643 | 210 | 32 | 13 | WET | 4.0632 | 0.386 | 4091.911 | 389.057 | 0.876 | 0.879 | 3.561 | 0.34 | 3585.849 | 342.103 | 0.059643 | 3.561 | 0.34 | 0.21239 | 0.020279 | 0.876 | 0.87931 | 2414 | 5 | Dry Detention | 0.2 |  |  | TMDL | TMDL |  |  | 569.6029 | 19220.2533 | 210 | 20% | 20% | 0.042478 | 0.0040557
32 | 1 | 0.57416 | 200 | 32 | 1 | LDR | 2.9963 | 0.267 | 266.184 | 23.689 | 0.875 | 0.875 | 2.621 | 0.233 | 232.848 | 20.739 | 0.57416 | 2.621 | 0.233 | 1.5049 | 0.13378 | 0.875 | 0.87545 | 2418 | 5 | Dry Detention | 0.2 |  |  | TMDL | TMDL |  |  | 1045.4341 | 43133.961 | 200 | 20% | 20% | 0.30098 | 0.026756
32 | 10 | 0.15679 | 207 | 32 | 10 | RAN | 1.701 | 0.132 | 120.775 | 9.379 | 0.879 | 0.88 | 1.495 | 0.116 | 106.177 | 8.252 | 0.15679 | 1.495 | 0.116 | 0.2344 | 0.018187 | 0.879 | 0.8798 | 2418 | 5 | Dry Detention | 0.2 |  |  | TMDL | TMDL |  |  | 1045.4341 | 43133.961 | 207 | 20% | 20% | 0.046879 | 0.0036375
32 | 13 | 0.25927 | 210 | 32 | 13 | WET | 4.0632 | 0.386 | 4091.911 | 389.057 | 0.876 | 0.879 | 3.561 | 0.34 | 3585.849 | 342.103 | 0.25927 | 3.561 | 0.34 | 0.92327 | 0.088153 | 0.876 | 0.87931 | 2418 | 5 | Dry Detention | 0.2 |  |  | TMDL | TMDL |  |  | 1045.4341 | 43133.961 | 210 | 20% | 20% | 0.18465 | 0.017631
32 | 4 | 7.5312 | 202 | 32 | 4 | IND | 9.2528 | 1.133 | 4344.333 | 531.944 | 0.871 | 0.873 | 8.062 | 0.989 | 3785.17 | 464.405 | 7.5312 | 8.062 | 0.989 | 60.7164 | 7.4483 | 0.871 | 0.87303 | 2419 | 5 | Dry Detention | 0.2 |  |  | TMDL | TMDL |  |  | 3139.212 | 360110.9649 | 202 | 20% | 20% | 12.1433 | 1.4897
32 | 6 | 0.73586 | 203 | 32 | 6 | OPE | 2.7184 | 0.231 | 33.939 | 2.884 | 0.876 | 0.877 | 2.382 | 0.203 | 29.741 | 2.529 | 0.73586 | 2.382 | 0.203 | 1.7528 | 0.14938 | 0.876 | 0.87697 | 2419 | 5 | Dry Detention | 0.2 |  |  | TMDL | TMDL |  |  | 3139.212 | 360110.9649 | 203 | 20% | 20% | 0.35057 | 0.029876
32 | 9 | 2.148e-07 | 206 | 32 | 9 | AGT | 3.4171 | 0.302 | 307.936 | 27.196 | 0.879 | 0.88 | 3.004 | 0.266 | 270.709 | 23.932 | 2.148e-07 | 3.004 | 0.266 | 6.4525e-07 | 5.7136e-08 | 0.879 | 0.88001 | 2419 | 5 | Dry Detention | 0.2 |  |  | TMDL | TMDL |  |  | 3139.212 | 360110.9649 | 206 | 20% | 20% | 1.2905e-07 | 1.1427e-08
32 | 4 | 1.1492 | 202 | 32 | 4 | IND | 9.2528 | 1.133 | 4344.333 | 531.944 | 0.871 | 0.873 | 8.062 | 0.989 | 3785.17 | 464.405 | 1.1492 | 8.062 | 0.989 | 9.2647 | 1.1365 | 0.871 | 0.87303 | 2420 | 5 | Dry Detention | 0.2 |  |  | TMDL | TMDL |  |  | 1940.2826 | 75224.2052 | 202 | 20% | 20% | 1.8529 | 0.22731
32 | 11 | 0.57774 | 208 | 32 | 11 | FOR | 0.99108 | 0.072 | 76.522 | 5.578 | 0.88 | 0.881 | 0.872 | 0.064 | 67.33 | 4.916 | 0.57774 | 0.872 | 0.064 | 0.50379 | 0.036975 | 0.88 | 0.88134 | 2420 | 5 | Dry Detention | 0.2 |  |  | TMDL | TMDL |  |  | 1940.2826 | 75224.2052 | 208 | 20% | 20% | 0.10076 | 0.0073951
32 | 4 | 25.8787 | 202 | 32 | 4 | IND | 9.2528 | 1.133 | 4344.333 | 531.944 | 0.871 | 0.873 | 8.062 | 0.989 | 3785.17 | 464.405 | 25.8787 | 8.062 | 0.989 | 208.6344 | 25.5941 | 0.871 | 0.87303 | 2421 | 5 | Dry Detention | 0.2 |  |  | TMDL | TMDL |  |  | 5633.9512 | 1952495.4123 | 202 | 20% | 20% | 41.7269 | 5.1188
32 | 9 | 1.8576 | 206 | 32 | 9 | AGT | 3.4171 | 0.302 | 307.936 | 27.196 | 0.879 | 0.88 | 3.004 | 0.266 | 270.709 | 23.932 | 1.8576 | 3.004 | 0.266 | 5.5802 | 0.49412 | 0.879 | 0.88001 | 2421 | 5 | Dry Detention | 0.2 |  |  | TMDL | TMDL |  |  | 5633.9512 | 1952495.4123 | 206 | 20% | 20% | 1.116 | 0.098825
32 | 10 | 8.8341 | 207 | 32 | 10 | RAN | 1.701 | 0.132 | 120.775 | 9.379 | 0.879 | 0.88 | 1.495 | 0.116 | 106.177 | 8.252 | 8.8341 | 1.495 | 0.116 | 13.207 | 1.0248 | 0.879 | 0.8798 | 2421 | 5 | Dry Detention | 0.2 |  |  | TMDL | TMDL |  |  | 5633.9512 | 1952495.4123 | 207 | 20% | 20% | 2.6414 | 0.20495
32 | 11 | 0.7516 | 208 | 32 | 11 | FOR | 0.99108 | 0.072 | 76.522 | 5.578 | 0.88 | 0.881 | 0.872 | 0.064 | 67.33 | 4.916 | 0.7516 | 0.872 | 0.064 | 0.6554 | 0.048102 | 0.88 | 0.88134 | 2421 | 5 | Dry Detention | 0.2 |  |  | TMDL | TMDL |  |  | 5633.9512 | 1952495.4123 | 208 | 20% | 20% | 0.13108 | 0.0096205
32 | 12 | 0.93092 | 209 | 32 | 12 | WAT | 0.26953 | 0.019 | 0.919 | 0.066 | 0.878 | 0.879 | 0.237 | 0.017 | 0.807 | 0.058 | 0.93092 | 0.237 | 0.017 | 0.22063 | 0.015826 | 0.878 | 0.87902 | 2421 | 5 | Dry Detention | 0.2 |  |  | TMDL | TMDL |  |  | 5633.9512 | 1952495.4123 | 209 | 20% | 20% | 0.044125 | 0.0031651
32 | 13 | 6.5703 | 210 | 32 | 13 | WET | 4.0632 | 0.386 | 4091.911 | 389.057 | 0.876 | 0.879 | 3.561 | 0.34 | 3585.849 | 342.103 | 6.5703 | 3.561 | 0.34 | 23.3969 | 2.2339 | 0.876 | 0.87931 | 2421 | 5 | Dry Detention | 0.2 |  |  | TMDL | TMDL |  |  | 5633.9512 | 1952495.4123 | 210 | 20% | 20% | 4.6794 | 0.44678
10 | 4 | 0.95593 | 13 | 10 | 4 | IND | 13.1528 | 1.186 | 6233.588 | 562.16 | 0.215 | 0.107 | 2.826 | 0.127 | 1339.375 | 60.359 | 0.95593 | 1.344 | 0.064 | 1.2848 | 0.061179 | 0.102 | 0.054107 | 2422 | 5 | Dry Detention | 0.2 | Casselberry | Lake Concord Stormwater Park/ Anniversary Park - Dry Detention | Project | Project | Dry Detention - Portion of Redevelopment and Retrofit of City-owned property into an educational stormwater Park including installation of 2 baffle boxes and an exfiltration trench, and other BMPs (1) | 1C | 1056.7855 | 41639.9455 | 13 | 20% | 20% | 0.25695 | 0.012236
10 | 4 | 0.10354 | 13 | 10 | 4 | IND | 13.1528 | 1.186 | 6233.588 | 562.16 | 0.215 | 0.107 | 2.826 | 0.127 | 1339.375 | 60.359 | 0.10354 | 1.344 | 0.064 | 0.13916 | 0.0066269 | 0.102 | 0.054107 | 2423 | 5 | Dry Detention | 0.2 | Casselberry | Wilson Plaza I - retention pond | Existing Update | Existing Update | Identified by Casselberry Staff 2/12/09 | AB | 1191.4714 | 77269.1403 | 13 | 20% | 20% | 0.027833 | 0.0013254
13 | 4 | 1.551 | 41 | 13 | 4 | IND | 26.0926 | 1.754 | 7076.808 | 475.796 | 0.518 | 0.323 | 13.52 | 0.566 | 3666.784 | 153.491 | 1.551 | 6.43 | 0.285 | 9.9727 | 0.44203 | 0.246 | 0.16272 | 2423 | 5 | Dry Detention | 0.2 | Casselberry | Wilson Plaza I - retention pond | Existing Update | Existing Update | Identified by Casselberry Staff 2/12/09 | AB | 1191.4714 | 77269.1403 | 41 | 20% | 20% | 1.9945 | 0.088405
13 | 11 | 0.11935 | 44 | 13 | 11 | FOR | 4.3969 | 0.124 | 76.567 | 2.155 | 0.55 | 0.353 | 2.42 | 0.044 | 42.139 | 0.761 | 0.11935 | 1.179 | 0.022 | 0.14072 | 0.0026257 | 0.268 | 0.18132 | 2423 | 5 | Dry Detention | 0.2 | Casselberry | Wilson Plaza I - retention pond | Existing Update | Existing Update | Identified by Casselberry Staff 2/12/09 | AB | 1191.4714 | 77269.1403 | 44 | 20% | 20% | 0.028143 | 0.00052515
18 | 1 | 0.74179 | 78 | 18 | 1 | LDR | 3.1522 | 0.144 | 1003.387 | 45.864 | 0.584 | 0.53 | 1.84 | 0.076 | 585.797 | 24.293 | 0.74179 | 1.648 | 0.07 | 1.2225 | 0.051925 | 0.523 | 0.4827 | 2424 | 5 | Dry Detention | 0.2 | Lake Mary | Lake Mary: Existing Dry Pond | Existing Update | Existing-Update | Digitized by Lake Mary 1/2009 |  | 5801.0518 | 1894511.5484 | 78 | 20% | 20% | 0.24449 | 0.010385
18 | 2 | 25.8688 | 79 | 18 | 2 | MDR | 6.3655 | 0.317 | 3149.375 | 157.071 | 0.582 | 0.527 | 3.702 | 0.167 | 1831.62 | 82.709 | 25.8688 | 3.314 | 0.152 | 85.7293 | 3.9321 | 0.521 | 0.47954 | 2424 | 5 | Dry Detention | 0.2 | Lake Mary | Lake Mary: Existing Dry Pond | Existing Update | Existing-Update | Digitized by Lake Mary 1/2009 |  | 5801.0518 | 1894511.5484 | 79 | 20% | 20% | 17.1459 | 0.78641
18 | 13 | 0.10871 | 88 | 18 | 13 | WET | 6.3299 | 0.467 | 3029.459 | 223.738 | 0.591 | 0.549 | 3.74 | 0.256 | 1789.776 | 122.728 | 0.10871 | 3.357 | 0.235 | 0.36496 | 0.025548 | 0.53 | 0.50183 | 2424 | 5 | Dry Detention | 0.2 | Lake Mary | Lake Mary: Existing Dry Pond | Existing Update | Existing-Update | Digitized by Lake Mary 1/2009 |  | 5801.0518 | 1894511.5484 | 88 | 20% | 20% | 0.072991 | 0.0051096
23 | 1 | 0.041849 | 120 | 23 | 1 | LDR | 3.7741 | 0.173 | 72.766 | 3.34 | 0.895 | 0.911 | 3.379 | 0.158 | 65.147 | 3.043 | 0.041849 | 3.379 | 0.158 | 0.14141 | 0.0066121 | 0.895 | 0.91115 | 2424 | 5 | Dry Detention | 0.2 | Lake Mary | Lake Mary: Existing Dry Pond | Existing Update | Existing-Update | Digitized by Lake Mary 1/2009 |  | 5801.0518 | 1894511.5484 | 120 | 20% | 20% | 0.028282 | 0.0013224
23 | 2 | 15.7533 | 121 | 23 | 2 | MDR | 7.0851 | 0.345 | 2693.279 | 131.118 | 0.895 | 0.911 | 6.34 | 0.314 | 2410.131 | 119.396 | 15.7533 | 6.34 | 0.314 | 99.876 | 4.9465 | 0.895 | 0.9106 | 2424 | 5 | Dry Detention | 0.2 | Lake Mary | Lake Mary: Existing Dry Pond | Existing Update | Existing-Update | Digitized by Lake Mary 1/2009 |  | 5801.0518 | 1894511.5484 | 121 | 20% | 20% | 19.9752 | 0.98931
23 | 13 | 0.97766 | 130 | 23 | 13 | WET | 8.0216 | 0.526 | 6987.131 | 457.734 | 0.893 | 0.91 | 7.166 | 0.478 | 6241.869 | 416.507 | 0.97766 | 7.166 | 0.478 | 7.0059 | 0.46732 | 0.893 | 0.90993 | 2424 | 5 | Dry Detention | 0.2 | Lake Mary | Lake Mary: Existing Dry Pond | Existing Update | Existing-Update | Digitized by Lake Mary 1/2009 |  | 5801.0518 | 1894511.5484 | 130 | 20% | 20% | 1.4012 | 0.093464
18 | 3 | 23.9532 | 80 | 18 | 3 | HDR | 14.5839 | 1.158 | 2978.273 | 236.441 | 0.582 | 0.53 | 8.481 | 0.614 | 1731.992 | 125.426 | 23.9532 | 7.592 | 0.56 | 181.8528 | 13.4138 | 0.521 | 0.4834 | 2439 | 5 | Dry Detention | 0.2 | Lake Mary | Lake Mary: Existing Dry Pond | Existing Update | Existing-Update | Digitized by Lake Mary 1/2009 |  | 5983.724 | 1217717.2873 | 80 | 20% | 20% | 36.3706 | 2.6828
18 | 4 | 0.026762 | 81 | 18 | 4 | IND | 10.5583 | 0.959 | 3587.63 | 325.963 | 0.571 | 0.521 | 6.027 | 0.499 | 2047.853 | 169.712 | 0.026762 | 5.379 | 0.454 | 0.14396 | 0.01215 | 0.509 | 0.47343 | 2439 | 5 | Dry Detention | 0.2 | Lake Mary | Lake Mary: Existing Dry Pond | Existing Update | Existing-Update | Digitized by Lake Mary 1/2009 |  | 5983.724 | 1217717.2873 | 81 | 20% | 20% | 0.028791 | 0.00243
18 | 6 | 2.7983 | 82 | 18 | 6 | OPE | 2.7936 | 0.118 | 46.415 | 1.956 | 0.592 | 0.54 | 1.655 | 0.064 | 27.497 | 1.055 | 2.7983 | 1.486 | 0.058 | 4.1583 | 0.1623 | 0.532 | 0.49285 | 2439 | 5 | Dry Detention | 0.2 | Lake Mary | Lake Mary: Existing Dry Pond | Existing Update | Existing-Update | Digitized by Lake Mary 1/2009 |  | 5983.724 | 1217717.2873 | 82 | 20% | 20% | 0.83167 | 0.032461
18 | 13 | 0.82315 | 88 | 18 | 13 | WET | 6.3299 | 0.467 | 3029.459 | 223.738 | 0.591 | 0.549 | 3.74 | 0.256 | 1789.776 | 122.728 | 0.82315 | 3.357 | 0.235 | 2.7633 | 0.19344 | 0.53 | 0.50183 | 2439 | 5 | Dry Detention | 0.2 | Lake Mary | Lake Mary: Existing Dry Pond | Existing Update | Existing-Update | Digitized by Lake Mary 1/2009 |  | 5983.724 | 1217717.2873 | 88 | 20% | 20% | 0.55266 | 0.038688
18 | 2 | 0.12363 | 79 | 18 | 2 | MDR | 6.3655 | 0.317 | 3149.375 | 157.071 | 0.582 | 0.527 | 3.702 | 0.167 | 1831.62 | 82.709 | 0.12363 | 3.314 | 0.152 | 0.4097 | 0.018791 | 0.521 | 0.47954 | 2440 | 5 | Dry Detention | 0.2 | Lake Mary | Lake Mary: Existing Dry Pond | Existing Update | Existing-Update | Digitized by Lake Mary 1/2009 |  | 7630.0897 | 1961146.3668 | 79 | 20% | 20% | 0.081941 | 0.0037583
18 | 4 | 1.6015 | 81 | 18 | 4 | IND | 10.5583 | 0.959 | 3587.63 | 325.963 | 0.571 | 0.521 | 6.027 | 0.499 | 2047.853 | 169.712 | 1.6015 | 5.379 | 0.454 | 8.6143 | 0.72707 | 0.509 | 0.47343 | 2440 | 5 | Dry Detention | 0.2 | Lake Mary | Lake Mary: Existing Dry Pond | Existing Update | Existing-Update | Digitized by Lake Mary 1/2009 |  | 7630.0897 | 1961146.3668 | 81 | 20% | 20% | 1.7229 | 0.14541
18 | 11 | 2.6936 | 86 | 18 | 11 | FOR | 1.2162 | 0.046 | 93.332 | 3.532 | 0.602 | 0.553 | 0.732 | 0.025 | 56.155 | 1.953 | 2.6936 | 0.658 | 0.023 | 1.7724 | 0.061952 | 0.541 | 0.50633 | 2440 | 5 | Dry Detention | 0.2 | Lake Mary | Lake Mary: Existing Dry Pond | Existing Update | Existing-Update | Digitized by Lake Mary 1/2009 |  | 7630.0897 | 1961146.3668 | 86 | 20% | 20% | 0.35447 | 0.01239
18 | 13 | 0.19004 | 88 | 18 | 13 | WET | 6.3299 | 0.467 | 3029.459 | 223.738 | 0.591 | 0.549 | 3.74 | 0.256 | 1789.776 | 122.728 | 0.19004 | 3.357 | 0.235 | 0.63795 | 0.044658 | 0.53 | 0.50183 | 2440 | 5 | Dry Detention | 0.2 | Lake Mary | Lake Mary: Existing Dry Pond | Existing Update | Existing-Update | Digitized by Lake Mary 1/2009 |  | 7630.0897 | 1961146.3668 | 88 | 20% | 20% | 0.12759 | 0.0089317
24 | 2 | 18.6612 | 132 | 24 | 2 | MDR | 9.1244 | 0.747 | 4998.613 | 409.165 | 0.231 | 0.117 | 2.111 | 0.087 | 1156.347 | 47.73 | 18.6612 | 1.216 | 0.045 | 22.692 | 0.83975 | 0.133 | 0.060038 | 2440 | 5 | Dry Detention | 0.2 | Lake Mary | Lake Mary: Existing Dry Pond | Existing Update | Existing-Update | Digitized by Lake Mary 1/2009 |  | 7630.0897 | 1961146.3668 | 132 | 20% | 20% | 4.5384 | 0.16795
24 | 4 | 4.0008 | 134 | 24 | 4 | IND | 14.4894 | 1.67 | 3647.149 | 420.469 | 0.223 | 0.111 | 3.227 | 0.185 | 812.227 | 46.466 | 4.0008 | 1.836 | 0.095 | 7.3455 | 0.38008 | 0.127 | 0.056659 | 2440 | 5 | Dry Detention | 0.2 | Lake Mary | Lake Mary: Existing Dry Pond | Existing Update | Existing-Update | Digitized by Lake Mary 1/2009 |  | 7630.0897 | 1961146.3668 | 134 | 20% | 20% | 1.4691 | 0.076015
24 | 11 | 16.5281 | 139 | 24 | 11 | FOR | 1.8811 | 0.129 | 301.544 | 20.656 | 0.255 | 0.167 | 0.48 | 0.022 | 76.946 | 3.459 | 16.5281 | 0.284 | 0.011 | 4.694 | 0.18181 | 0.151 | 0.088801 | 2440 | 5 | Dry Detention | 0.2 | Lake Mary | Lake Mary: Existing Dry Pond | Existing Update | Existing-Update | Digitized by Lake Mary 1/2009 |  | 7630.0897 | 1961146.3668 | 139 | 20% | 20% | 0.9388 | 0.036362
24 | 13 | 0.86101 | 141 | 24 | 13 | WET | 7.4495 | 0.68 | 3122.888 | 285.148 | 0.237 | 0.139 | 1.764 | 0.095 | 739.648 | 39.666 | 0.86101 | 1.023 | 0.049 | 0.88081 | 0.042189 | 0.137 | 0.072548 | 2440 | 5 | Dry Detention | 0.2 | Lake Mary | Lake Mary: Existing Dry Pond | Existing Update | Existing-Update | Digitized by Lake Mary 1/2009 |  | 7630.0897 | 1961146.3668 | 141 | 20% | 20% | 0.17616 | 0.0084379
17 | 4 | 0.041415 | 70 | 17 | 4 | IND | 10.6803 | 0.917 | 6923.519 | 594.527 | 0.185 | 0.241 | 1.98 | 0.221 | 1283.288 | 143.117 | 0.041415 | 1.044 | 0.109 | 0.043237 | 0.0045142 | 0.098 | 0.11912 | 2441 | 5 | Dry Detention | 0.2 | Lake Mary | Lake Mary: Existing Dry Pond | Existing Update | Existing-Update | Digitized by Lake Mary 1/2009 | I-4 | 630.9307 | 1804.0186 | 70 | 20% | 20% | 0.0086474 | 0.00090284
44 | 3 | 0.1024 | 319 | 44 | 3 | HDR | 33.4997 | 2.57 | 5148.195 | 394.954 | 0.33 | 0.202 | 11.051 | 0.519 | 1698.308 | 79.773 | 0.1024 | 6.172 | 0.247 | 0.63201 | 0.025293 | 0.184 | 0.096194 | 2442 | 5 | Dry Detention | 0.2 | Orange County | Orange County Existing Dry Pond Treatment | Existing Update | Existing-Update | Digitized by Orange County 1/2009 |  | 2848.3496 | 260347.9938 | 319 | 20% | 20% | 0.1264 | 0.0050586
44 | 4 | 4.9531 | 320 | 44 | 4 | IND | 19.3728 | 1.729 | 6451.954 | 575.835 | 0.327 | 0.198 | 6.341 | 0.343 | 2111.931 | 114.125 | 4.9531 | 3.531 | 0.162 | 17.4894 | 0.8024 | 0.182 | 0.093784 | 2442 | 5 | Dry Detention | 0.2 | Orange County | Orange County Existing Dry Pond Treatment | Existing Update | Existing-Update | Digitized by Orange County 1/2009 |  | 2848.3496 | 260347.9938 | 320 | 20% | 20% | 3.4979 | 0.16048
44 | 13 | 0.64905 | 327 | 44 | 13 | WET | 1.4743 | 0.06 | 265.45 | 10.738 | 0.34 | 0.213 | 0.501 | 0.013 | 90.226 | 2.292 | 0.64905 | 0.284 | 0.006 | 0.18433 | 0.0038943 | 0.193 | 0.10643 | 2442 | 5 | Dry Detention | 0.2 | Orange County | Orange County Existing Dry Pond Treatment | Existing Update | Existing-Update | Digitized by Orange County 1/2009 |  | 2848.3496 | 260347.9938 | 327 | 20% | 20% | 0.036866 | 0.00077886
44 | 4 | 1.0222 | 320 | 44 | 4 | IND | 19.3728 | 1.729 | 6451.954 | 575.835 | 0.327 | 0.198 | 6.341 | 0.343 | 2111.931 | 114.125 | 1.0222 | 3.531 | 0.162 | 3.6092 | 0.16559 | 0.182 | 0.093784 | 2443 | 5 | Dry Detention | 0.2 | Orange County | Orange County Existing Dry Pond Treatment | Existing Update | Existing-Update | Digitized by Orange County 1/2009 |  | 929.7697 | 53983.5213 | 320 | 20% | 20% | 0.72184 | 0.033118
44 | 13 | 0.21714 | 327 | 44 | 13 | WET | 1.4743 | 0.06 | 265.45 | 10.738 | 0.34 | 0.213 | 0.501 | 0.013 | 90.226 | 2.292 | 0.21714 | 0.284 | 0.006 | 0.061668 | 0.0013029 | 0.193 | 0.10643 | 2443 | 5 | Dry Detention | 0.2 | Orange County | Orange County Existing Dry Pond Treatment | Existing Update | Existing-Update | Digitized by Orange County 1/2009 |  | 929.7697 | 53983.5213 | 327 | 20% | 20% | 0.012334 | 0.00026057
44 | 4 | 4.4063 | 320 | 44 | 4 | IND | 19.3728 | 1.729 | 6451.954 | 575.835 | 0.327 | 0.198 | 6.341 | 0.343 | 2111.931 | 114.125 | 4.4063 | 3.531 | 0.162 | 15.5585 | 0.71382 | 0.182 | 0.093784 | 2444 | 5 | Dry Detention | 0.2 | Orange County | Orange County Existing Dry Pond Treatment | Existing Update | Existing-Update | Digitized by Orange County 1/2009 |  | 3347.1072 | 268846.0836 | 320 | 20% | 20% | 3.1117 | 0.14276
44 | 2 | 12.8091 | 318 | 44 | 2 | MDR | 15.6987 | 0.788 | 13549.489 | 680.352 | 0.33 | 0.198 | 5.183 | 0.156 | 4473.784 | 134.856 | 12.8091 | 2.897 | 0.074 | 37.1081 | 0.94788 | 0.185 | 0.094305 | 2445 | 5 | Dry Detention | 0.2 | Orange County | Orange County Existing Dry Pond Treatment | Existing Update | Existing-Update | Digitized by Orange County 1/2009 |  | 3395.2463 | 557963.6419 | 318 | 20% | 20% | 7.4216 | 0.18958
44 | 2 | 3.8404 | 318 | 44 | 2 | MDR | 15.6987 | 0.788 | 13549.489 | 680.352 | 0.33 | 0.198 | 5.183 | 0.156 | 4473.784 | 134.856 | 3.8404 | 2.897 | 0.074 | 11.1255 | 0.28419 | 0.185 | 0.094305 | 2446 | 5 | Dry Detention | 0.2 | Orange County | Orange County Existing Dry Pond Treatment | Existing Update | Existing-Update | Digitized by Orange County 1/2009 |  | 1636.8296 | 168952.7255 | 318 | 20% | 20% | 2.2251 | 0.056837
44 | 13 | 0.038271 | 327 | 44 | 13 | WET | 1.4743 | 0.06 | 265.45 | 10.738 | 0.34 | 0.213 | 0.501 | 0.013 | 90.226 | 2.292 | 0.038271 | 0.284 | 0.006 | 0.010869 | 0.00022962 | 0.193 | 0.10643 | 2446 | 5 | Dry Detention | 0.2 | Orange County | Orange County Existing Dry Pond Treatment | Existing Update | Existing-Update | Digitized by Orange County 1/2009 |  | 1636.8296 | 168952.7255 | 327 | 20% | 20% | 0.0021738 | 4.5925e-05
44 | 2 | 106.2494 | 318 | 44 | 2 | MDR | 15.6987 | 0.788 | 13549.489 | 680.352 | 0.33 | 0.198 | 5.183 | 0.156 | 4473.784 | 134.856 | 106.2494 | 2.897 | 0.074 | 307.8046 | 7.8625 | 0.185 | 0.094305 | 2447 | 5 | Dry Detention | 0.2 | Orange County | Orange County Existing Dry Pond Treatment | Existing Update | Existing-Update | Digitized by Orange County 1/2009 |  | 37289.1302 | 7028814.051 | 318 | 20% | 20% | 61.5609 | 1.5725
44 | 3 | 8.4954 | 319 | 44 | 3 | HDR | 33.4997 | 2.57 | 5148.195 | 394.954 | 0.33 | 0.202 | 11.051 | 0.519 | 1698.308 | 79.773 | 8.4954 | 6.172 | 0.247 | 52.4336 | 2.0984 | 0.184 | 0.096194 | 2447 | 5 | Dry Detention | 0.2 | Orange County | Orange County Existing Dry Pond Treatment | Existing Update | Existing-Update | Digitized by Orange County 1/2009 |  | 37289.1302 | 7028814.051 | 319 | 20% | 20% | 10.4867 | 0.41967
44 | 4 | 27.822 | 320 | 44 | 4 | IND | 19.3728 | 1.729 | 6451.954 | 575.835 | 0.327 | 0.198 | 6.341 | 0.343 | 2111.931 | 114.125 | 27.822 | 3.531 | 0.162 | 98.2394 | 4.5072 | 0.182 | 0.093784 | 2447 | 5 | Dry Detention | 0.2 | Orange County | Orange County Existing Dry Pond Treatment | Existing Update | Existing-Update | Digitized by Orange County 1/2009 |  | 37289.1302 | 7028814.051 | 320 | 20% | 20% | 19.6479 | 0.90143
44 | 10 | 0.14986 | 324 | 44 | 10 | RAN | 6.9677 | 0.298 | 139.527 | 5.958 | 0.337 | 0.206 | 2.345 | 0.061 | 46.965 | 1.226 | 0.14986 | 1.317 | 0.029 | 0.19737 | 0.004346 | 0.189 | 0.09908 | 2447 | 5 | Dry Detention | 0.2 | Orange County | Orange County Existing Dry Pond Treatment | Existing Update | Existing-Update | Digitized by Orange County 1/2009 |  | 37289.1302 | 7028814.051 | 324 | 20% | 20% | 0.039473 | 0.00086919
44 | 11 | 0.72065 | 325 | 44 | 11 | FOR | 4.6295 | 0.196 | 316.866 | 13.395 | 0.344 | 0.214 | 1.593 | 0.042 | 109.049 | 2.866 | 0.72065 | 0.9 | 0.02 | 0.64859 | 0.014413 | 0.194 | 0.10423 | 2447 | 5 | Dry Detention | 0.2 | Orange County | Orange County Existing Dry Pond Treatment | Existing Update | Existing-Update | Digitized by Orange County 1/2009 |  | 37289.1302 | 7028814.051 | 325 | 20% | 20% | 0.12972 | 0.0028826
44 | 12 | 0.83143 | 326 | 44 | 12 | WAT | 1.4724 | 0.06 | 593.132 | 23.988 | 0.34 | 0.213 | 0.5 | 0.013 | 201.564 | 5.118 | 0.83143 | 0.284 | 0.006 | 0.23613 | 0.0049886 | 0.193 | 0.10639 | 2447 | 5 | Dry Detention | 0.2 | Orange County | Orange County Existing Dry Pond Treatment | Existing Update | Existing-Update | Digitized by Orange County 1/2009 |  | 37289.1302 | 7028814.051 | 326 | 20% | 20% | 0.047225 | 0.00099771
44 | 13 | 10.7194 | 327 | 44 | 13 | WET | 1.4743 | 0.06 | 265.45 | 10.738 | 0.34 | 0.213 | 0.501 | 0.013 | 90.226 | 2.292 | 10.7194 | 0.284 | 0.006 | 3.0443 | 0.064317 | 0.193 | 0.10643 | 2447 | 5 | Dry Detention | 0.2 | Orange County | Orange County Existing Dry Pond Treatment | Existing Update | Existing-Update | Digitized by Orange County 1/2009 |  | 37289.1302 | 7028814.051 | 327 | 20% | 20% | 0.60886 | 0.012863
44 | 2 | 0.099947 | 318 | 44 | 2 | MDR | 15.6987 | 0.788 | 13549.489 | 680.352 | 0.33 | 0.198 | 5.183 | 0.156 | 4473.784 | 134.856 | 0.099947 | 2.897 | 0.074 | 0.28955 | 0.0073961 | 0.185 | 0.094305 | 2448 | 5 | Dry Detention | 0.2 | Orange County | Orange County Existing Dry Pond Treatment | Existing Update | Existing-Update | Digitized by Orange County 1/2009 |  | 4243.597 | 926029.2024 | 318 | 20% | 20% | 0.05791 | 0.0014792
44 | 3 | 18.8867 | 319 | 44 | 3 | HDR | 33.4997 | 2.57 | 5148.195 | 394.954 | 0.33 | 0.202 | 11.051 | 0.519 | 1698.308 | 79.773 | 18.8867 | 6.172 | 0.247 | 116.5689 | 4.665 | 0.184 | 0.096194 | 2448 | 5 | Dry Detention | 0.2 | Orange County | Orange County Existing Dry Pond Treatment | Existing Update | Existing-Update | Digitized by Orange County 1/2009 |  | 4243.597 | 926029.2024 | 319 | 20% | 20% | 23.3138 | 0.933
44 | 4 | 2.2341 | 320 | 44 | 4 | IND | 19.3728 | 1.729 | 6451.954 | 575.835 | 0.327 | 0.198 | 6.341 | 0.343 | 2111.931 | 114.125 | 2.2341 | 3.531 | 0.162 | 7.8886 | 0.36192 | 0.182 | 0.093784 | 2448 | 5 | Dry Detention | 0.2 | Orange County | Orange County Existing Dry Pond Treatment | Existing Update | Existing-Update | Digitized by Orange County 1/2009 |  | 4243.597 | 926029.2024 | 320 | 20% | 20% | 1.5777 | 0.072384
44 | 12 | 0.038019 | 326 | 44 | 12 | WAT | 1.4724 | 0.06 | 593.132 | 23.988 | 0.34 | 0.213 | 0.5 | 0.013 | 201.564 | 5.118 | 0.038019 | 0.284 | 0.006 | 0.010797 | 0.00022811 | 0.193 | 0.10639 | 2448 | 5 | Dry Detention | 0.2 | Orange County | Orange County Existing Dry Pond Treatment | Existing Update | Existing-Update | Digitized by Orange County 1/2009 |  | 4243.597 | 926029.2024 | 326 | 20% | 20% | 0.0021595 | 4.5622e-05
44 | 1 | 0.37299 | 317 | 44 | 1 | LDR | 8.5464 | 0.409 | 1023.92 | 49.032 | 0.331 | 0.199 | 2.827 | 0.081 | 338.68 | 9.763 | 0.37299 | 1.581 | 0.039 | 0.5897 | 0.014547 | 0.185 | 0.094978 | 2449 | 5 | Dry Detention | 0.2 | Orange County | Orange County Existing Dry Pond Treatment | Existing Update | Existing-Update | Digitized by Orange County 1/2009 |  | 4530.6578 | 1309387.2018 | 317 | 20% | 20% | 0.11794 | 0.0029093
44 | 2 | 29.4674 | 318 | 44 | 2 | MDR | 15.6987 | 0.788 | 13549.489 | 680.352 | 0.33 | 0.198 | 5.183 | 0.156 | 4473.784 | 134.856 | 29.4674 | 2.897 | 0.074 | 85.3671 | 2.1806 | 0.185 | 0.094305 | 2449 | 5 | Dry Detention | 0.2 | Orange County | Orange County Existing Dry Pond Treatment | Existing Update | Existing-Update | Digitized by Orange County 1/2009 |  | 4530.6578 | 1309387.2018 | 318 | 20% | 20% | 17.0734 | 0.43612
44 | 4 | 0.2191 | 320 | 44 | 4 | IND | 19.3728 | 1.729 | 6451.954 | 575.835 | 0.327 | 0.198 | 6.341 | 0.343 | 2111.931 | 114.125 | 0.2191 | 3.531 | 0.162 | 0.77364 | 0.035494 | 0.182 | 0.093784 | 2449 | 5 | Dry Detention | 0.2 | Orange County | Orange County Existing Dry Pond Treatment | Existing Update | Existing-Update | Digitized by Orange County 1/2009 |  | 4530.6578 | 1309387.2018 | 320 | 20% | 20% | 0.15473 | 0.0070989
25 | 1 | 0.26118 | 142 | 25 | 1 | LDR | 3.9545 | 0.344 | 1128.698 | 98.244 | 0.57 | 0.484 | 2.254 | 0.166 | 643.339 | 47.513 | 0.26118 | 2.254 | 0.166 | 0.58871 | 0.043357 | 0.57 | 0.48362 | 2450 | 5 | Dry Detention | 0.2 | Turnpike | Turinpike Existing Dry Pond | Existing Update | Existing-Update |  | SR408 Seminole County | 4278.3293 | 553787.3592 | 142 | 20% | 20% | 0.11774 | 0.0086713
25 | 4 | 8.9289 | 145 | 25 | 4 | IND | 11.7335 | 1.455 | 10291.696 | 1276.442 | 0.56 | 0.476 | 6.567 | 0.692 | 5759.832 | 606.958 | 8.9289 | 6.567 | 0.692 | 58.6358 | 6.1788 | 0.56 | 0.47551 | 2450 | 5 | Dry Detention | 0.2 | Turnpike | Turinpike Existing Dry Pond | Existing Update | Existing-Update |  | SR408 Seminole County | 4278.3293 | 553787.3592 | 145 | 20% | 20% | 11.7272 | 1.2358
25 | 10 | 0.0065383 | 150 | 25 | 10 | RAN | 2.5824 | 0.2 | 114.046 | 8.816 | 0.581 | 0.496 | 1.5 | 0.099 | 66.261 | 4.37 | 0.0065383 | 1.5 | 0.099 | 0.0098075 | 0.0006473 | 0.581 | 0.49569 | 2450 | 5 | Dry Detention | 0.2 | Turnpike | Turinpike Existing Dry Pond | Existing Update | Existing-Update |  | SR408 Seminole County | 4278.3293 | 553787.3592 | 150 | 20% | 20% | 0.0019615 | 0.00012946
25 | 11 | 1.389 | 151 | 25 | 11 | FOR | 1.491 | 0.111 | 312.638 | 23.357 | 0.588 | 0.506 | 0.876 | 0.056 | 183.74 | 11.824 | 1.389 | 0.876 | 0.056 | 1.2168 | 0.077786 | 0.588 | 0.50621 | 2450 | 5 | Dry Detention | 0.2 | Turnpike | Turinpike Existing Dry Pond | Existing Update | Existing-Update |  | SR408 Seminole County | 4278.3293 | 553787.3592 | 151 | 20% | 20% | 0.24336 | 0.015557
25 | 13 | 2.1225 | 153 | 25 | 13 | WET | 7.8742 | 0.753 | 6518.99 | 623.534 | 0.566 | 0.486 | 4.457 | 0.366 | 3690.224 | 302.997 | 2.1225 | 4.457 | 0.366 | 9.4602 | 0.77685 | 0.566 | 0.48594 | 2450 | 5 | Dry Detention | 0.2 | Turnpike | Turinpike Existing Dry Pond | Existing Update | Existing-Update |  | SR408 Seminole County | 4278.3293 | 553787.3592 | 153 | 20% | 20% | 1.892 | 0.15537
28 | 1 | 0.0051103 | 171 | 28 | 1 | LDR | 4.4144 | 0.393 | 411.071 | 36.639 | 0.729 | 0.695 | 3.217 | 0.273 | 299.59 | 25.46 | 0.0051103 | 3.217 | 0.273 | 0.01644 | 0.0013951 | 0.729 | 0.69488 | 2450 | 5 | Dry Detention | 0.2 | Turnpike | Turinpike Existing Dry Pond | Existing Update | Existing-Update |  | SR408 Seminole County | 4278.3293 | 553787.3592 | 171 | 20% | 20% | 0.003288 | 0.00027902
41 | 1 | 1.7981 | 282 | 41 | 1 | LDR | 6.4645 | 0.301 | 7159.582 | 333.43 | 0.961 | 0.923 | 6.211 | 0.278 | 6878.392 | 307.743 | 1.7981 | 5.446 | 0.246 | 9.7926 | 0.44234 | 0.842 | 0.81555 | 2451 | 5 | Dry Detention | 0.2 | Turnpike | Turnpike Existing Dry Pond | Existing Update | Existing-Update |  | SR408 Seminole County | 26031.5513 | 5224213.1232 | 282 | 20% | 20% | 1.9585 | 0.088468
41 | 3 | 2.0996 | 284 | 41 | 3 | HDR | 25.4619 | 1.917 | 15674.111 | 1180.15 | 0.961 | 0.923 | 24.461 | 1.77 | 15057.713 | 1089.811 | 2.0996 | 21.44 | 1.565 | 45.0165 | 3.286 | 0.842 | 0.81633 | 2451 | 5 | Dry Detention | 0.2 | Turnpike | Turnpike Existing Dry Pond | Existing Update | Existing-Update |  | SR408 Seminole County | 26031.5513 | 5224213.1232 | 284 | 20% | 20% | 9.0033 | 0.65719
41 | 4 | 68.6477 | 285 | 41 | 4 | IND | 15.0465 | 1.299 | 22984.638 | 1984.314 | 0.961 | 0.924 | 14.457 | 1.2 | 22084.136 | 1832.828 | 68.6477 | 12.656 | 1.059 | 868.805 | 72.6979 | 0.841 | 0.81549 | 2451 | 5 | Dry Detention | 0.2 | Turnpike | Turnpike Existing Dry Pond | Existing Update | Existing-Update |  | SR408 Seminole County | 26031.5513 | 5224213.1232 | 285 | 20% | 20% | 173.761 | 14.5396
41 | 7 | 0.30267 | 287 | 41 | 7 | PAS | 12.3961 | 0.632 | 2255.096 | 115.031 | 0.96 | 0.923 | 11.903 | 0.583 | 2165.408 | 106.125 | 0.30267 | 10.445 | 0.516 | 3.1614 | 0.15618 | 0.843 | 0.81577 | 2451 | 5 | Dry Detention | 0.2 | Turnpike | Turnpike Existing Dry Pond | Existing Update | Existing-Update |  | SR408 Seminole County | 26031.5513 | 5224213.1232 | 287 | 20% | 20% | 0.63229 | 0.031236
41 | 8 | 0.19966 | 288 | 41 | 8 | AGR | 16.0936 | 0.836 | 8344.03 | 433.364 | 0.96 | 0.923 | 15.456 | 0.771 | 8013.183 | 399.822 | 0.19966 | 13.575 | 0.683 | 2.7104 | 0.13637 | 0.844 | 0.81685 | 2451 | 5 | Dry Detention | 0.2 | Turnpike | Turnpike Existing Dry Pond | Existing Update | Existing-Update |  | SR408 Seminole County | 26031.5513 | 5224213.1232 | 288 | 20% | 20% | 0.54207 | 0.027273
41 | 10 | 4.9465 | 290 | 41 | 10 | RAN | 5.062 | 0.211 | 1204.825 | 50.143 | 0.96 | 0.922 | 4.86 | 0.194 | 1156.789 | 46.234 | 4.9465 | 4.268 | 0.172 | 21.1115 | 0.85079 | 0.843 | 0.81592 | 2451 | 5 | Dry Detention | 0.2 | Turnpike | Turnpike Existing Dry Pond | Existing Update | Existing-Update |  | SR408 Seminole County | 26031.5513 | 5224213.1232 | 290 | 20% | 20% | 4.2223 | 0.17016
41 | 11 | 2.8595 | 291 | 41 | 11 | FOR | 3.3637 | 0.139 | 1738.258 | 71.607 | 0.961 | 0.923 | 3.231 | 0.128 | 1669.641 | 66.092 | 2.8595 | 2.844 | 0.114 | 8.1325 | 0.32599 | 0.846 | 0.81972 | 2451 | 5 | Dry Detention | 0.2 | Turnpike | Turnpike Existing Dry Pond | Existing Update | Existing-Update |  | SR408 Seminole County | 26031.5513 | 5224213.1232 | 291 | 20% | 20% | 1.6265 | 0.065197
41 | 13 | 15.8761 | 293 | 41 | 13 | WET | 1.0484 | 0.041 | 1567.871 | 61.608 | 0.962 | 0.921 | 1.008 | 0.038 | 1507.852 | 56.766 | 15.8761 | 0.888 | 0.034 | 14.098 | 0.53979 | 0.847 | 0.81976 | 2451 | 5 | Dry Detention | 0.2 | Turnpike | Turnpike Existing Dry Pond | Existing Update | Existing-Update |  | SR408 Seminole County | 26031.5513 | 5224213.1232 | 293 | 20% | 20% | 2.8196 | 0.10796
44 | 1 | 0.45068 | 317 | 44 | 1 | LDR | 8.5464 | 0.409 | 1023.92 | 49.032 | 0.331 | 0.199 | 2.827 | 0.081 | 338.68 | 9.763 | 0.45068 | 1.581 | 0.039 | 0.71253 | 0.017577 | 0.185 | 0.094978 | 2451 | 5 | Dry Detention | 0.2 | Turnpike | Turnpike Existing Dry Pond | Existing Update | Existing-Update |  | SR408 Seminole County | 26031.5513 | 5224213.1232 | 317 | 20% | 20% | 0.14251 | 0.0035153
44 | 2 | 0.37945 | 318 | 44 | 2 | MDR | 15.6987 | 0.788 | 13549.489 | 680.352 | 0.33 | 0.198 | 5.183 | 0.156 | 4473.784 | 134.856 | 0.37945 | 2.897 | 0.074 | 1.0993 | 0.028079 | 0.185 | 0.094305 | 2451 | 5 | Dry Detention | 0.2 | Turnpike | Turnpike Existing Dry Pond | Existing Update | Existing-Update |  | SR408 Seminole County | 26031.5513 | 5224213.1232 | 318 | 20% | 20% | 0.21985 | 0.0056158
44 | 4 | 18.5617 | 320 | 44 | 4 | IND | 19.3728 | 1.729 | 6451.954 | 575.835 | 0.327 | 0.198 | 6.341 | 0.343 | 2111.931 | 114.125 | 18.5617 | 3.531 | 0.162 | 65.5414 | 3.007 | 0.182 | 0.093784 | 2451 | 5 | Dry Detention | 0.2 | Turnpike | Turnpike Existing Dry Pond | Existing Update | Existing-Update |  | SR408 Seminole County | 26031.5513 | 5224213.1232 | 320 | 20% | 20% | 13.1083 | 0.6014
44 | 7 | 0.48345 | 322 | 44 | 7 | PAS | 16.8027 | 0.877 | 210.582 | 10.989 | 0.335 | 0.205 | 5.623 | 0.179 | 70.466 | 2.249 | 0.48345 | 3.152 | 0.086 | 1.5238 | 0.041576 | 0.188 | 0.098251 | 2451 | 5 | Dry Detention | 0.2 | Turnpike | Turnpike Existing Dry Pond | Existing Update | Existing-Update |  | SR408 Seminole County | 26031.5513 | 5224213.1232 | 322 | 20% | 20% | 0.30476 | 0.0083153
44 | 10 | 0.14126 | 324 | 44 | 10 | RAN | 6.9677 | 0.298 | 139.527 | 5.958 | 0.337 | 0.206 | 2.345 | 0.061 | 46.965 | 1.226 | 0.14126 | 1.317 | 0.029 | 0.18604 | 0.0040966 | 0.189 | 0.09908 | 2451 | 5 | Dry Detention | 0.2 | Turnpike | Turnpike Existing Dry Pond | Existing Update | Existing-Update |  | SR408 Seminole County | 26031.5513 | 5224213.1232 | 324 | 20% | 20% | 0.037208 | 0.00081932
44 | 11 | 0.98291 | 325 | 44 | 11 | FOR | 4.6295 | 0.196 | 316.866 | 13.395 | 0.344 | 0.214 | 1.593 | 0.042 | 109.049 | 2.866 | 0.98291 | 0.9 | 0.02 | 0.88462 | 0.019658 | 0.194 | 0.10423 | 2451 | 5 | Dry Detention | 0.2 | Turnpike | Turnpike Existing Dry Pond | Existing Update | Existing-Update |  | SR408 Seminole County | 26031.5513 | 5224213.1232 | 325 | 20% | 20% | 0.17692 | 0.0039316
44 | 13 | 2.2025 | 327 | 44 | 13 | WET | 1.4743 | 0.06 | 265.45 | 10.738 | 0.34 | 0.213 | 0.501 | 0.013 | 90.226 | 2.292 | 2.2025 | 0.284 | 0.006 | 0.62552 | 0.013215 | 0.193 | 0.10643 | 2451 | 5 | Dry Detention | 0.2 | Turnpike | Turnpike Existing Dry Pond | Existing Update | Existing-Update |  | SR408 Seminole County | 26031.5513 | 5224213.1232 | 327 | 20% | 20% | 0.1251 | 0.002643
41 | 1 | 0.060292 | 282 | 41 | 1 | LDR | 6.4645 | 0.301 | 7159.582 | 333.43 | 0.961 | 0.923 | 6.211 | 0.278 | 6878.392 | 307.743 | 0.060292 | 5.446 | 0.246 | 0.32835 | 0.014832 | 0.842 | 0.81555 | 2452 | 5 | Dry Detention | 0.2 | Turnpike | Turnpike Existing Dry Pond | Existing Update | Existing-Update |  | SR408 Seminole County | 13305.1995 | 3223272.4149 | 282 | 20% | 20% | 0.06567 | 0.0029663
41 | 4 | 65.6824 | 285 | 41 | 4 | IND | 15.0465 | 1.299 | 22984.638 | 1984.314 | 0.961 | 0.924 | 14.457 | 1.2 | 22084.136 | 1832.828 | 65.6824 | 12.656 | 1.059 | 831.2765 | 69.5577 | 0.841 | 0.81549 | 2452 | 5 | Dry Detention | 0.2 | Turnpike | Turnpike Existing Dry Pond | Existing Update | Existing-Update |  | SR408 Seminole County | 13305.1995 | 3223272.4149 | 285 | 20% | 20% | 166.2553 | 13.9115
41 | 7 | 0.029201 | 287 | 41 | 7 | PAS | 12.3961 | 0.632 | 2255.096 | 115.031 | 0.96 | 0.923 | 11.903 | 0.583 | 2165.408 | 106.125 | 0.029201 | 10.445 | 0.516 | 0.30501 | 0.015068 | 0.843 | 0.81577 | 2452 | 5 | Dry Detention | 0.2 | Turnpike | Turnpike Existing Dry Pond | Existing Update | Existing-Update |  | SR408 Seminole County | 13305.1995 | 3223272.4149 | 287 | 20% | 20% | 0.061001 | 0.0030136
41 | 10 | 1.3566 | 290 | 41 | 10 | RAN | 5.062 | 0.211 | 1204.825 | 50.143 | 0.96 | 0.922 | 4.86 | 0.194 | 1156.789 | 46.234 | 1.3566 | 4.268 | 0.172 | 5.7899 | 0.23333 | 0.843 | 0.81592 | 2452 | 5 | Dry Detention | 0.2 | Turnpike | Turnpike Existing Dry Pond | Existing Update | Existing-Update |  | SR408 Seminole County | 13305.1995 | 3223272.4149 | 290 | 20% | 20% | 1.158 | 0.046666
41 | 11 | 1.994 | 291 | 41 | 11 | FOR | 3.3637 | 0.139 | 1738.258 | 71.607 | 0.961 | 0.923 | 3.231 | 0.128 | 1669.641 | 66.092 | 1.994 | 2.844 | 0.114 | 5.671 | 0.22732 | 0.846 | 0.81972 | 2452 | 5 | Dry Detention | 0.2 | Turnpike | Turnpike Existing Dry Pond | Existing Update | Existing-Update |  | SR408 Seminole County | 13305.1995 | 3223272.4149 | 291 | 20% | 20% | 1.1342 | 0.045464
41 | 13 | 4.874 | 293 | 41 | 13 | WET | 1.0484 | 0.041 | 1567.871 | 61.608 | 0.962 | 0.921 | 1.008 | 0.038 | 1507.852 | 56.766 | 4.874 | 0.888 | 0.034 | 4.3281 | 0.16571 | 0.847 | 0.81976 | 2452 | 5 | Dry Detention | 0.2 | Turnpike | Turnpike Existing Dry Pond | Existing Update | Existing-Update |  | SR408 Seminole County | 13305.1995 | 3223272.4149 | 293 | 20% | 20% | 0.86561 | 0.033143
41 | 2 | 3.4281 | 283 | 41 | 2 | MDR | 11.9201 | 0.582 | 23513.664 | 1147.493 | 0.961 | 0.923 | 11.452 | 0.537 | 22589.972 | 1059.182 | 3.4281 | 10.039 | 0.474 | 34.4148 | 1.6249 | 0.842 | 0.81527 | 2453 | 5 | Dry Detention | 0.2 | Turnpike | Turnpike Existing Dry Pond | Existing Update | Existing-Update |  | SR408 Seminole County | 7408.3897 | 1097796.1849 | 283 | 20% | 20% | 6.883 | 0.32498
41 | 4 | 15.8056 | 285 | 41 | 4 | IND | 15.0465 | 1.299 | 22984.638 | 1984.314 | 0.961 | 0.924 | 14.457 | 1.2 | 22084.136 | 1832.828 | 15.8056 | 12.656 | 1.059 | 200.0362 | 16.7382 | 0.841 | 0.81549 | 2453 | 5 | Dry Detention | 0.2 | Turnpike | Turnpike Existing Dry Pond | Existing Update | Existing-Update |  | SR408 Seminole County | 7408.3897 | 1097796.1849 | 285 | 20% | 20% | 40.0072 | 3.3476
41 | 10 | 4.0451 | 290 | 41 | 10 | RAN | 5.062 | 0.211 | 1204.825 | 50.143 | 0.96 | 0.922 | 4.86 | 0.194 | 1156.789 | 46.234 | 4.0451 | 4.268 | 0.172 | 17.2646 | 0.69576 | 0.843 | 0.81592 | 2453 | 5 | Dry Detention | 0.2 | Turnpike | Turnpike Existing Dry Pond | Existing Update | Existing-Update |  | SR408 Seminole County | 7408.3897 | 1097796.1849 | 290 | 20% | 20% | 3.4529 | 0.13915
41 | 11 | 0.83325 | 291 | 41 | 11 | FOR | 3.3637 | 0.139 | 1738.258 | 71.607 | 0.961 | 0.923 | 3.231 | 0.128 | 1669.641 | 66.092 | 0.83325 | 2.844 | 0.114 | 2.3698 | 0.09499 | 0.846 | 0.81972 | 2453 | 5 | Dry Detention | 0.2 | Turnpike | Turnpike Existing Dry Pond | Existing Update | Existing-Update |  | SR408 Seminole County | 7408.3897 | 1097796.1849 | 291 | 20% | 20% | 0.47395 | 0.018998
41 | 13 | 1.0899 | 293 | 41 | 13 | WET | 1.0484 | 0.041 | 1567.871 | 61.608 | 0.962 | 0.921 | 1.008 | 0.038 | 1507.852 | 56.766 | 1.0899 | 0.888 | 0.034 | 0.96784 | 0.037057 | 0.847 | 0.81976 | 2453 | 5 | Dry Detention | 0.2 | Turnpike | Turnpike Existing Dry Pond | Existing Update | Existing-Update |  | SR408 Seminole County | 7408.3897 | 1097796.1849 | 293 | 20% | 20% | 0.19357 | 0.0074114
25 | 1 | 0.4096 | 142 | 25 | 1 | LDR | 3.9545 | 0.344 | 1128.698 | 98.244 | 0.57 | 0.484 | 2.254 | 0.166 | 643.339 | 47.513 | 0.4096 | 2.254 | 0.166 | 0.92323 | 0.067993 | 0.57 | 0.48362 | 2454 | 5 | Dry Detention | 0.2 | Turnpike | Turnpike Existing Dry Ponds | Existing Update | Existing-Update |  | SR408 Seminole County | 12994.447 | 3156759.4704 | 142 | 20% | 20% | 0.18465 | 0.013599
25 | 3 | 0.011555 | 144 | 25 | 3 | HDR | 16.4429 | 1.856 | 5216.46 | 588.853 | 0.568 | 0.484 | 9.341 | 0.899 | 2963.468 | 285.237 | 0.011555 | 9.341 | 0.899 | 0.10794 | 0.010388 | 0.568 | 0.48439 | 2454 | 5 | Dry Detention | 0.2 | Turnpike | Turnpike Existing Dry Ponds | Existing Update | Existing-Update |  | SR408 Seminole County | 12994.447 | 3156759.4704 | 144 | 20% | 20% | 0.021587 | 0.0020776
25 | 4 | 53.7825 | 145 | 25 | 4 | IND | 11.7335 | 1.455 | 10291.696 | 1276.442 | 0.56 | 0.476 | 6.567 | 0.692 | 5759.832 | 606.958 | 53.7825 | 6.567 | 0.692 | 353.1894 | 37.2175 | 0.56 | 0.47551 | 2454 | 5 | Dry Detention | 0.2 | Turnpike | Turnpike Existing Dry Ponds | Existing Update | Existing-Update |  | SR408 Seminole County | 12994.447 | 3156759.4704 | 145 | 20% | 20% | 70.6379 | 7.4435
25 | 9 | 0.54574 | 149 | 25 | 9 | AGT | 4.9411 | 0.436 | 74.533 | 6.577 | 0.582 | 0.497 | 2.876 | 0.217 | 43.383 | 3.271 | 0.54574 | 2.876 | 0.217 | 1.5695 | 0.11842 | 0.582 | 0.4973 | 2454 | 5 | Dry Detention | 0.2 | Turnpike | Turnpike Existing Dry Ponds | Existing Update | Existing-Update |  | SR408 Seminole County | 12994.447 | 3156759.4704 | 149 | 20% | 20% | 0.31391 | 0.023685
25 | 10 | 3.2205 | 150 | 25 | 10 | RAN | 2.5824 | 0.2 | 114.046 | 8.816 | 0.581 | 0.496 | 1.5 | 0.099 | 66.261 | 4.37 | 3.2205 | 1.5 | 0.099 | 4.8308 | 0.31883 | 0.581 | 0.49569 | 2454 | 5 | Dry Detention | 0.2 | Turnpike | Turnpike Existing Dry Ponds | Existing Update | Existing-Update |  | SR408 Seminole County | 12994.447 | 3156759.4704 | 150 | 20% | 20% | 0.96616 | 0.063767
25 | 11 | 5.7556 | 151 | 25 | 11 | FOR | 1.491 | 0.111 | 312.638 | 23.357 | 0.588 | 0.506 | 0.876 | 0.056 | 183.74 | 11.824 | 5.7556 | 0.876 | 0.056 | 5.0419 | 0.32231 | 0.588 | 0.50621 | 2454 | 5 | Dry Detention | 0.2 | Turnpike | Turnpike Existing Dry Ponds | Existing Update | Existing-Update |  | SR408 Seminole County | 12994.447 | 3156759.4704 | 151 | 20% | 20% | 1.0084 | 0.064462
25 | 12 | 0.91054 | 152 | 25 | 12 | WAT | 0.34466 | 0.021 | 36.473 | 2.263 | 0.581 | 0.494 | 0.2 | 0.011 | 21.175 | 1.117 | 0.91054 | 0.2 | 0.011 | 0.18211 | 0.010016 | 0.581 | 0.4938 | 2454 | 5 | Dry Detention | 0.2 | Turnpike | Turnpike Existing Dry Ponds | Existing Update | Existing-Update |  | SR408 Seminole County | 12994.447 | 3156759.4704 | 152 | 20% | 20% | 0.036422 | 0.0020032
25 | 13 | 7.8335 | 153 | 25 | 13 | WET | 7.8742 | 0.753 | 6518.99 | 623.534 | 0.566 | 0.486 | 4.457 | 0.366 | 3690.224 | 302.997 | 7.8335 | 4.457 | 0.366 | 34.914 | 2.8671 | 0.566 | 0.48594 | 2454 | 5 | Dry Detention | 0.2 | Turnpike | Turnpike Existing Dry Ponds | Existing Update | Existing-Update |  | SR408 Seminole County | 12994.447 | 3156759.4704 | 153 | 20% | 20% | 6.9828 | 0.57341
44 | 4 | 0.010254 | 320 | 44 | 4 | IND | 19.3728 | 1.729 | 6451.954 | 575.835 | 0.327 | 0.198 | 6.341 | 0.343 | 2111.931 | 114.125 | 0.010254 | 3.531 | 0.162 | 0.036207 | 0.0016612 | 0.182 | 0.093784 | 2444 | 5 | Dry Detention | 0.2 | Orange County | Orange County Existing Dry Pond Treatment | Existing Update | Existing-Update | Digitized by Orange County 1/2009 |  | 3347.1072 | 268846.0836 | 320 | 20% | 20% | 0.0072414 | 0.00033223
44 | 2 | 0.0033575 | 318 | 44 | 2 | MDR | 15.6987 | 0.788 | 13549.489 | 680.352 | 0.33 | 0.198 | 5.183 | 0.156 | 4473.784 | 134.856 | 0.0033575 | 2.897 | 0.074 | 0.0097267 | 0.00024845 | 0.185 | 0.094305 | 2447 | 5 | Dry Detention | 0.2 | Orange County | Orange County Existing Dry Pond Treatment | Existing Update | Existing-Update | Digitized by Orange County 1/2009 |  | 37289.1302 | 7028814.051 | 318 | 20% | 20% | 0.0019453 | 4.9691e-05
10 | 4 | 1.7481 | 13 | 10 | 4 | IND | 13.1528 | 1.186 | 6233.588 | 562.16 | 0.215 | 0.107 | 2.826 | 0.127 | 1339.375 | 60.359 | 1.7481 | 1.344 | 0.064 | 2.3494 | 0.11188 | 0.102 | 0.054107 | 3354 | 60 | Dry Detention | 0.05 | Casselberry | Lake Concord Stormwater Park/ Anniversary Park - Exfiltration Trench | Project | Project | Exfiltration System - Portion of Redevelopment and Retrofit of City-owned property into an educational stormwater Park including installation of 2 baffle boxes and an exfiltration trench, and other BMPs (1) | 1B | 1522.0927 | 76145.2092 | 13 | 20% | 20% | 0.46988 | 0.022375
69 | 4 | 0.79373 | 493 | 69 | 4 | IND | 14.9159 | 1.234 | 1131.699 | 93.64 | 0.651 | 0.447 | 9.715 | 0.552 | 737.083 | 41.902 | 0.79373 | 0.196 | 0.031 | 0.15557 | 0.024606 | 0.013 | 0.025516 | 3169 | 33 | Dry Ponds | 0.62 | Orlando | BMP by Parcel | Existing Update | Existing Update | 0 ALDEN RD | By Parcel | 744.5047 | 34725.3456 | 493 | 20% | 20% | 0.031114 | 0.0049211
69 | 6 | 0.0034604 | 494 | 69 | 6 | OPE | 4.1906 | 0.17 | 61.542 | 2.496 | 0.675 | 0.481 | 2.829 | 0.082 | 41.551 | 1.202 | 0.0034604 | 0.07 | 0.006 | 0.00024223 | 2.0762e-05 | 0.017 | 0.034185 | 3169 | 33 | Dry Ponds | 0.62 | Orlando | BMP by Parcel | Existing Update | Existing Update | 0 ALDEN RD | By Parcel | 744.5047 | 34725.3456 | 494 | 20% | 20% | 4.8446e-05 | 4.1525e-06
70 | 4 | 0.53006 | 499 | 70 | 4 | IND | 8.7985 | 0.717 | 2253.879 | 183.718 | 0.374 | 0.198 | 3.292 | 0.142 | 843.264 | 36.33 | 0.53006 | 0.05 | 0.006 | 0.026503 | 0.0031804 | 0.006 | 0.0076716 | 3170 | 33 | Dry Ponds | 0.62 | Orlando | BMP by Parcel | Existing Update | Existing Update | 110 HILLCREST ST | By Parcel | 609.8943 | 23089.4918 | 499 | 20% | 20% | 0.0053006 | 0.00063608
70 | 4 | 0.18827 | 499 | 70 | 4 | IND | 8.7985 | 0.717 | 2253.879 | 183.718 | 0.374 | 0.198 | 3.292 | 0.142 | 843.264 | 36.33 | 0.18827 | 0.05 | 0.006 | 0.0094133 | 0.0011296 | 0.006 | 0.0076716 | 3171 | 33 | Dry Ponds | 0.62 | Orlando | BMP by Parcel | Existing Update | Existing Update | 1155 N ORANGE AVE | By Parcel | 656.2481 | 8200.8158 | 499 | 20% | 20% | 0.0018827 | 0.00022592
71 | 2 | 0.010057 | 504 | 71 | 2 | MDR | 9.0838 | 0.454 | 955.962 | 47.796 | 0.18 | 0.125 | 1.638 | 0.057 | 172.39 | 5.989 | 0.010057 | 0.013 | 0.001 | 0.00013074 | 1.0057e-05 | 0.001 | 0.0014855 | 3172 | 33 | Dry Ponds | 0.62 | Orlando | BMP by Parcel | Existing Update | Existing Update | 1600 E MARKS ST | By Parcel | 199.2578 | 438.0797 | 504 | 20% | 20% | 2.6148e-05 | 2.0114e-06
69 | 4 | 0.6185 | 493 | 69 | 4 | IND | 14.9159 | 1.234 | 1131.699 | 93.64 | 0.651 | 0.447 | 9.715 | 0.552 | 737.083 | 41.902 | 0.6185 | 0.196 | 0.031 | 0.12123 | 0.019174 | 0.013 | 0.025516 | 3173 | 33 | Dry Ponds | 0.62 | Orlando | BMP by Parcel | Existing Update | Existing Update | 1601 ALDEN RD | By Parcel | 951.7851 | 56335.201 | 493 | 20% | 20% | 0.024245 | 0.0038347
70 | 4 | 0.67478 | 499 | 70 | 4 | IND | 8.7985 | 0.717 | 2253.879 | 183.718 | 0.374 | 0.198 | 3.292 | 0.142 | 843.264 | 36.33 | 0.67478 | 0.05 | 0.006 | 0.033739 | 0.0040487 | 0.006 | 0.0076716 | 3173 | 33 | Dry Ponds | 0.62 | Orlando | BMP by Parcel | Existing Update | Existing Update | 1601 ALDEN RD | By Parcel | 951.7851 | 56335.201 | 499 | 20% | 20% | 0.0067478 | 0.00080973
71 | 2 | 0.081892 | 504 | 71 | 2 | MDR | 9.0838 | 0.454 | 955.962 | 47.796 | 0.18 | 0.125 | 1.638 | 0.057 | 172.39 | 5.989 | 0.081892 | 0.013 | 0.001 | 0.0010646 | 8.1892e-05 | 0.001 | 0.0014855 | 3174 | 33 | Dry Ponds | 0.62 | Orlando | BMP by Parcel | Existing Update | Existing Update | 1603 E MARKS ST | By Parcel | 288.3697 | 3676.5284 | 504 | 20% | 20% | 0.00021292 | 1.6378e-05
71 | 4 | 0.0025093 | 505 | 71 | 4 | IND | 14.4417 | 1.28 | 1471.032 | 130.382 | 0.173 | 0.121 | 2.492 | 0.155 | 253.873 | 15.745 | 0.0025093 | 0.018 | 0.002 | 4.5168e-05 | 5.0187e-06 | 0.001 | 0.001355 | 3174 | 33 | Dry Ponds | 0.62 | Orlando | BMP by Parcel | Existing Update | Existing Update | 1603 E MARKS ST | By Parcel | 288.3697 | 3676.5284 | 505 | 20% | 20% | 9.0336e-06 | 1.0037e-06
61 | 2 | 0.0028366 | 452 | 61 | 2 | MDR | 14.6836 | 0.846 | 4285.373 | 247.044 | 0.522 | 0.455 | 7.661 | 0.385 | 2235.766 | 112.484 | 0.0028366 | 0.549 | 0.028 | 0.0015573 | 7.9426e-05 | 0.037 | 0.032831 | 3175 | 33 | Dry Ponds | 0.62 | Orlando | BMP by Parcel | Existing Update | Existing Update | 1815 E WINTER PARK RD | By Parcel | 378.5674 | 6964.3302 | 452 | 20% | 20% | 0.00031146 | 1.5885e-05
61 | 4 | 0.15704 | 453 | 61 | 4 | IND | 23.5905 | 2.398 | 237.463 | 24.135 | 0.515 | 0.442 | 12.143 | 1.06 | 122.229 | 10.674 | 0.15704 | 0.802 | 0.071 | 0.12595 | 0.01115 | 0.034 | 0.029784 | 3175 | 33 | Dry Ponds | 0.62 | Orlando | BMP by Parcel | Existing Update | Existing Update | 1815 E WINTER PARK RD | By Parcel | 378.5674 | 6964.3302 | 453 | 20% | 20% | 0.02519 | 0.00223
61 | 2 | 0.11231 | 452 | 61 | 2 | MDR | 14.6836 | 0.846 | 4285.373 | 247.044 | 0.522 | 0.455 | 7.661 | 0.385 | 2235.766 | 112.484 | 0.11231 | 0.549 | 0.028 | 0.06166 | 0.0031448 | 0.037 | 0.032831 | 3176 | 33 | Dry Ponds | 0.62 | Orlando | BMP by Parcel | Existing Update | Existing Update | 1855 E WINTER PARK RD | By Parcel | 679.0072 | 27927.4679 | 452 | 20% | 20% | 0.012332 | 0.00062896
61 | 4 | 0.52881 | 453 | 61 | 4 | IND | 23.5905 | 2.398 | 237.463 | 24.135 | 0.515 | 0.442 | 12.143 | 1.06 | 122.229 | 10.674 | 0.52881 | 0.802 | 0.071 | 0.42411 | 0.037546 | 0.034 | 0.029784 | 3176 | 33 | Dry Ponds | 0.62 | Orlando | BMP by Parcel | Existing Update | Existing Update | 1855 E WINTER PARK RD | By Parcel | 679.0072 | 27927.4679 | 453 | 20% | 20% | 0.084822 | 0.0075092
69 | 2 | 0.17022 | 491 | 69 | 2 | MDR | 9.3846 | 0.438 | 505.751 | 23.618 | 0.663 | 0.46 | 6.225 | 0.202 | 335.457 | 10.872 | 0.17022 | 0.139 | 0.012 | 0.023661 | 0.0020427 | 0.015 | 0.02792 | 3177 | 33 | Dry Ponds | 0.62 | Orlando | BMP by Parcel | Existing Update | Existing Update | 1910 N ORANGE AVE | By Parcel | 756.4906 | 21051.1639 | 491 | 20% | 20% | 0.0047321 | 0.00040853
69 | 4 | 0.31305 | 493 | 69 | 4 | IND | 14.9159 | 1.234 | 1131.699 | 93.64 | 0.651 | 0.447 | 9.715 | 0.552 | 737.083 | 41.902 | 0.31305 | 0.196 | 0.031 | 0.061358 | 0.0097045 | 0.013 | 0.025516 | 3177 | 33 | Dry Ponds | 0.62 | Orlando | BMP by Parcel | Existing Update | Existing Update | 1910 N ORANGE AVE | By Parcel | 756.4906 | 21051.1639 | 493 | 20% | 20% | 0.012272 | 0.0019409
63 | 4 | 0.00010238 | 463 | 63 | 4 | IND | 11.8601 | 1.053 | 2855.017 | 253.563 | 0.492 | 1.055 | 5.832 | 1.112 | 1403.806 | 267.598 | 0.00010238 | 0.219 | 0.03 | 2.2422e-05 | 3.0715e-06 | 0.018 | 0.028585 | 3178 | 33 | Dry Ponds | 0.62 | Orlando | BMP by Parcel | Existing Update | Existing Update | 1911 N MILLS AVE | By Parcel | 449.9748 | 5704.5528 | 463 | 20% | 20% | 4.4843e-06 | 6.1429e-07
63 | 12 | 0.13086 | 465 | 63 | 12 | WAT | 0.38816 | 0.008 | 21.9 | 0.454 | 0.538 | 1.309 | 0.209 | 0.011 | 11.783 | 0.594 | 0.13086 | 0.008 | 0 | 0.0010469 | 0 | 0.019 | 0.050847 | 3178 | 33 | Dry Ponds | 0.62 | Orlando | BMP by Parcel | Existing Update | Existing Update | 1911 N MILLS AVE | By Parcel | 449.9748 | 5704.5528 | 465 | 20% | 20% | 0.00020937 | 0
69 | 4 | 0.42252 | 493 | 69 | 4 | IND | 14.9159 | 1.234 | 1131.699 | 93.64 | 0.651 | 0.447 | 9.715 | 0.552 | 737.083 | 41.902 | 0.42252 | 0.196 | 0.031 | 0.082813 | 0.013098 | 0.013 | 0.025516 | 3179 | 33 | Dry Ponds | 0.62 | Orlando | BMP by Parcel | Existing Update | Existing Update | 2000 N ORANGE AVE | By Parcel | 560.2165 | 18404.6828 | 493 | 20% | 20% | 0.016563 | 0.0026196
69 | 2 | 0.0211 | 491 | 69 | 2 | MDR | 9.3846 | 0.438 | 505.751 | 23.618 | 0.663 | 0.46 | 6.225 | 0.202 | 335.457 | 10.872 | 0.0211 | 0.139 | 0.012 | 0.0029329 | 0.0002532 | 0.015 | 0.02792 | 3180 | 33 | Dry Ponds | 0.62 | Orlando | BMP by Parcel | Existing Update | Existing Update | 306 E VANDERBILT ST | By Parcel | 133.1291 | 919.1098 | 491 | 20% | 20% | 0.00058658 | 5.064e-05
69 | 2 | 0.016386 | 491 | 69 | 2 | MDR | 9.3846 | 0.438 | 505.751 | 23.618 | 0.663 | 0.46 | 6.225 | 0.202 | 335.457 | 10.872 | 0.016386 | 0.139 | 0.012 | 0.0022776 | 0.00019663 | 0.015 | 0.02792 | 3181 | 33 | Dry Ponds | 0.62 | Orlando | BMP by Parcel | Existing Update | Existing Update | 308 E VANDERBILT ST | By Parcel | 124.7204 | 713.759 | 491 | 20% | 20% | 0.00045552 | 3.9326e-05
69 | 2 | 0.016385 | 491 | 69 | 2 | MDR | 9.3846 | 0.438 | 505.751 | 23.618 | 0.663 | 0.46 | 6.225 | 0.202 | 335.457 | 10.872 | 0.016385 | 0.139 | 0.012 | 0.0022775 | 0.00019662 | 0.015 | 0.02792 | 3182 | 33 | Dry Ponds | 0.62 | Orlando | BMP by Parcel | Existing Update | Existing Update | 310 E VANDERBILT ST | By Parcel | 124.8633 | 713.7134 | 491 | 20% | 20% | 0.00045549 | 3.9323e-05
69 | 2 | 0.021048 | 491 | 69 | 2 | MDR | 9.3846 | 0.438 | 505.751 | 23.618 | 0.663 | 0.46 | 6.225 | 0.202 | 335.457 | 10.872 | 0.021048 | 0.139 | 0.012 | 0.0029256 | 0.00025257 | 0.015 | 0.02792 | 3183 | 33 | Dry Ponds | 0.62 | Orlando | BMP by Parcel | Existing Update | Existing Update | 312 E VANDERBILT ST | By Parcel | 132.9329 | 916.8269 | 491 | 20% | 20% | 0.00058512 | 5.0514e-05
70 | 4 | 0.033777 | 499 | 70 | 4 | IND | 8.7985 | 0.717 | 2253.879 | 183.718 | 0.374 | 0.198 | 3.292 | 0.142 | 843.264 | 36.33 | 0.033777 | 0.05 | 0.006 | 0.0016889 | 0.00020266 | 0.006 | 0.0076716 | 3184 | 33 | Dry Ponds | 0.62 | Orlando | BMP by Parcel | Existing Update | Existing Update | 316 E PRINCETON ST | By Parcel | 201.441 | 1471.3202 | 499 | 20% | 20% | 0.00033777 | 4.0532e-05
69 | 2 | 0.090191 | 491 | 69 | 2 | MDR | 9.3846 | 0.438 | 505.751 | 23.618 | 0.663 | 0.46 | 6.225 | 0.202 | 335.457 | 10.872 | 0.090191 | 0.139 | 0.012 | 0.012537 | 0.0010823 | 0.015 | 0.02792 | 3185 | 33 | Dry Ponds | 0.62 | Orlando | BMP by Parcel | Existing Update | Existing Update | 317 E YALE ST | By Parcel | 360.1538 | 6503.8263 | 491 | 20% | 20% | 0.0025073 | 0.00021646
69 | 4 | 0.059117 | 493 | 69 | 4 | IND | 14.9159 | 1.234 | 1131.699 | 93.64 | 0.651 | 0.447 | 9.715 | 0.552 | 737.083 | 41.902 | 0.059117 | 0.196 | 0.031 | 0.011587 | 0.0018326 | 0.013 | 0.025516 | 3185 | 33 | Dry Ponds | 0.62 | Orlando | BMP by Parcel | Existing Update | Existing Update | 317 E YALE ST | By Parcel | 360.1538 | 6503.8263 | 493 | 20% | 20% | 0.0023174 | 0.00036653
69 | 4 | 0.92303 | 493 | 69 | 4 | IND | 14.9159 | 1.234 | 1131.699 | 93.64 | 0.651 | 0.447 | 9.715 | 0.552 | 737.083 | 41.902 | 0.92303 | 0.196 | 0.031 | 0.18091 | 0.028614 | 0.013 | 0.025516 | 3186 | 33 | Dry Ponds | 0.62 | Orlando | BMP by Parcel | Existing Update | Existing Update | 500 E PRINCETON ST | By Parcel | 784.2012 | 40206.8317 | 493 | 20% | 20% | 0.036183 | 0.0057228
69 | 2 | 0.033316 | 491 | 69 | 2 | MDR | 9.3846 | 0.438 | 505.751 | 23.618 | 0.663 | 0.46 | 6.225 | 0.202 | 335.457 | 10.872 | 0.033316 | 0.139 | 0.012 | 0.004631 | 0.00039979 | 0.015 | 0.02792 | 3187 | 33 | Dry Ponds | 0.62 | Orlando | BMP by Parcel | Existing Update | Existing Update | 701 VIRGINIA DR | By Parcel | 194.3676 | 1451.2474 | 491 | 20% | 20% | 0.00092619 | 7.9959e-05
63 | 4 | 0.32276 | 463 | 63 | 4 | IND | 11.8601 | 1.053 | 2855.017 | 253.563 | 0.492 | 1.055 | 5.832 | 1.112 | 1403.806 | 267.598 | 0.32276 | 0.219 | 0.03 | 0.070684 | 0.0096827 | 0.018 | 0.028585 | 3188 | 33 | Dry Ponds | 0.62 | Orlando | BMP by Parcel | Existing Update | Existing Update | 744 N MILLS AVE | By Parcel | 1621.3733 | 137700.9641 | 463 | 20% | 20% | 0.014137 | 0.0019365
71 | 4 | 2.8384 | 505 | 71 | 4 | IND | 14.4417 | 1.28 | 1471.032 | 130.382 | 0.173 | 0.121 | 2.492 | 0.155 | 253.873 | 15.745 | 2.8384 | 0.018 | 0.002 | 0.051092 | 0.0056769 | 0.001 | 0.001355 | 3188 | 33 | Dry Ponds | 0.62 | Orlando | BMP by Parcel | Existing Update | Existing Update | 744 N MILLS AVE | By Parcel | 1621.3733 | 137700.9641 | 505 | 20% | 20% | 0.010218 | 0.0011354
70 | 4 | 0.99177 | 499 | 70 | 4 | IND | 8.7985 | 0.717 | 2253.879 | 183.718 | 0.374 | 0.198 | 3.292 | 0.142 | 843.264 | 36.33 | 0.99177 | 0.05 | 0.006 | 0.049588 | 0.0059506 | 0.006 | 0.0076716 | 3189 | 33 | Dry Ponds | 0.62 | Orlando | BMP by Parcel | Existing Update | Existing Update | 75 E AMELIA ST | By Parcel | 844.4826 | 43201.1568 | 499 | 20% | 20% | 0.0099177 | 0.0011901
71 | 2 | 0.37809 | 504 | 71 | 2 | MDR | 9.0838 | 0.454 | 955.962 | 47.796 | 0.18 | 0.125 | 1.638 | 0.057 | 172.39 | 5.989 | 0.37809 | 0.013 | 0.001 | 0.0049152 | 0.00037809 | 0.001 | 0.0014855 | 3190 | 33 | Dry Ponds | 0.62 | Orlando | BMP by Parcel | Existing Update | Existing Update | 910 N FERNCREEK AVE | By Parcel | 513.8714 | 16469.6812 | 504 | 20% | 20% | 0.00098304 | 7.5619e-05
71 | 2 | 9.0973e-06 | 504 | 71 | 2 | MDR | 9.0838 | 0.454 | 955.962 | 47.796 | 0.18 | 0.125 | 1.638 | 0.057 | 172.39 | 5.989 | 9.0973e-06 | 0.013 | 0.001 | 1.1827e-07 | 9.0973e-09 | 0.001 | 0.0014855 | 3191 | 33 | Dry Ponds | 0.62 | Orlando | BMP by Parcel | Existing Update | Existing Update | 915 N FERNCREEK AVE | By Parcel | 851.9446 | 31921.0979 | 504 | 20% | 20% | 2.3653e-08 | 1.8195e-09
71 | 4 | 0.7328 | 505 | 71 | 4 | IND | 14.4417 | 1.28 | 1471.032 | 130.382 | 0.173 | 0.121 | 2.492 | 0.155 | 253.873 | 15.745 | 0.7328 | 0.018 | 0.002 | 0.01319 | 0.0014656 | 0.001 | 0.001355 | 3191 | 33 | Dry Ponds | 0.62 | Orlando | BMP by Parcel | Existing Update | Existing Update | 915 N FERNCREEK AVE | By Parcel | 851.9446 | 31921.0979 | 505 | 20% | 20% | 0.0026381 | 0.00029312
71 | 2 | 0.41968 | 504 | 71 | 2 | MDR | 9.0838 | 0.454 | 955.962 | 47.796 | 0.18 | 0.125 | 1.638 | 0.057 | 172.39 | 5.989 | 0.41968 | 0.013 | 0.001 | 0.0054559 | 0.00041968 | 0.001 | 0.0014855 | 3192 | 33 | Dry Ponds | 0.62 | Orlando | BMP by Parcel | Existing Update | Existing Update | 949 N FERNCREEK AVE | By Parcel | 663.4769 | 18281.378 | 504 | 20% | 20% | 0.0010912 | 8.3937e-05
63 | 2 | 1.0083 | 461 | 63 | 2 | MDR | 7.4475 | 0.374 | 3959.7 | 198.599 | 0.503 | 1.085 | 3.745 | 0.405 | 1991.138 | 215.521 | 1.0083 | 0.153 | 0.012 | 0.15428 | 0.0121 | 0.021 | 0.031522 | 3282 | 42 | Dry Ponds | 0.69 | Orlando | BMP-15: Mills Ave Retrofit | Project | Future Project |  | BMP-15 | 2460.7428 | 45980.789 | 461 | 20% | 20% | 0.030855 | 0.00242
63 | 4 | 0.047236 | 463 | 63 | 4 | IND | 11.8601 | 1.053 | 2855.017 | 253.563 | 0.492 | 1.055 | 5.832 | 1.112 | 1403.806 | 267.598 | 0.047236 | 0.219 | 0.03 | 0.010345 | 0.0014171 | 0.018 | 0.028585 | 3282 | 42 | Dry Ponds | 0.69 | Orlando | BMP-15: Mills Ave Retrofit | Project | Future Project |  | BMP-15 | 2460.7428 | 45980.789 | 463 | 20% | 20% | 0.0020689 | 0.00028342
63 | 2 | 0.094165 | 461 | 63 | 2 | MDR | 7.4475 | 0.374 | 3959.7 | 198.599 | 0.503 | 1.085 | 3.745 | 0.405 | 1991.138 | 215.521 | 0.094165 | 0.153 | 0.012 | 0.014407 | 0.00113 | 0.021 | 0.031522 | 3283 | 42 | Dry Ponds | 0.69 | Orlando | BMP-15: Mills Ave Retrofit & BMP by Parcel | Project | Future Project | 1326 SPOKANE AVE | BMP-15 | 443.191 | 4101.7996 | 461 | 20% | 20% | 0.0028814 | 0.000226
63 | 4 | 0.54848 | 463 | 63 | 4 | IND | 11.8601 | 1.053 | 2855.017 | 253.563 | 0.492 | 1.055 | 5.832 | 1.112 | 1403.806 | 267.598 | 0.54848 | 0.219 | 0.03 | 0.12012 | 0.016454 | 0.018 | 0.028585 | 3284 | 42 | Dry Ponds | 0.69 | Orlando | BMP-15: Mills Ave Retrofit & BMP by Parcel | Project | Future Project | 1701 N MILLS AVE | BMP-15 | 678.6652 | 23891.7676 | 463 | 20% | 20% | 0.024023 | 0.0032909
63 | 2 | 0.023036 | 461 | 63 | 2 | MDR | 7.4475 | 0.374 | 3959.7 | 198.599 | 0.503 | 1.085 | 3.745 | 0.405 | 1991.138 | 215.521 | 0.023036 | 0.153 | 0.012 | 0.0035245 | 0.00027643 | 0.021 | 0.031522 | 3285 | 42 | Dry Ponds | 0.69 | Orlando | BMP-15: Mills Ave Retrofit & BMP by Parcel | Project | Future Project | 1706 VIRGINIA DR | BMP-15 | 145.7976 | 1003.4443 | 461 | 20% | 20% | 0.0007049 | 5.5286e-05
63 | 2 | 0.026382 | 461 | 63 | 2 | MDR | 7.4475 | 0.374 | 3959.7 | 198.599 | 0.503 | 1.085 | 3.745 | 0.405 | 1991.138 | 215.521 | 0.026382 | 0.153 | 0.012 | 0.0040365 | 0.00031658 | 0.021 | 0.031522 | 3286 | 42 | Dry Ponds | 0.69 | Orlando | BMP-15: Mills Ave Retrofit & BMP by Parcel | Project | Future Project | 1708 VIRGINIA DR | BMP-15 | 164.96 | 1149.197 | 461 | 20% | 20% | 0.00080729 | 6.3317e-05
63 | 2 | 0.022116 | 461 | 63 | 2 | MDR | 7.4475 | 0.374 | 3959.7 | 198.599 | 0.503 | 1.085 | 3.745 | 0.405 | 1991.138 | 215.521 | 0.022116 | 0.153 | 0.012 | 0.0033838 | 0.0002654 | 0.021 | 0.031522 | 3287 | 42 | Dry Ponds | 0.69 | Orlando | BMP-15: Mills Ave Retrofit & BMP by Parcel | Project | Future Project | 1712 VIRGINIA DR | BMP-15 | 138.2674 | 963.3853 | 461 | 20% | 20% | 0.00067676 | 5.3079e-05
63 | 2 | 0.020203 | 461 | 63 | 2 | MDR | 7.4475 | 0.374 | 3959.7 | 198.599 | 0.503 | 1.085 | 3.745 | 0.405 | 1991.138 | 215.521 | 0.020203 | 0.153 | 0.012 | 0.003091 | 0.00024243 | 0.021 | 0.031522 | 3288 | 42 | Dry Ponds | 0.69 | Orlando | BMP-15: Mills Ave Retrofit & BMP by Parcel | Project | Future Project | 1714 VIRGINIA DR | BMP-15 | 141.9228 | 880.0332 | 461 | 20% | 20% | 0.00061821 | 4.8487e-05
63 | 2 | 0.025895 | 461 | 63 | 2 | MDR | 7.4475 | 0.374 | 3959.7 | 198.599 | 0.503 | 1.085 | 3.745 | 0.405 | 1991.138 | 215.521 | 0.025895 | 0.153 | 0.012 | 0.0039619 | 0.00031074 | 0.021 | 0.031522 | 3289 | 42 | Dry Ponds | 0.69 | Orlando | BMP-15: Mills Ave Retrofit & BMP by Parcel | Project | Future Project | 1716 VIRGINIA DR | BMP-15 | 161.6233 | 1127.9729 | 461 | 20% | 20% | 0.00079238 | 6.2148e-05
63 | 2 | 0.021348 | 461 | 63 | 2 | MDR | 7.4475 | 0.374 | 3959.7 | 198.599 | 0.503 | 1.085 | 3.745 | 0.405 | 1991.138 | 215.521 | 0.021348 | 0.153 | 0.012 | 0.0032663 | 0.00025618 | 0.021 | 0.031522 | 3290 | 42 | Dry Ponds | 0.69 | Orlando | BMP-15: Mills Ave Retrofit & BMP by Parcel | Project | Future Project | 1718 VIRGINIA DR | BMP-15 | 145.0542 | 929.9312 | 461 | 20% | 20% | 0.00065326 | 5.1236e-05
63 | 2 | 0.026089 | 461 | 63 | 2 | MDR | 7.4475 | 0.374 | 3959.7 | 198.599 | 0.503 | 1.085 | 3.745 | 0.405 | 1991.138 | 215.521 | 0.026089 | 0.153 | 0.012 | 0.0039916 | 0.00031306 | 0.021 | 0.031522 | 3291 | 42 | Dry Ponds | 0.69 | Orlando | BMP-15: Mills Ave Retrofit & BMP by Parcel | Project | Future Project | 1720 VIRGINIA DR | BMP-15 | 161.6243 | 1136.4213 | 461 | 20% | 20% | 0.00079832 | 6.2613e-05
63 | 2 | 0.022368 | 461 | 63 | 2 | MDR | 7.4475 | 0.374 | 3959.7 | 198.599 | 0.503 | 1.085 | 3.745 | 0.405 | 1991.138 | 215.521 | 0.022368 | 0.153 | 0.012 | 0.0034223 | 0.00026842 | 0.021 | 0.031522 | 3292 | 42 | Dry Ponds | 0.69 | Orlando | BMP-15: Mills Ave Retrofit & BMP by Parcel | Project | Future Project | 1724 VIRGINIA DR | BMP-15 | 145.3756 | 974.3511 | 461 | 20% | 20% | 0.00068446 | 5.3683e-05
63 | 2 | 0.020337 | 461 | 63 | 2 | MDR | 7.4475 | 0.374 | 3959.7 | 198.599 | 0.503 | 1.085 | 3.745 | 0.405 | 1991.138 | 215.521 | 0.020337 | 0.153 | 0.012 | 0.0031116 | 0.00024405 | 0.021 | 0.031522 | 3293 | 42 | Dry Ponds | 0.69 | Orlando | BMP-15: Mills Ave Retrofit & BMP by Parcel | Project | Future Project | 1728 VIRGINIA DR | BMP-15 | 143.3065 | 885.8804 | 461 | 20% | 20% | 0.00062232 | 4.8809e-05
63 | 2 | 0.028036 | 461 | 63 | 2 | MDR | 7.4475 | 0.374 | 3959.7 | 198.599 | 0.503 | 1.085 | 3.745 | 0.405 | 1991.138 | 215.521 | 0.028036 | 0.153 | 0.012 | 0.0042894 | 0.00033643 | 0.021 | 0.031522 | 3294 | 42 | Dry Ponds | 0.69 | Orlando | BMP-15: Mills Ave Retrofit & BMP by Parcel | Project | Future Project | 1730 VIRGINIA DR | BMP-15 | 163.6926 | 1221.2266 | 461 | 20% | 20% | 0.00085789 | 6.7285e-05
69 | 4 | 1.1793 | 493 | 69 | 4 | IND | 14.9159 | 1.234 | 1131.699 | 93.64 | 0.651 | 0.447 | 9.715 | 0.552 | 737.083 | 41.902 | 1.1793 | 0.196 | 0.031 | 0.23115 | 0.036559 | 0.013 | 0.025516 | 3295 | 42 | Dry Ponds | 0.69 | Orlando | BMP-15: Mills Ave Retrofit & BMP by Parcel | Project | Future Project | 1780 N MILLS AVE | BMP-15 | 982.3524 | 51370.6323 | 493 | 20% | 20% | 0.046229 | 0.0073117
69 | 4 | 1.1542 | 493 | 69 | 4 | IND | 14.9159 | 1.234 | 1131.699 | 93.64 | 0.651 | 0.447 | 9.715 | 0.552 | 737.083 | 41.902 | 1.1542 | 0.196 | 0.031 | 0.22622 | 0.03578 | 0.013 | 0.025516 | 3296 | 42 | Dry Ponds | 0.69 | Orlando | BMP-15: Mills Ave Retrofit & BMP by Parcel | Project | Future Project | 1812 N MILLS AVE | BMP-15 | 970.4045 | 50276.1453 | 493 | 20% | 20% | 0.045244 | 0.007156
63 | 2 | 0.046153 | 461 | 63 | 2 | MDR | 7.4475 | 0.374 | 3959.7 | 198.599 | 0.503 | 1.085 | 3.745 | 0.405 | 1991.138 | 215.521 | 0.046153 | 0.153 | 0.012 | 0.0070615 | 0.00055384 | 0.021 | 0.031522 | 3297 | 42 | Dry Ponds | 0.69 | Orlando | BMP-15: Mills Ave Retrofit & BMP by Parcel | Project | Future Project | 1817 N MILLS AVE | BMP-15 | 1238.736 | 94127.4191 | 461 | 20% | 20% | 0.0014123 | 0.00011077
63 | 4 | 2.1147 | 463 | 63 | 4 | IND | 11.8601 | 1.053 | 2855.017 | 253.563 | 0.492 | 1.055 | 5.832 | 1.112 | 1403.806 | 267.598 | 2.1147 | 0.219 | 0.03 | 0.46312 | 0.063442 | 0.018 | 0.028585 | 3297 | 42 | Dry Ponds | 0.69 | Orlando | BMP-15: Mills Ave Retrofit & BMP by Parcel | Project | Future Project | 1817 N MILLS AVE | BMP-15 | 1238.736 | 94127.4191 | 463 | 20% | 20% | 0.092625 | 0.012688
69 | 4 | 1.5222 | 493 | 69 | 4 | IND | 14.9159 | 1.234 | 1131.699 | 93.64 | 0.651 | 0.447 | 9.715 | 0.552 | 737.083 | 41.902 | 1.5222 | 0.196 | 0.031 | 0.29835 | 0.047188 | 0.013 | 0.025516 | 3298 | 42 | Dry Ponds | 0.69 | Orlando | BMP-15: Mills Ave Retrofit & BMP by Parcel | Project | Future Project | 1824 N MILLS AVE | BMP-15 | 1059.0706 | 66306.236 | 493 | 20% | 20% | 0.05967 | 0.0094376
63 | 4 | 2.1202 | 463 | 63 | 4 | IND | 11.8601 | 1.053 | 2855.017 | 253.563 | 0.492 | 1.055 | 5.832 | 1.112 | 1403.806 | 267.598 | 2.1202 | 0.219 | 0.03 | 0.46431 | 0.063605 | 0.018 | 0.028585 | 3299 | 42 | Dry Ponds | 0.69 | Orlando | BMP-15: Mills Ave Retrofit & BMP by Parcel | Project | Future Project | 1911 N MILLS AVE | BMP-15 | 1383.1755 | 94030.0755 | 463 | 20% | 20% | 0.092863 | 0.012721
63 | 12 | 0.038483 | 465 | 63 | 12 | WAT | 0.38816 | 0.008 | 21.9 | 0.454 | 0.538 | 1.309 | 0.209 | 0.011 | 11.783 | 0.594 | 0.038483 | 0.008 | 0 | 0.00030786 | 0 | 0.019 | 0.050847 | 3299 | 42 | Dry Ponds | 0.69 | Orlando | BMP-15: Mills Ave Retrofit & BMP by Parcel | Project | Future Project | 1911 N MILLS AVE | BMP-15 | 1383.1755 | 94030.0755 | 465 | 20% | 20% | 6.1572e-05 | 0
69 | 4 | 0.22771 | 493 | 69 | 4 | IND | 14.9159 | 1.234 | 1131.699 | 93.64 | 0.651 | 0.447 | 9.715 | 0.552 | 737.083 | 41.902 | 0.22771 | 0.196 | 0.031 | 0.044631 | 0.0070589 | 0.013 | 0.025516 | 3300 | 42 | Dry Ponds | 0.69 | Orlando | BMP-15: Mills Ave Retrofit & BMP by Parcel | Project | Future Project | 2000 N MILLS AVE | BMP-15 | 409.2973 | 9918.892 | 493 | 20% | 20% | 0.0089261 | 0.0014118
41 | 4 | 0.074366 | 285 | 41 | 4 | IND | 15.0465 | 1.299 | 22984.638 | 1984.314 | 0.961 | 0.924 | 14.457 | 1.2 | 22084.136 | 1832.828 | 0.074366 | 12.656 | 1.059 | 0.94117 | 0.078753 | 0.841 | 0.81549 | 520 | 1 | Dry Ponds | 0.25 |  |  | TMDL | TMDL |  |  | 807.8218 | 8992.3882 | 285 | 20% | 20% | 0.18823 | 0.015751
41 | 2 | 0.0067015 | 283 | 41 | 2 | MDR | 11.9201 | 0.582 | 23513.664 | 1147.493 | 0.961 | 0.923 | 11.452 | 0.537 | 22589.972 | 1059.182 | 0.0067015 | 10.039 | 0.474 | 0.067277 | 0.0031765 | 0.842 | 0.81527 | 522 | 1 | Dry Ponds | 0.25 |  |  | TMDL | TMDL |  |  | 537.8016 | 18063.4197 | 283 | 20% | 20% | 0.013455 | 0.00063531
41 | 3 | 0.18972 | 284 | 41 | 3 | HDR | 25.4619 | 1.917 | 15674.111 | 1180.15 | 0.961 | 0.923 | 24.461 | 1.77 | 15057.713 | 1089.811 | 0.18972 | 21.44 | 1.565 | 4.0676 | 0.29691 | 0.842 | 0.81633 | 522 | 1 | Dry Ponds | 0.25 |  |  | TMDL | TMDL |  |  | 537.8016 | 18063.4197 | 284 | 20% | 20% | 0.81351 | 0.059382
41 | 2 | 0.044983 | 283 | 41 | 2 | MDR | 11.9201 | 0.582 | 23513.664 | 1147.493 | 0.961 | 0.923 | 11.452 | 0.537 | 22589.972 | 1059.182 | 0.044983 | 10.039 | 0.474 | 0.45158 | 0.021322 | 0.842 | 0.81527 | 523 | 1 | Dry Ponds | 0.25 |  |  | TMDL | TMDL |  |  | 412.8736 | 7510.5701 | 283 | 20% | 20% | 0.090316 | 0.0042644
41 | 4 | 0.20692 | 285 | 41 | 4 | IND | 15.0465 | 1.299 | 22984.638 | 1984.314 | 0.961 | 0.924 | 14.457 | 1.2 | 22084.136 | 1832.828 | 0.20692 | 12.656 | 1.059 | 2.6188 | 0.21913 | 0.841 | 0.81549 | 524 | 1 | Dry Ponds | 0.25 |  |  | TMDL | TMDL |  |  | 393.5104 | 9013.4869 | 285 | 20% | 20% | 0.52376 | 0.043826
41 | 2 | 0.014174 | 283 | 41 | 2 | MDR | 11.9201 | 0.582 | 23513.664 | 1147.493 | 0.961 | 0.923 | 11.452 | 0.537 | 22589.972 | 1059.182 | 0.014174 | 10.039 | 0.474 | 0.1423 | 0.0067186 | 0.842 | 0.81527 | 525 | 1 | Dry Ponds | 0.25 |  |  | TMDL | TMDL |  |  | 397.9092 | 9223.2446 | 283 | 20% | 20% | 0.028459 | 0.0013437
41 | 4 | 0.19756 | 285 | 41 | 4 | IND | 15.0465 | 1.299 | 22984.638 | 1984.314 | 0.961 | 0.924 | 14.457 | 1.2 | 22084.136 | 1832.828 | 0.19756 | 12.656 | 1.059 | 2.5004 | 0.20922 | 0.841 | 0.81549 | 525 | 1 | Dry Ponds | 0.25 |  |  | TMDL | TMDL |  |  | 397.9092 | 9223.2446 | 285 | 20% | 20% | 0.50007 | 0.041844
41 | 2 | 0.29361 | 283 | 41 | 2 | MDR | 11.9201 | 0.582 | 23513.664 | 1147.493 | 0.961 | 0.923 | 11.452 | 0.537 | 22589.972 | 1059.182 | 0.29361 | 10.039 | 0.474 | 2.9476 | 0.13917 | 0.842 | 0.81527 | 526 | 1 | Dry Ponds | 0.25 |  |  | TMDL | TMDL |  |  | 458.1692 | 12789.6395 | 283 | 20% | 20% | 0.58951 | 0.027834
41 | 2 | 0.91291 | 283 | 41 | 2 | MDR | 11.9201 | 0.582 | 23513.664 | 1147.493 | 0.961 | 0.923 | 11.452 | 0.537 | 22589.972 | 1059.182 | 0.91291 | 10.039 | 0.474 | 9.1647 | 0.43272 | 0.842 | 0.81527 | 527 | 1 | Dry Ponds | 0.25 |  |  | TMDL | TMDL |  |  | 1139.5251 | 43544.0586 | 283 | 20% | 20% | 1.8329 | 0.086544
41 | 4 | 1.8296 | 285 | 41 | 4 | IND | 15.0465 | 1.299 | 22984.638 | 1984.314 | 0.961 | 0.924 | 14.457 | 1.2 | 22084.136 | 1832.828 | 1.8296 | 12.656 | 1.059 | 23.1549 | 1.9375 | 0.841 | 0.81549 | 528 | 1 | Dry Ponds | 0.25 |  |  | TMDL | TMDL |  |  | 1432.247 | 79695.3387 | 285 | 20% | 20% | 4.631 | 0.3875
41 | 4 | 0.22486 | 285 | 41 | 4 | IND | 15.0465 | 1.299 | 22984.638 | 1984.314 | 0.961 | 0.924 | 14.457 | 1.2 | 22084.136 | 1832.828 | 0.22486 | 12.656 | 1.059 | 2.8458 | 0.23813 | 0.841 | 0.81549 | 529 | 1 | Dry Ponds | 0.25 |  |  | TMDL | TMDL |  |  | 411.3588 | 9794.8057 | 285 | 20% | 20% | 0.56916 | 0.047625
41 | 2 | 2.6201 | 283 | 41 | 2 | MDR | 11.9201 | 0.582 | 23513.664 | 1147.493 | 0.961 | 0.923 | 11.452 | 0.537 | 22589.972 | 1059.182 | 2.6201 | 10.039 | 0.474 | 26.3033 | 1.2419 | 0.842 | 0.81527 | 530 | 1 | Dry Ponds | 0.25 |  |  | TMDL | TMDL |  |  | 2147.4853 | 114131.6874 | 283 | 20% | 20% | 5.2607 | 0.24839
41 | 2 | 0.17108 | 283 | 41 | 2 | MDR | 11.9201 | 0.582 | 23513.664 | 1147.493 | 0.961 | 0.923 | 11.452 | 0.537 | 22589.972 | 1059.182 | 0.17108 | 10.039 | 0.474 | 1.7175 | 0.081092 | 0.842 | 0.81527 | 531 | 1 | Dry Ponds | 0.25 |  |  | TMDL | TMDL |  |  | 402.8687 | 7452.194 | 283 | 20% | 20% | 0.34349 | 0.016218
41 | 4 | 0.87704 | 285 | 41 | 4 | IND | 15.0465 | 1.299 | 22984.638 | 1984.314 | 0.961 | 0.924 | 14.457 | 1.2 | 22084.136 | 1832.828 | 0.87704 | 12.656 | 1.059 | 11.0998 | 0.92878 | 0.841 | 0.81549 | 532 | 1 | Dry Ponds | 0.25 |  |  | TMDL | TMDL |  |  | 807.2688 | 38203.6084 | 285 | 20% | 20% | 2.22 | 0.18576
41 | 2 | 1.1339 | 283 | 41 | 2 | MDR | 11.9201 | 0.582 | 23513.664 | 1147.493 | 0.961 | 0.923 | 11.452 | 0.537 | 22589.972 | 1059.182 | 1.1339 | 10.039 | 0.474 | 11.3836 | 0.53749 | 0.842 | 0.81527 | 533 | 1 | Dry Ponds | 0.25 |  |  | TMDL | TMDL |  |  | 1036.0802 | 49394.181 | 283 | 20% | 20% | 2.2767 | 0.1075
46 | 2 | 0.66483 | 341 | 46 | 2 | MDR | 13.7343 | 0.645 | 12517.372 | 587.845 | 0.585 | 0.835 | 8.036 | 0.539 | 7324.398 | 490.966 | 0.66483 | 6.155 | 0.317 | 4.092 | 0.21075 | 0.448 | 0.49116 | 534 | 1 | Dry Ponds | 0.25 |  |  | TMDL | TMDL |  |  | 772.2135 | 29748.7442 | 341 | 20% | 20% | 0.81841 | 0.04215
46 | 11 | 0.018109 | 348 | 46 | 11 | FOR | 4.1376 | 0.165 | 692.937 | 27.684 | 0.596 | 0.881 | 2.465 | 0.146 | 412.881 | 24.4 | 0.018109 | 1.91 | 0.086 | 0.034588 | 0.0015574 | 0.462 | 0.51922 | 534 | 1 | Dry Ponds | 0.25 |  |  | TMDL | TMDL |  |  | 772.2135 | 29748.7442 | 348 | 20% | 20% | 0.0069176 | 0.00031147
46 | 2 | 1.0524 | 341 | 46 | 2 | MDR | 13.7343 | 0.645 | 12517.372 | 587.845 | 0.585 | 0.835 | 8.036 | 0.539 | 7324.398 | 490.966 | 1.0524 | 6.155 | 0.317 | 6.4775 | 0.33361 | 0.448 | 0.49116 | 535 | 1 | Dry Ponds | 0.25 |  |  | TMDL | TMDL |  |  | 934.2617 | 45842.2852 | 341 | 20% | 20% | 1.2955 | 0.066722
46 | 2 | 1.9375 | 341 | 46 | 2 | MDR | 13.7343 | 0.645 | 12517.372 | 587.845 | 0.585 | 0.835 | 8.036 | 0.539 | 7324.398 | 490.966 | 1.9375 | 6.155 | 0.317 | 11.9253 | 0.61418 | 0.448 | 0.49116 | 536 | 1 | Dry Ponds | 0.25 |  |  | TMDL | TMDL |  |  | 1106.4384 | 84396.7372 | 341 | 20% | 20% | 2.3851 | 0.12284
46 | 2 | 4.5912 | 341 | 46 | 2 | MDR | 13.7343 | 0.645 | 12517.372 | 587.845 | 0.585 | 0.835 | 8.036 | 0.539 | 7324.398 | 490.966 | 4.5912 | 6.155 | 0.317 | 28.2588 | 1.4554 | 0.448 | 0.49116 | 537 | 1 | Dry Ponds | 0.25 |  |  | TMDL | TMDL |  |  | 2685.4477 | 207306.9531 | 341 | 20% | 20% | 5.6518 | 0.29108
46 | 13 | 0.16795 | 350 | 46 | 13 | WET | 1.2605 | 0.048 | 423.33 | 16.035 | 0.592 | 0.901 | 0.746 | 0.043 | 250.472 | 14.442 | 0.16795 | 0.571 | 0.025 | 0.095898 | 0.0041987 | 0.453 | 0.53354 | 537 | 1 | Dry Ponds | 0.25 |  |  | TMDL | TMDL |  |  | 2685.4477 | 207306.9531 | 350 | 20% | 20% | 0.01918 | 0.00083974
10 | 2 | 0.14018 | 11 | 10 | 2 | MDR | 8.9213 | 0.434 | 10274.538 | 499.47 | 0.218 | 0.108 | 1.945 | 0.047 | 2239.911 | 53.782 | 0.14018 | 0.929 | 0.024 | 0.13022 | 0.0033643 | 0.104 | 0.054197 | 538 | 1 | Dry Ponds | 0.25 |  |  | TMDL | TMDL |  |  | 658.846 | 14697.6914 | 11 | 20% | 20% | 0.026045 | 0.00067285
98 | 11 | 6.0198 | 618 | 98 | 11 | FOR | 1.936 | 0.155 | 605.947 | 48.477 | 1.012 | 2 | 1.96 | 0.31 | 613.42 | 96.954 | 6.0198 | 1.647 | 0.13 | 9.9146 | 0.78257 | 0.85 | 0.83988 | 541 | 1 | Dry Ponds | 0.25 |  |  | TMDL | TMDL |  |  | 3392.9709 | 487697.8492 | 618 | 20% | 20% | 1.9829 | 0.15651
98 | 13 | 8.5984e-06 | 620 | 98 | 13 | WET | 2.2526 | 0.176 | 2135.004 | 166.457 | 1.017 | 2 | 2.29 | 0.351 | 2170.555 | 332.915 | 8.5984e-06 | 1.946 | 0.15 | 1.6732e-05 | 1.2898e-06 | 0.864 | 0.85634 | 541 | 1 | Dry Ponds | 0.25 |  |  | TMDL | TMDL |  |  | 3392.9709 | 487697.8492 | 620 | 20% | 20% | 3.3465e-06 | 2.5795e-07
97 | 11 | 13.1859 | 609 | 97 | 11 | FOR | 1.8856 | 0.15 | 1178.991 | 93.84 | 0.864 | 0.838 | 1.629 | 0.126 | 1018.261 | 78.664 | 13.1859 | 1.629 | 0.126 | 21.4798 | 1.6614 | 0.864 | 0.83828 | 542 | 1 | Dry Ponds | 0.25 |  |  | TMDL | TMDL |  |  | 4671.6771 | 1028871.8639 | 609 | 20% | 20% | 4.296 | 0.33228
97 | 11 | 3.0512 | 609 | 97 | 11 | FOR | 1.8856 | 0.15 | 1178.991 | 93.84 | 0.864 | 0.838 | 1.629 | 0.126 | 1018.261 | 78.664 | 3.0512 | 1.629 | 0.126 | 4.9703 | 0.38445 | 0.864 | 0.83828 | 543 | 1 | Dry Ponds | 0.25 |  |  | TMDL | TMDL |  |  | 2514.5872 | 136374.2343 | 609 | 20% | 20% | 0.99407 | 0.076889
97 | 13 | 0.079571 | 611 | 97 | 13 | WET | 2.5135 | 0.2 | 2832.084 | 225.479 | 0.875 | 0.856 | 2.199 | 0.171 | 2477.678 | 193.038 | 0.079571 | 2.199 | 0.171 | 0.17498 | 0.013607 | 0.875 | 0.85613 | 543 | 1 | Dry Ponds | 0.25 |  |  | TMDL | TMDL |  |  | 2514.5872 | 136374.2343 | 611 | 20% | 20% | 0.034995 | 0.0027213
97 | 11 | 0.81396 | 609 | 97 | 11 | FOR | 1.8856 | 0.15 | 1178.991 | 93.84 | 0.864 | 0.838 | 1.629 | 0.126 | 1018.261 | 78.664 | 0.81396 | 1.629 | 0.126 | 1.3259 | 0.10256 | 0.864 | 0.83828 | 544 | 1 | Dry Ponds | 0.25 |  |  | TMDL | TMDL |  |  | 801.2702 | 35455.8274 | 609 | 20% | 20% | 0.26519 | 0.020512
97 | 11 | 24.8313 | 609 | 97 | 11 | FOR | 1.8856 | 0.15 | 1178.991 | 93.84 | 0.864 | 0.838 | 1.629 | 0.126 | 1018.261 | 78.664 | 24.8313 | 1.629 | 0.126 | 40.4501 | 3.1287 | 0.864 | 0.83828 | 545 | 1 | Dry Ponds | 0.25 |  |  | TMDL | TMDL |  |  | 6926.1329 | 1471996.1936 | 609 | 20% | 20% | 8.09 | 0.62575
97 | 11 | 0.088089 | 609 | 97 | 11 | FOR | 1.8856 | 0.15 | 1178.991 | 93.84 | 0.864 | 0.838 | 1.629 | 0.126 | 1018.261 | 78.664 | 0.088089 | 1.629 | 0.126 | 0.1435 | 0.011099 | 0.864 | 0.83828 | 549 | 1 | Dry Ponds | 0.25 |  |  | TMDL | TMDL |  |  | 1851.1106 | 190181.07 | 609 | 20% | 20% | 0.028699 | 0.0022198
97 | 7 | 6.6433 | 607 | 97 | 7 | PAS | 8.0611 | 0.755 | 615.775 | 57.68 | 0.858 | 0.833 | 6.914 | 0.629 | 528.163 | 48.051 | 6.6433 | 6.914 | 0.629 | 45.9315 | 4.1786 | 0.858 | 0.83306 | 551 | 1 | Dry Ponds | 0.25 |  |  | TMDL | TMDL |  |  | 18952.9576 | 4102962.4965 | 607 | 20% | 20% | 9.1863 | 0.83572
97 | 11 | 62.9906 | 609 | 97 | 11 | FOR | 1.8856 | 0.15 | 1178.991 | 93.84 | 0.864 | 0.838 | 1.629 | 0.126 | 1018.261 | 78.664 | 62.9906 | 1.629 | 0.126 | 102.6117 | 7.9368 | 0.864 | 0.83828 | 551 | 1 | Dry Ponds | 0.25 |  |  | TMDL | TMDL |  |  | 18952.9576 | 4102962.4965 | 609 | 20% | 20% | 20.5223 | 1.5874
97 | 13 | 0.0005393 | 611 | 97 | 13 | WET | 2.5135 | 0.2 | 2832.084 | 225.479 | 0.875 | 0.856 | 2.199 | 0.171 | 2477.678 | 193.038 | 0.0005393 | 2.199 | 0.171 | 0.0011859 | 9.222e-05 | 0.875 | 0.85613 | 551 | 1 | Dry Ponds | 0.25 |  |  | TMDL | TMDL |  |  | 18952.9576 | 4102962.4965 | 611 | 20% | 20% | 0.00023718 | 1.8444e-05
97 | 4 | 3.3487 | 606 | 97 | 4 | IND | 14.6944 | 1.907 | 51.273 | 6.655 | 0.838 | 0.812 | 12.314 | 1.548 | 42.968 | 5.403 | 3.3487 | 12.314 | 1.548 | 41.2355 | 5.1837 | 0.838 | 0.81187 | 553 | 1 | Dry Ponds | 0.25 |  |  | TMDL | TMDL |  |  | 6940.1536 | 1885274.9926 | 606 | 20% | 20% | 8.2471 | 1.0367
97 | 11 | 39.9144 | 609 | 97 | 11 | FOR | 1.8856 | 0.15 | 1178.991 | 93.84 | 0.864 | 0.838 | 1.629 | 0.126 | 1018.261 | 78.664 | 39.9144 | 1.629 | 0.126 | 65.0205 | 5.0292 | 0.864 | 0.83828 | 553 | 1 | Dry Ponds | 0.25 |  |  | TMDL | TMDL |  |  | 6940.1536 | 1885274.9926 | 609 | 20% | 20% | 13.0041 | 1.0058
97 | 11 | 13.0944 | 609 | 97 | 11 | FOR | 1.8856 | 0.15 | 1178.991 | 93.84 | 0.864 | 0.838 | 1.629 | 0.126 | 1018.261 | 78.664 | 13.0944 | 1.629 | 0.126 | 21.3308 | 1.6499 | 0.864 | 0.83828 | 554 | 1 | Dry Ponds | 0.25 |  |  | TMDL | TMDL |  |  | 3498.2099 | 740430.3461 | 609 | 20% | 20% | 4.2662 | 0.32998
34 | 11 | 0.003813 | 223 | 34 | 11 | FOR | 1.0576 | 0.081 | 213.945 | 16.335 | 0.736 | 0.68 | 0.778 | 0.055 | 157.41 | 11.1 | 0.003813 | 0.778 | 0.055 | 0.0029665 | 0.00020972 | 0.736 | 0.67952 | 556 | 1 | Dry Ponds | 0.25 |  |  | TMDL | TMDL |  |  | 66.8586 | 166.0947 | 223 | 20% | 20% | 0.00059331 | 4.1943e-05
34 | 11 | 8.7794 | 223 | 34 | 11 | FOR | 1.0576 | 0.081 | 213.945 | 16.335 | 0.736 | 0.68 | 0.778 | 0.055 | 157.41 | 11.1 | 8.7794 | 0.778 | 0.055 | 6.8304 | 0.48287 | 0.736 | 0.67952 | 557 | 1 | Dry Ponds | 0.25 |  |  | TMDL | TMDL |  |  | 9679.4033 | 1256622.1221 | 223 | 20% | 20% | 1.3661 | 0.096573
97 | 11 | 14.9477 | 609 | 97 | 11 | FOR | 1.8856 | 0.15 | 1178.991 | 93.84 | 0.864 | 0.838 | 1.629 | 0.126 | 1018.261 | 78.664 | 14.9477 | 1.629 | 0.126 | 24.3498 | 1.8834 | 0.864 | 0.83828 | 557 | 1 | Dry Ponds | 0.25 |  |  | TMDL | TMDL |  |  | 9679.4033 | 1256622.1221 | 609 | 20% | 20% | 4.87 | 0.37668
24 | 2 | 0.28199 | 132 | 24 | 2 | MDR | 9.1244 | 0.747 | 4998.613 | 409.165 | 0.231 | 0.117 | 2.111 | 0.087 | 1156.347 | 47.73 | 0.28199 | 1.216 | 0.045 | 0.3429 | 0.012689 | 0.133 | 0.060038 | 558 | 1 | Dry Ponds | 0.25 |  |  | TMDL | TMDL |  |  | 446.0948 | 12283.3486 | 132 | 20% | 20% | 0.068579 | 0.0025379
24 | 2 | 0.26712 | 132 | 24 | 2 | MDR | 9.1244 | 0.747 | 4998.613 | 409.165 | 0.231 | 0.117 | 2.111 | 0.087 | 1156.347 | 47.73 | 0.26712 | 1.216 | 0.045 | 0.32482 | 0.012021 | 0.133 | 0.060038 | 559 | 1 | Dry Ponds | 0.25 |  |  | TMDL | TMDL |  |  | 435.5616 | 11635.8559 | 132 | 20% | 20% | 0.064964 | 0.0024041
24 | 12 | 0.11926 | 140 | 24 | 12 | WAT | 0.32312 | 0.017 | 72.968 | 3.927 | 0.246 | 0.138 | 0.079 | 0.002 | 17.927 | 0.543 | 0.11926 | 0.047 | 0.001 | 0.0056054 | 0.00011926 | 0.146 | 0.072263 | 560 | 1 | Dry Ponds | 0.25 |  |  | TMDL | TMDL |  |  | 306.0716 | 5195.0791 | 140 | 20% | 20% | 0.0011211 | 2.3853e-05
24 | 2 | 0.33127 | 132 | 24 | 2 | MDR | 9.1244 | 0.747 | 4998.613 | 409.165 | 0.231 | 0.117 | 2.111 | 0.087 | 1156.347 | 47.73 | 0.33127 | 1.216 | 0.045 | 0.40283 | 0.014907 | 0.133 | 0.060038 | 561 | 1 | Dry Ponds | 0.25 |  |  | TMDL | TMDL |  |  | 510.2219 | 14491.5473 | 132 | 20% | 20% | 0.080565 | 0.0029814
24 | 12 | 0.0014108 | 140 | 24 | 12 | WAT | 0.32312 | 0.017 | 72.968 | 3.927 | 0.246 | 0.138 | 0.079 | 0.002 | 17.927 | 0.543 | 0.0014108 | 0.047 | 0.001 | 6.6308e-05 | 1.4108e-06 | 0.146 | 0.072263 | 561 | 1 | Dry Ponds | 0.25 |  |  | TMDL | TMDL |  |  | 510.2219 | 14491.5473 | 140 | 20% | 20% | 1.3262e-05 | 2.8216e-07
24 | 4 | 0.006097 | 134 | 24 | 4 | IND | 14.4894 | 1.67 | 3647.149 | 420.469 | 0.223 | 0.111 | 3.227 | 0.185 | 812.227 | 46.466 | 0.006097 | 1.836 | 0.095 | 0.011194 | 0.00057922 | 0.127 | 0.056659 | 562 | 1 | Dry Ponds | 0.25 |  |  | TMDL | TMDL |  |  | 158.498 | 265.5863 | 134 | 20% | 20% | 0.0022388 | 0.00011584
24 | 1 | 0.0032698 | 131 | 24 | 1 | LDR | 4.6601 | 0.367 | 900.974 | 71.038 | 0.233 | 0.12 | 1.086 | 0.044 | 210.047 | 8.502 | 0.0032698 | 0.628 | 0.023 | 0.0020534 | 7.5204e-05 | 0.135 | 0.061741 | 563 | 1 | Dry Ponds | 0.25 |  |  | TMDL | TMDL |  |  | 127.8334 | 254.4839 | 131 | 20% | 20% | 0.00041068 | 1.5041e-05
24 | 4 | 0.0025724 | 134 | 24 | 4 | IND | 14.4894 | 1.67 | 3647.149 | 420.469 | 0.223 | 0.111 | 3.227 | 0.185 | 812.227 | 46.466 | 0.0025724 | 1.836 | 0.095 | 0.004723 | 0.00024438 | 0.127 | 0.056659 | 563 | 1 | Dry Ponds | 0.25 |  |  | TMDL | TMDL |  |  | 127.8334 | 254.4839 | 134 | 20% | 20% | 0.00094459 | 4.8876e-05
24 | 2 | 0.076913 | 132 | 24 | 2 | MDR | 9.1244 | 0.747 | 4998.613 | 409.165 | 0.231 | 0.117 | 2.111 | 0.087 | 1156.347 | 47.73 | 0.076913 | 1.216 | 0.045 | 0.093526 | 0.0034611 | 0.133 | 0.060038 | 565 | 1 | Dry Ponds | 0.25 |  |  | TMDL | TMDL |  |  | 2182.0342 | 14448.9691 | 132 | 20% | 20% | 0.018705 | 0.00069222
24 | 3 | 0.25479 | 133 | 24 | 3 | HDR | 20.209 | 2.142 | 4406.734 | 467.092 | 0.231 | 0.124 | 4.67 | 0.265 | 1018.363 | 57.887 | 0.25479 | 2.691 | 0.138 | 0.68564 | 0.035161 | 0.133 | 0.064241 | 565 | 1 | Dry Ponds | 0.25 |  |  | TMDL | TMDL |  |  | 2182.0342 | 14448.9691 | 133 | 20% | 20% | 0.13713 | 0.0070322
24 | 2 | 0.10639 | 132 | 24 | 2 | MDR | 9.1244 | 0.747 | 4998.613 | 409.165 | 0.231 | 0.117 | 2.111 | 0.087 | 1156.347 | 47.73 | 0.10639 | 1.216 | 0.045 | 0.12937 | 0.0047876 | 0.133 | 0.060038 | 566 | 1 | Dry Ponds | 0.25 |  |  | TMDL | TMDL |  |  | 750.2717 | 6425.1964 | 132 | 20% | 20% | 0.025874 | 0.00095752
24 | 3 | 0.03415 | 133 | 24 | 3 | HDR | 20.209 | 2.142 | 4406.734 | 467.092 | 0.231 | 0.124 | 4.67 | 0.265 | 1018.363 | 57.887 | 0.03415 | 2.691 | 0.138 | 0.091896 | 0.0047126 | 0.133 | 0.064241 | 566 | 1 | Dry Ponds | 0.25 |  |  | TMDL | TMDL |  |  | 750.2717 | 6425.1964 | 133 | 20% | 20% | 0.018379 | 0.00094253
24 | 13 | 0.0069623 | 141 | 24 | 13 | WET | 7.4495 | 0.68 | 3122.888 | 285.148 | 0.237 | 0.139 | 1.764 | 0.095 | 739.648 | 39.666 | 0.0069623 | 1.023 | 0.049 | 0.0071224 | 0.00034115 | 0.137 | 0.072548 | 566 | 1 | Dry Ponds | 0.25 |  |  | TMDL | TMDL |  |  | 750.2717 | 6425.1964 | 141 | 20% | 20% | 0.0014245 | 6.8231e-05
24 | 3 | 0.14371 | 133 | 24 | 3 | HDR | 20.209 | 2.142 | 4406.734 | 467.092 | 0.231 | 0.124 | 4.67 | 0.265 | 1018.363 | 57.887 | 0.14371 | 2.691 | 0.138 | 0.38672 | 0.019832 | 0.133 | 0.064241 | 567 | 1 | Dry Ponds | 0.25 |  |  | TMDL | TMDL |  |  | 1093.553 | 7956.1091 | 133 | 20% | 20% | 0.077344 | 0.0039663
24 | 13 | 0.038942 | 141 | 24 | 13 | WET | 7.4495 | 0.68 | 3122.888 | 285.148 | 0.237 | 0.139 | 1.764 | 0.095 | 739.648 | 39.666 | 0.038942 | 1.023 | 0.049 | 0.039838 | 0.0019082 | 0.137 | 0.072548 | 567 | 1 | Dry Ponds | 0.25 |  |  | TMDL | TMDL |  |  | 1093.553 | 7956.1091 | 141 | 20% | 20% | 0.0079676 | 0.00038163
24 | 3 | 0.095482 | 133 | 24 | 3 | HDR | 20.209 | 2.142 | 4406.734 | 467.092 | 0.231 | 0.124 | 4.67 | 0.265 | 1018.363 | 57.887 | 0.095482 | 2.691 | 0.138 | 0.25694 | 0.013176 | 0.133 | 0.064241 | 568 | 1 | Dry Ponds | 0.25 |  |  | TMDL | TMDL |  |  | 486.5947 | 7202.0741 | 133 | 20% | 20% | 0.051388 | 0.0026353
24 | 13 | 0.069857 | 141 | 24 | 13 | WET | 7.4495 | 0.68 | 3122.888 | 285.148 | 0.237 | 0.139 | 1.764 | 0.095 | 739.648 | 39.666 | 0.069857 | 1.023 | 0.049 | 0.071463 | 0.003423 | 0.137 | 0.072548 | 568 | 1 | Dry Ponds | 0.25 |  |  | TMDL | TMDL |  |  | 486.5947 | 7202.0741 | 141 | 20% | 20% | 0.014293 | 0.0006846
68 | 4 | 0.67376 | 484 | 68 | 4 | IND | 13.0109 | 1.271 | 1684.79 | 164.641 | 0.356 | 0.352 | 4.638 | 0.448 | 600.604 | 57.953 | 0.67376 | 0.04 | 0.008 | 0.026951 | 0.0053901 | 0.003 | 0.00609 | 3232 | 39 | Inlet Basket | 0.64 | Orlando | BMP-02: Hazel St Outfall Improvements | Existing Update | Project Completed | 0 | BMP-02 | 694.1879 | 29349.0778 | 484 | 5% | 5% | 0.0013475 | 0.00026951
68 | 4 | 0.83487 | 484 | 68 | 4 | IND | 13.0109 | 1.271 | 1684.79 | 164.641 | 0.356 | 0.352 | 4.638 | 0.448 | 600.604 | 57.953 | 0.83487 | 0.04 | 0.008 | 0.033395 | 0.006679 | 0.003 | 0.00609 | 3233 | 39 | Inlet Basket | 0.64 | Orlando | BMP-02: Hazel St Outfall Improvements & BMP by Parcel | Existing Update | Project Completed | 130 E PAR ST | BMP-02 | 766.4097 | 36366.7404 | 484 | 5% | 5% | 0.0016697 | 0.00033395
68 | 4 | 1.2488 | 484 | 68 | 4 | IND | 13.0109 | 1.271 | 1684.79 | 164.641 | 0.356 | 0.352 | 4.638 | 0.448 | 600.604 | 57.953 | 1.2488 | 0.04 | 0.008 | 0.049953 | 0.0099905 | 0.003 | 0.00609 | 3234 | 39 | Inlet Basket | 0.64 | Orlando | BMP-02: Hazel St Outfall Improvements & BMP by Parcel | Existing Update | Project Completed | 200 E EVANS ST | BMP-02 | 962.4206 | 54398.1393 | 484 | 5% | 5% | 0.0024976 | 0.00049953
68 | 4 | 0.12961 | 484 | 68 | 4 | IND | 13.0109 | 1.271 | 1684.79 | 164.641 | 0.356 | 0.352 | 4.638 | 0.448 | 600.604 | 57.953 | 0.12961 | 0.04 | 0.008 | 0.0051843 | 0.0010369 | 0.003 | 0.00609 | 3235 | 39 | Inlet Basket | 0.64 | Orlando | BMP-02: Hazel St Outfall Improvements & BMP by Parcel | Existing Update | Project Completed | 215 E SPRUCE ST | BMP-02 | 325.9475 | 5645.6485 | 484 | 5% | 5% | 0.00025921 | 5.1843e-05
68 | 4 | 0.12962 | 484 | 68 | 4 | IND | 13.0109 | 1.271 | 1684.79 | 164.641 | 0.356 | 0.352 | 4.638 | 0.448 | 600.604 | 57.953 | 0.12962 | 0.04 | 0.008 | 0.0051849 | 0.001037 | 0.003 | 0.00609 | 3236 | 39 | Inlet Basket | 0.64 | Orlando | BMP-02: Hazel St Outfall Improvements & BMP by Parcel | Existing Update | Project Completed | 219 E SPRUCE ST | BMP-02 | 325.9401 | 5646.3456 | 484 | 5% | 5% | 0.00025925 | 5.1849e-05
68 | 4 | 0.59088 | 484 | 68 | 4 | IND | 13.0109 | 1.271 | 1684.79 | 164.641 | 0.356 | 0.352 | 4.638 | 0.448 | 600.604 | 57.953 | 0.59088 | 0.04 | 0.008 | 0.023635 | 0.004727 | 0.003 | 0.00609 | 3237 | 39 | Inlet Basket | 0.64 | Orlando | BMP-02: Hazel St Outfall Improvements & BMP by Parcel | Existing Update | Project Completed | 2416 N ORANGE AVE | BMP-02 | 1063.393 | 56352.5451 | 484 | 5% | 5% | 0.0011818 | 0.00023635
70 | 4 | 0.7028 | 499 | 70 | 4 | IND | 8.7985 | 0.717 | 2253.879 | 183.718 | 0.374 | 0.198 | 3.292 | 0.142 | 843.264 | 36.33 | 0.7028 | 0.05 | 0.006 | 0.03514 | 0.0042168 | 0.006 | 0.0076716 | 3237 | 39 | Inlet Basket | 0.64 | Orlando | BMP-02: Hazel St Outfall Improvements & BMP by Parcel | Existing Update | Project Completed | 2416 N ORANGE AVE | BMP-02 | 1063.393 | 56352.5451 | 499 | 5% | 5% | 0.001757 | 0.00021084
68 | 4 | 6.6268 | 484 | 68 | 4 | IND | 13.0109 | 1.271 | 1684.79 | 164.641 | 0.356 | 0.352 | 4.638 | 0.448 | 600.604 | 57.953 | 6.6268 | 0.04 | 0.008 | 0.26507 | 0.053015 | 0.003 | 0.00609 | 3238 | 39 | Inlet Basket | 0.64 | Orlando | BMP-02: Hazel St Outfall Improvements & BMP by Parcel | Existing Update | Project Completed | 2501 N ORANGE AVE | BMP-02 | 3711.0097 | 288663.1343 | 484 | 5% | 5% | 0.013254 | 0.0026507
68 | 4 | 0.13819 | 484 | 68 | 4 | IND | 13.0109 | 1.271 | 1684.79 | 164.641 | 0.356 | 0.352 | 4.638 | 0.448 | 600.604 | 57.953 | 0.13819 | 0.04 | 0.008 | 0.0055277 | 0.0011055 | 0.003 | 0.00609 | 3239 | 39 | Inlet Basket | 0.64 | Orlando | BMP-02: Hazel St Outfall Improvements & BMP by Parcel | Existing Update | Project Completed | 2521 DADE AVE | BMP-02 | 320.764 | 6019.6597 | 484 | 5% | 5% | 0.00027639 | 5.5277e-05
68 | 4 | 0.28213 | 484 | 68 | 4 | IND | 13.0109 | 1.271 | 1684.79 | 164.641 | 0.356 | 0.352 | 4.638 | 0.448 | 600.604 | 57.953 | 0.28213 | 0.04 | 0.008 | 0.011285 | 0.002257 | 0.003 | 0.00609 | 3240 | 39 | Inlet Basket | 0.64 | Orlando | BMP-02: Hazel St Outfall Improvements & BMP by Parcel | Existing Update | Project Completed | 2718 N ORANGE AVE | BMP-02 | 452.2275 | 12289.5749 | 484 | 5% | 5% | 0.00056426 | 0.00011285
68 | 4 | 2.5516 | 484 | 68 | 4 | IND | 13.0109 | 1.271 | 1684.79 | 164.641 | 0.356 | 0.352 | 4.638 | 0.448 | 600.604 | 57.953 | 2.5516 | 0.04 | 0.008 | 0.10206 | 0.020413 | 0.003 | 0.00609 | 3241 | 39 | Inlet Basket | 0.64 | Orlando | BMP-02: Hazel St Outfall Improvements & BMP by Parcel | Existing Update | Project Completed | 2800 N ORANGE AVE | BMP-02 | 1341.2059 | 111148.1318 | 484 | 5% | 5% | 0.0051032 | 0.0010206
68 | 4 | 0.65343 | 484 | 68 | 4 | IND | 13.0109 | 1.271 | 1684.79 | 164.641 | 0.356 | 0.352 | 4.638 | 0.448 | 600.604 | 57.953 | 0.65343 | 0.04 | 0.008 | 0.026137 | 0.0052274 | 0.003 | 0.00609 | 3242 | 39 | Inlet Basket | 0.64 | Orlando | BMP-02: Hazel St Outfall Improvements & BMP by Parcel | Existing Update | Project Completed | 2809 N ORANGE AVE | BMP-02 | 680.3585 | 28463.2208 | 484 | 5% | 5% | 0.0013069 | 0.00026137
68 | 4 | 0.44802 | 484 | 68 | 4 | IND | 13.0109 | 1.271 | 1684.79 | 164.641 | 0.356 | 0.352 | 4.638 | 0.448 | 600.604 | 57.953 | 0.44802 | 0.04 | 0.008 | 0.017921 | 0.0035841 | 0.003 | 0.00609 | 3243 | 39 | Inlet Basket | 0.64 | Orlando | BMP-02: Hazel St Outfall Improvements & BMP by Parcel | Existing Update | Project Completed | 2902 N ORANGE AVE | BMP-02 | 1130.0771 | 19515.5548 | 484 | 5% | 5% | 0.00089603 | 0.00017921
68 | 4 | 0.35877 | 484 | 68 | 4 | IND | 13.0109 | 1.271 | 1684.79 | 164.641 | 0.356 | 0.352 | 4.638 | 0.448 | 600.604 | 57.953 | 0.35877 | 0.04 | 0.008 | 0.014351 | 0.0028702 | 0.003 | 0.00609 | 3244 | 39 | Inlet Basket | 0.64 | Orlando | BMP-02: Hazel St Outfall Improvements & BMP by Parcel | Existing Update | Project Completed | 300 E HAZEL ST | BMP-02 | 512.4381 | 15628.0998 | 484 | 5% | 5% | 0.00071755 | 0.00014351
68 | 4 | 0.19892 | 484 | 68 | 4 | IND | 13.0109 | 1.271 | 1684.79 | 164.641 | 0.356 | 0.352 | 4.638 | 0.448 | 600.604 | 57.953 | 0.19892 | 0.04 | 0.008 | 0.0079568 | 0.0015914 | 0.003 | 0.00609 | 3245 | 39 | Inlet Basket | 0.64 | Orlando | BMP-02: Hazel St Outfall Improvements & BMP by Parcel | Existing Update | Project Completed | 300 E WINTER PARK ST | BMP-02 | 373.5034 | 8664.9223 | 484 | 5% | 5% | 0.00039784 | 7.9568e-05
68 | 4 | 0.48845 | 484 | 68 | 4 | IND | 13.0109 | 1.271 | 1684.79 | 164.641 | 0.356 | 0.352 | 4.638 | 0.448 | 600.604 | 57.953 | 0.48845 | 0.04 | 0.008 | 0.019538 | 0.0039076 | 0.003 | 0.00609 | 3246 | 39 | Inlet Basket | 0.64 | Orlando | BMP-02: Hazel St Outfall Improvements & BMP by Parcel | Existing Update | Project Completed | 3000 N ORANGE AVE | BMP-02 | 583.7345 | 21276.7254 | 484 | 5% | 5% | 0.0009769 | 0.00019538
68 | 4 | 0.15714 | 484 | 68 | 4 | IND | 13.0109 | 1.271 | 1684.79 | 164.641 | 0.356 | 0.352 | 4.638 | 0.448 | 600.604 | 57.953 | 0.15714 | 0.04 | 0.008 | 0.0062856 | 0.0012571 | 0.003 | 0.00609 | 3247 | 39 | Inlet Basket | 0.64 | Orlando | BMP-02: Hazel St Outfall Improvements & BMP by Parcel | Existing Update | Project Completed | 3003 DADE AVE | BMP-02 | 336.7311 | 6845.0061 | 484 | 5% | 5% | 0.00031428 | 6.2856e-05
68 | 4 | 0.34497 | 484 | 68 | 4 | IND | 13.0109 | 1.271 | 1684.79 | 164.641 | 0.356 | 0.352 | 4.638 | 0.448 | 600.604 | 57.953 | 0.34497 | 0.04 | 0.008 | 0.013799 | 0.0027598 | 0.003 | 0.00609 | 3248 | 39 | Inlet Basket | 0.64 | Orlando | BMP-02: Hazel St Outfall Improvements & BMP by Parcel | Existing Update | Project Completed | 301 E EVANS ST | BMP-02 | 500.4707 | 15026.9892 | 484 | 5% | 5% | 0.00068995 | 0.00013799
70 | 4 | 0.50537 | 499 | 70 | 4 | IND | 8.7985 | 0.717 | 2253.879 | 183.718 | 0.374 | 0.198 | 3.292 | 0.142 | 843.264 | 36.33 | 0.50537 | 0.05 | 0.006 | 0.025269 | 0.0030322 | 0.006 | 0.0076716 | 3249 | 39 | Inlet Basket | 0.64 | Orlando | BMP-02: Hazel St Outfall Improvements & BMP by Parcel | Existing Update | Project Completed | 301 E ORLANDO ST | BMP-02 | 593.6377 | 22013.998 | 499 | 5% | 5% | 0.0012634 | 0.00015161
68 | 4 | 0.20527 | 484 | 68 | 4 | IND | 13.0109 | 1.271 | 1684.79 | 164.641 | 0.356 | 0.352 | 4.638 | 0.448 | 600.604 | 57.953 | 0.20527 | 0.04 | 0.008 | 0.008211 | 0.0016422 | 0.003 | 0.00609 | 3250 | 39 | Inlet Basket | 0.64 | Orlando | BMP-02: Hazel St Outfall Improvements & BMP by Parcel | Existing Update | Project Completed | 3030 DADE AVE | BMP-02 | 395.4518 | 8941.6943 | 484 | 5% | 5% | 0.00041055 | 8.211e-05
68 | 4 | 0.36025 | 484 | 68 | 4 | IND | 13.0109 | 1.271 | 1684.79 | 164.641 | 0.356 | 0.352 | 4.638 | 0.448 | 600.604 | 57.953 | 0.36025 | 0.04 | 0.008 | 0.01441 | 0.002882 | 0.003 | 0.00609 | 3251 | 39 | Inlet Basket | 0.64 | Orlando | BMP-02: Hazel St Outfall Improvements & BMP by Parcel | Existing Update | Project Completed | 308 HAZEL ST | BMP-02 | 513.69 | 15692.6152 | 484 | 5% | 5% | 0.00072051 | 0.0001441
68 | 4 | 0.45446 | 484 | 68 | 4 | IND | 13.0109 | 1.271 | 1684.79 | 164.641 | 0.356 | 0.352 | 4.638 | 0.448 | 600.604 | 57.953 | 0.45446 | 0.04 | 0.008 | 0.018178 | 0.0036357 | 0.003 | 0.00609 | 3252 | 39 | Inlet Basket | 0.64 | Orlando | BMP-02: Hazel St Outfall Improvements & BMP by Parcel | Existing Update | Project Completed | 308 E SPRUCE ST | BMP-02 | 611.5344 | 19796.1535 | 484 | 5% | 5% | 0.00090892 | 0.00018178
68 | 4 | 0.34494 | 484 | 68 | 4 | IND | 13.0109 | 1.271 | 1684.79 | 164.641 | 0.356 | 0.352 | 4.638 | 0.448 | 600.604 | 57.953 | 0.34494 | 0.04 | 0.008 | 0.013797 | 0.0027595 | 0.003 | 0.00609 | 3253 | 39 | Inlet Basket | 0.64 | Orlando | BMP-02: Hazel St Outfall Improvements & BMP by Parcel | Existing Update | Project Completed | 311 E EVANS ST | BMP-02 | 500.4691 | 15025.3391 | 484 | 5% | 5% | 0.00068987 | 0.00013797
68 | 4 | 0.20901 | 484 | 68 | 4 | IND | 13.0109 | 1.271 | 1684.79 | 164.641 | 0.356 | 0.352 | 4.638 | 0.448 | 600.604 | 57.953 | 0.20901 | 0.04 | 0.008 | 0.0083604 | 0.0016721 | 0.003 | 0.00609 | 3254 | 39 | Inlet Basket | 0.64 | Orlando | BMP-02: Hazel St Outfall Improvements & BMP by Parcel | Existing Update | Project Completed | 3200 DADE AVE | BMP-02 | 400.1006 | 9104.4319 | 484 | 5% | 5% | 0.00041802 | 8.3604e-05
68 | 4 | 0.097163 | 484 | 68 | 4 | IND | 13.0109 | 1.271 | 1684.79 | 164.641 | 0.356 | 0.352 | 4.638 | 0.448 | 600.604 | 57.953 | 0.097163 | 0.04 | 0.008 | 0.0038865 | 0.0007773 | 0.003 | 0.00609 | 3255 | 39 | Inlet Basket | 0.64 | Orlando | BMP-02: Hazel St Outfall Improvements & BMP by Parcel | Existing Update | Project Completed | 321 BAY RUN ST | BMP-02 | 262.5078 | 4232.3924 | 484 | 5% | 5% | 0.00019433 | 3.8865e-05
68 | 4 | 2.1111 | 484 | 68 | 4 | IND | 13.0109 | 1.271 | 1684.79 | 164.641 | 0.356 | 0.352 | 4.638 | 0.448 | 600.604 | 57.953 | 2.1111 | 0.04 | 0.008 | 0.084444 | 0.016889 | 0.003 | 0.00609 | 3256 | 39 | Inlet Basket | 0.64 | Orlando | BMP-02: Hazel St Outfall Improvements & BMP by Parcel | Existing Update | Project Completed | 3210 CLAY AVE | BMP-02 | 1251.9919 | 91959.4924 | 484 | 5% | 5% | 0.0042222 | 0.00084444
68 | 4 | 0.20896 | 484 | 68 | 4 | IND | 13.0109 | 1.271 | 1684.79 | 164.641 | 0.356 | 0.352 | 4.638 | 0.448 | 600.604 | 57.953 | 0.20896 | 0.04 | 0.008 | 0.0083585 | 0.0016717 | 0.003 | 0.00609 | 3257 | 39 | Inlet Basket | 0.64 | Orlando | BMP-02: Hazel St Outfall Improvements & BMP by Parcel | Existing Update | Project Completed | 3210 DADE AVE | BMP-02 | 400.0562 | 9102.3445 | 484 | 5% | 5% | 0.00041792 | 8.3585e-05
68 | 4 | 0.23623 | 484 | 68 | 4 | IND | 13.0109 | 1.271 | 1684.79 | 164.641 | 0.356 | 0.352 | 4.638 | 0.448 | 600.604 | 57.953 | 0.23623 | 0.04 | 0.008 | 0.0094492 | 0.0018898 | 0.003 | 0.00609 | 3258 | 39 | Inlet Basket | 0.64 | Orlando | BMP-02: Hazel St Outfall Improvements & BMP by Parcel | Existing Update | Project Completed | 3222 DADE AVE | BMP-02 | 434.0021 | 10290.1312 | 484 | 5% | 5% | 0.00047246 | 9.4492e-05
68 | 4 | 0.099087 | 484 | 68 | 4 | IND | 13.0109 | 1.271 | 1684.79 | 164.641 | 0.356 | 0.352 | 4.638 | 0.448 | 600.604 | 57.953 | 0.099087 | 0.04 | 0.008 | 0.0039635 | 0.0007927 | 0.003 | 0.00609 | 3259 | 39 | Inlet Basket | 0.64 | Orlando | BMP-02: Hazel St Outfall Improvements & BMP by Parcel | Existing Update | Project Completed | 323 BAY RUN ST | BMP-02 | 265.4626 | 4316.2215 | 484 | 5% | 5% | 0.00019817 | 3.9635e-05
68 | 4 | 0.58339 | 484 | 68 | 4 | IND | 13.0109 | 1.271 | 1684.79 | 164.641 | 0.356 | 0.352 | 4.638 | 0.448 | 600.604 | 57.953 | 0.58339 | 0.04 | 0.008 | 0.023336 | 0.0046671 | 0.003 | 0.00609 | 3260 | 39 | Inlet Basket | 0.64 | Orlando | BMP-02: Hazel St Outfall Improvements & BMP by Parcel | Existing Update | Project Completed | 324 E PAR ST | BMP-02 | 699.8925 | 25412.3021 | 484 | 5% | 5% | 0.0011668 | 0.00023336
68 | 4 | 1.2833 | 484 | 68 | 4 | IND | 13.0109 | 1.271 | 1684.79 | 164.641 | 0.356 | 0.352 | 4.638 | 0.448 | 600.604 | 57.953 | 1.2833 | 0.04 | 0.008 | 0.051332 | 0.010266 | 0.003 | 0.00609 | 3261 | 39 | Inlet Basket | 0.64 | Orlando | BMP-02: Hazel St Outfall Improvements & BMP by Parcel | Existing Update | Project Completed | 328 E SPRUCE ST | BMP-02 | 1529.4079 | 55900.4586 | 484 | 5% | 5% | 0.0025666 | 0.00051332
68 | 4 | 0.98805 | 484 | 68 | 4 | IND | 13.0109 | 1.271 | 1684.79 | 164.641 | 0.356 | 0.352 | 4.638 | 0.448 | 600.604 | 57.953 | 0.98805 | 0.04 | 0.008 | 0.039522 | 0.0079044 | 0.003 | 0.00609 | 3262 | 39 | Inlet Basket | 0.64 | Orlando | BMP-02: Hazel St Outfall Improvements & BMP by Parcel | Existing Update | Project Completed | 3435 PINEHURST AVE | BMP-02 | 1032.4046 | 43039.1818 | 484 | 5% | 5% | 0.0019761 | 0.00039522
68 | 2 | 0.081938 | 482 | 68 | 2 | MDR | 8.1781 | 0.451 | 3278.673 | 180.849 | 0.368 | 0.359 | 3.013 | 0.162 | 1208.098 | 65.009 | 0.081938 | 0.029 | 0.003 | 0.0023762 | 0.00024581 | 0.004 | 0.0066584 | 3263 | 39 | Inlet Basket | 0.64 | Orlando | BMP-02: Hazel St Outfall Improvements & BMP by Parcel | Existing Update | Project Completed | 43 E WINTER PARK ST | BMP-02 | 360.4844 | 3569.1892 | 482 | 5% | 5% | 0.00011881 | 1.2291e-05
68 | 2 | 0.065407 | 482 | 68 | 2 | MDR | 8.1781 | 0.451 | 3278.673 | 180.849 | 0.368 | 0.359 | 3.013 | 0.162 | 1208.098 | 65.009 | 0.065407 | 0.029 | 0.003 | 0.0018968 | 0.00019622 | 0.004 | 0.0066584 | 3264 | 39 | Inlet Basket | 0.64 | Orlando | BMP-02: Hazel St Outfall Improvements & BMP by Parcel | Existing Update | Project Completed | 45 E PAR ST | BMP-02 | 1551.9207 | 130610.3738 | 482 | 5% | 5% | 9.484e-05 | 9.811e-06
68 | 4 | 2.933 | 484 | 68 | 4 | IND | 13.0109 | 1.271 | 1684.79 | 164.641 | 0.356 | 0.352 | 4.638 | 0.448 | 600.604 | 57.953 | 2.933 | 0.04 | 0.008 | 0.11732 | 0.023464 | 0.003 | 0.00609 | 3264 | 39 | Inlet Basket | 0.64 | Orlando | BMP-02: Hazel St Outfall Improvements & BMP by Parcel | Existing Update | Project Completed | 45 E PAR ST | BMP-02 | 1551.9207 | 130610.3738 | 484 | 5% | 5% | 0.005866 | 0.0011732
68 | 2 | 0.067273 | 482 | 68 | 2 | MDR | 8.1781 | 0.451 | 3278.673 | 180.849 | 0.368 | 0.359 | 3.013 | 0.162 | 1208.098 | 65.009 | 0.067273 | 0.029 | 0.003 | 0.0019509 | 0.00020182 | 0.004 | 0.0066584 | 3265 | 39 | Inlet Basket | 0.64 | Orlando | BMP-02: Hazel St Outfall Improvements & BMP by Parcel | Existing Update | Project Completed | 45 E WINTER PARK ST | BMP-02 | 255.8177 | 2930.3879 | 482 | 5% | 5% | 9.7545e-05 | 1.0091e-05
71 | 4 | 0.37179 | 505 | 71 | 4 | IND | 14.4417 | 1.28 | 1471.032 | 130.382 | 0.173 | 0.121 | 2.492 | 0.155 | 253.873 | 15.745 | 0.37179 | 0.018 | 0.002 | 0.0066923 | 0.00074358 | 0.001 | 0.001355 | 3266 | 39 | Inlet Basket | 0.64 | Orlando | BMP-04: Lake Highland CDS Unit & BMP by Parcel | Existing Update | Project Completed | 744 N MILLS AVE | BMP-04 | 564.3935 | 16195.1853 | 505 | 5% | 5% | 0.00033461 | 3.7179e-05
71 | 2 | 0.12107 | 504 | 71 | 2 | MDR | 9.0838 | 0.454 | 955.962 | 47.796 | 0.18 | 0.125 | 1.638 | 0.057 | 172.39 | 5.989 | 0.12107 | 0.013 | 0.001 | 0.0015739 | 0.00012107 | 0.001 | 0.0014855 | 3267 | 39 | Inlet Basket | 0.64 | Orlando | BMP-04: Lake Highland CDS Unit & BMP by Parcel | Existing Update | Project Completed | 819 N THORNTON AVE | BMP-04 | 465.8224 | 13214.4027 | 504 | 5% | 5% | 7.8693e-05 | 6.0533e-06
72 | 2 | 0.1823 | 510 | 72 | 2 | MDR | 5.0885 | 0.239 | 264.617 | 12.433 | 0.201 | 0.15 | 1.024 | 0.036 | 53.228 | 1.859 | 0.1823 | 0.008 | 0 | 0.0014584 | 0 | 0.002 | 0.0017025 | 3267 | 39 | Inlet Basket | 0.64 | Orlando | BMP-04: Lake Highland CDS Unit & BMP by Parcel | Existing Update | Project Completed | 819 N THORNTON AVE | BMP-04 | 465.8224 | 13214.4027 | 510 | 5% | 5% | 7.2918e-05 | 0
71 | 2 | 0.12059 | 504 | 71 | 2 | MDR | 9.0838 | 0.454 | 955.962 | 47.796 | 0.18 | 0.125 | 1.638 | 0.057 | 172.39 | 5.989 | 0.12059 | 0.013 | 0.001 | 0.0015677 | 0.00012059 | 0.001 | 0.0014855 | 3268 | 39 | Inlet Basket | 0.64 | Orlando | BMP-04: Lake Highland CDS Unit & BMP by Parcel | Existing Update | Project Completed | 823 N THORNTON AVE | BMP-04 | 465.4605 | 13194.8766 | 504 | 5% | 5% | 7.8386e-05 | 6.0297e-06
72 | 2 | 0.18232 | 510 | 72 | 2 | MDR | 5.0885 | 0.239 | 264.617 | 12.433 | 0.201 | 0.15 | 1.024 | 0.036 | 53.228 | 1.859 | 0.18232 | 0.008 | 0 | 0.0014586 | 0 | 0.002 | 0.0017025 | 3268 | 39 | Inlet Basket | 0.64 | Orlando | BMP-04: Lake Highland CDS Unit & BMP by Parcel | Existing Update | Project Completed | 823 N THORNTON AVE | BMP-04 | 465.4605 | 13194.8766 | 510 | 5% | 5% | 7.2928e-05 | 0
71 | 4 | 0.17223 | 505 | 71 | 4 | IND | 14.4417 | 1.28 | 1471.032 | 130.382 | 0.173 | 0.121 | 2.492 | 0.155 | 253.873 | 15.745 | 0.17223 | 0.018 | 0.002 | 0.0031001 | 0.00034446 | 0.001 | 0.001355 | 3269 | 39 | Inlet Basket | 0.64 | Orlando | BMP-14: Lake Highland Inlet Baskets & BMP by Parcel | Existing Update | Project Completed | 1033 MONTANA ST | BMP-14 | 350.0378 | 7502.2048 | 505 | 5% | 5% | 0.000155 | 1.7223e-05
71 | 4 | 0.2935 | 505 | 71 | 4 | IND | 14.4417 | 1.28 | 1471.032 | 130.382 | 0.173 | 0.121 | 2.492 | 0.155 | 253.873 | 15.745 | 0.2935 | 0.018 | 0.002 | 0.0052829 | 0.00058699 | 0.001 | 0.001355 | 3270 | 39 | Inlet Basket | 0.64 | Orlando | BMP-14: Lake Highland Inlet Baskets & BMP by Parcel | Existing Update | Project Completed | 1220 ALDEN RD | BMP-14 | 460.8931 | 12784.6696 | 505 | 5% | 5% | 0.00026415 | 2.935e-05
70 | 4 | 0.16452 | 499 | 70 | 4 | IND | 8.7985 | 0.717 | 2253.879 | 183.718 | 0.374 | 0.198 | 3.292 | 0.142 | 843.264 | 36.33 | 0.16452 | 0.05 | 0.006 | 0.008226 | 0.00098712 | 0.006 | 0.0076716 | 3271 | 39 | Inlet Basket | 0.64 | Orlando | BMP-14: Lake Highland Inlet Baskets & BMP by Parcel | Existing Update | Project Completed | 514 VIRGINIA DR | BMP-14 | 461.1401 | 13054.918 | 499 | 5% | 5% | 0.0004113 | 4.9356e-05
71 | 4 | 0.13518 | 505 | 71 | 4 | IND | 14.4417 | 1.28 | 1471.032 | 130.382 | 0.173 | 0.121 | 2.492 | 0.155 | 253.873 | 15.745 | 0.13518 | 0.018 | 0.002 | 0.0024332 | 0.00027036 | 0.001 | 0.001355 | 3271 | 39 | Inlet Basket | 0.64 | Orlando | BMP-14: Lake Highland Inlet Baskets & BMP by Parcel | Existing Update | Project Completed | 514 VIRGINIA DR | BMP-14 | 461.1401 | 13054.918 | 505 | 5% | 5% | 0.00012166 | 1.3518e-05
70 | 4 | 0.1602 | 499 | 70 | 4 | IND | 8.7985 | 0.717 | 2253.879 | 183.718 | 0.374 | 0.198 | 3.292 | 0.142 | 843.264 | 36.33 | 0.1602 | 0.05 | 0.006 | 0.0080101 | 0.00096121 | 0.006 | 0.0076716 | 3272 | 39 | Inlet Basket | 0.64 | Orlando | BMP-14: Lake Highland Inlet Baskets & BMP by Parcel | Existing Update | Project Completed | 530 VIRGINIA DR | BMP-14 | 460.0253 | 13000.2338 | 499 | 5% | 5% | 0.00040051 | 4.8061e-05
71 | 4 | 0.13824 | 505 | 71 | 4 | IND | 14.4417 | 1.28 | 1471.032 | 130.382 | 0.173 | 0.121 | 2.492 | 0.155 | 253.873 | 15.745 | 0.13824 | 0.018 | 0.002 | 0.0024884 | 0.00027649 | 0.001 | 0.001355 | 3272 | 39 | Inlet Basket | 0.64 | Orlando | BMP-14: Lake Highland Inlet Baskets & BMP by Parcel | Existing Update | Project Completed | 530 VIRGINIA DR | BMP-14 | 460.0253 | 13000.2338 | 505 | 5% | 5% | 0.00012442 | 1.3824e-05
70 | 4 | 0.076592 | 499 | 70 | 4 | IND | 8.7985 | 0.717 | 2253.879 | 183.718 | 0.374 | 0.198 | 3.292 | 0.142 | 843.264 | 36.33 | 0.076592 | 0.05 | 0.006 | 0.0038296 | 0.00045955 | 0.006 | 0.0076716 | 3273 | 39 | Inlet Basket | 0.64 | Orlando | BMP-14: Lake Highland Inlet Baskets & BMP by Parcel | Existing Update | Project Completed | 634 VIRGINIA DR | BMP-14 | 360.0294 | 6500.175 | 499 | 5% | 5% | 0.00019148 | 2.2978e-05
71 | 4 | 0.072632 | 505 | 71 | 4 | IND | 14.4417 | 1.28 | 1471.032 | 130.382 | 0.173 | 0.121 | 2.492 | 0.155 | 253.873 | 15.745 | 0.072632 | 0.018 | 0.002 | 0.0013074 | 0.00014526 | 0.001 | 0.001355 | 3273 | 39 | Inlet Basket | 0.64 | Orlando | BMP-14: Lake Highland Inlet Baskets & BMP by Parcel | Existing Update | Project Completed | 634 VIRGINIA DR | BMP-14 | 360.0294 | 6500.175 | 505 | 5% | 5% | 6.5369e-05 | 7.2632e-06
71 | 4 | 0.15552 | 505 | 71 | 4 | IND | 14.4417 | 1.28 | 1471.032 | 130.382 | 0.173 | 0.121 | 2.492 | 0.155 | 253.873 | 15.745 | 0.15552 | 0.018 | 0.002 | 0.0027993 | 0.00031103 | 0.001 | 0.001355 | 3274 | 39 | Inlet Basket | 0.64 | Orlando | BMP-14: Lake Highland Inlet Baskets & BMP by Parcel | Existing Update | Project Completed | 701 BROOKHAVEN DR | BMP-14 | 370.477 | 6774.2576 | 505 | 5% | 5% | 0.00013996 | 1.5552e-05
71 | 4 | 0.15556 | 505 | 71 | 4 | IND | 14.4417 | 1.28 | 1471.032 | 130.382 | 0.173 | 0.121 | 2.492 | 0.155 | 253.873 | 15.745 | 0.15556 | 0.018 | 0.002 | 0.0028 | 0.00031111 | 0.001 | 0.001355 | 3275 | 39 | Inlet Basket | 0.64 | Orlando | BMP-14: Lake Highland Inlet Baskets & BMP by Parcel | Existing Update | Project Completed | 707 BROOKHAVEN DR | BMP-14 | 370.5079 | 6776.0511 | 505 | 5% | 5% | 0.00014 | 1.5556e-05
71 | 4 | 0.15554 | 505 | 71 | 4 | IND | 14.4417 | 1.28 | 1471.032 | 130.382 | 0.173 | 0.121 | 2.492 | 0.155 | 253.873 | 15.745 | 0.15554 | 0.018 | 0.002 | 0.0027997 | 0.00031108 | 0.001 | 0.001355 | 3276 | 39 | Inlet Basket | 0.64 | Orlando | BMP-14: Lake Highland Inlet Baskets & BMP by Parcel | Existing Update | Project Completed | 709 BROOKHAVEN DR | BMP-14 | 370.4777 | 6775.2271 | 505 | 5% | 5% | 0.00013998 | 1.5554e-05
69 | 4 | 0.055803 | 493 | 69 | 4 | IND | 14.9159 | 1.234 | 1131.699 | 93.64 | 0.651 | 0.447 | 9.715 | 0.552 | 737.083 | 41.902 | 0.055803 | 0.196 | 0.031 | 0.010937 | 0.0017299 | 0.013 | 0.025516 | 3277 | 39 | Inlet Basket | 0.64 | Orlando | BMP-16: Lake Formosa Inlet Baskets & BMP by Parcel | Existing Update | Project Completed | 1601 ALDEN RD | BMP-16 | 459.1192 | 2439.9142 | 493 | 5% | 5% | 0.00054687 | 8.6495e-05
70 | 4 | 0.0002097 | 499 | 70 | 4 | IND | 8.7985 | 0.717 | 2253.879 | 183.718 | 0.374 | 0.198 | 3.292 | 0.142 | 843.264 | 36.33 | 0.0002097 | 0.05 | 0.006 | 1.0485e-05 | 1.2582e-06 | 0.006 | 0.0076716 | 3277 | 39 | Inlet Basket | 0.64 | Orlando | BMP-16: Lake Formosa Inlet Baskets & BMP by Parcel | Existing Update | Project Completed | 1601 ALDEN RD | BMP-16 | 459.1192 | 2439.9142 | 499 | 5% | 5% | 5.2424e-07 | 6.2909e-08
69 | 4 | 0.013428 | 493 | 69 | 4 | IND | 14.9159 | 1.234 | 1131.699 | 93.64 | 0.651 | 0.447 | 9.715 | 0.552 | 737.083 | 41.902 | 0.013428 | 0.196 | 0.031 | 0.0026319 | 0.00041627 | 0.013 | 0.025516 | 3278 | 39 | Inlet Basket | 0.64 | Orlando | BMP-16: Lake Formosa Inlet Baskets & BMP by Parcel | Existing Update | Project Completed | 1601 ALDEN RD | BMP-16 | 116.9652 | 584.9211 | 493 | 5% | 5% | 0.00013159 | 2.0813e-05
63 | 2 | 0.0060775 | 461 | 63 | 2 | MDR | 7.4475 | 0.374 | 3959.7 | 198.599 | 0.503 | 1.085 | 3.745 | 0.405 | 1991.138 | 215.521 | 0.0060775 | 0.153 | 0.012 | 0.00092986 | 7.2931e-05 | 0.021 | 0.031522 | 3279 | 39 | Inlet Basket | 0.64 | Orlando | BMP-18: Lake Rowena Inlet Baskets & BMP by Parcel | Existing Update | Project Completed | 1817 N MILLS AVE | BMP-18 | 104.187 | 465.3114 | 461 | 5% | 5% | 4.6493e-05 | 3.6465e-06
63 | 4 | 0.0046045 | 463 | 63 | 4 | IND | 11.8601 | 1.053 | 2855.017 | 253.563 | 0.492 | 1.055 | 5.832 | 1.112 | 1403.806 | 267.598 | 0.0046045 | 0.219 | 0.03 | 0.0010084 | 0.00013814 | 0.018 | 0.028585 | 3279 | 39 | Inlet Basket | 0.64 | Orlando | BMP-18: Lake Rowena Inlet Baskets & BMP by Parcel | Existing Update | Project Completed | 1817 N MILLS AVE | BMP-18 | 104.187 | 465.3114 | 463 | 5% | 5% | 5.042e-05 | 6.9068e-06
63 | 2 | 0.1168 | 461 | 63 | 2 | MDR | 7.4475 | 0.374 | 3959.7 | 198.599 | 0.503 | 1.085 | 3.745 | 0.405 | 1991.138 | 215.521 | 0.1168 | 0.153 | 0.012 | 0.01787 | 0.0014016 | 0.021 | 0.031522 | 3280 | 39 | Inlet Basket | 0.64 | Orlando | BMP-18: Lake Rowena Inlet Baskets & BMP by Parcel | Existing Update | Project Completed | 1911 N MILLS AVE | BMP-18 | 990.1004 | 51117.9195 | 461 | 5% | 5% | 0.00089349 | 7.0078e-05
63 | 4 | 1.0266 | 463 | 63 | 4 | IND | 11.8601 | 1.053 | 2855.017 | 253.563 | 0.492 | 1.055 | 5.832 | 1.112 | 1403.806 | 267.598 | 1.0266 | 0.219 | 0.03 | 0.22482 | 0.030797 | 0.018 | 0.028585 | 3280 | 39 | Inlet Basket | 0.64 | Orlando | BMP-18: Lake Rowena Inlet Baskets & BMP by Parcel | Existing Update | Project Completed | 1911 N MILLS AVE | BMP-18 | 990.1004 | 51117.9195 | 463 | 5% | 5% | 0.011241 | 0.0015399
63 | 12 | 0.030145 | 465 | 63 | 12 | WAT | 0.38816 | 0.008 | 21.9 | 0.454 | 0.538 | 1.309 | 0.209 | 0.011 | 11.783 | 0.594 | 0.030145 | 0.008 | 0 | 0.00024116 | 0 | 0.019 | 0.050847 | 3280 | 39 | Inlet Basket | 0.64 | Orlando | BMP-18: Lake Rowena Inlet Baskets & BMP by Parcel | Existing Update | Project Completed | 1911 N MILLS AVE | BMP-18 | 990.1004 | 51117.9195 | 465 | 5% | 5% | 1.2058e-05 | 0
63 | 12 | 0.00065172 | 465 | 63 | 12 | WAT | 0.38816 | 0.008 | 21.9 | 0.454 | 0.538 | 1.309 | 0.209 | 0.011 | 11.783 | 0.594 | 0.00065172 | 0.008 | 0 | 5.2137e-06 | 0 | 0.019 | 0.050847 | 3281 | 39 | Inlet Basket | 0.64 | Orlando | BMP-18: Lake Rowena Inlet Baskets & BMP by Parcel | Existing Update | Project Completed | 1911 N MILLS AVE | BMP-18 | 31.4524 | 28.3886 | 465 | 5% | 5% | 2.6069e-07 | 0
63 | 4 | 0.12224 | 463 | 63 | 4 | IND | 11.8601 | 1.053 | 2855.017 | 253.563 | 0.492 | 1.055 | 5.832 | 1.112 | 1403.806 | 267.598 | 0.12224 | 0.219 | 0.03 | 0.02677 | 0.0036671 | 0.018 | 0.028585 | 3307 | 44 | Inlet Basket | 0.05 | Orlando | BMP-14: Lake Highland Inlet Baskets | Existing Update | Project Completed |  | BMP-14 | 17280.9151 | 7827499.6464 | 463 | 5% | 5% | 0.0013385 | 0.00018336
70 | 2 | 0.0095683 | 497 | 70 | 2 | MDR | 5.5229 | 0.254 | 1760.42 | 81.108 | 0.385 | 0.206 | 2.127 | 0.052 | 677.966 | 16.675 | 0.0095683 | 0.036 | 0.002 | 0.00034446 | 1.9137e-05 | 0.007 | 0.0084055 | 3307 | 44 | Inlet Basket | 0.05 | Orlando | BMP-14: Lake Highland Inlet Baskets | Existing Update | Project Completed |  | BMP-14 | 17280.9151 | 7827499.6464 | 497 | 5% | 5% | 1.7223e-05 | 9.5683e-07
70 | 4 | 2.9446 | 499 | 70 | 4 | IND | 8.7985 | 0.717 | 2253.879 | 183.718 | 0.374 | 0.198 | 3.292 | 0.142 | 843.264 | 36.33 | 2.9446 | 0.05 | 0.006 | 0.14723 | 0.017667 | 0.006 | 0.0076716 | 3307 | 44 | Inlet Basket | 0.05 | Orlando | BMP-14: Lake Highland Inlet Baskets | Existing Update | Project Completed |  | BMP-14 | 17280.9151 | 7827499.6464 | 499 | 5% | 5% | 0.0073614 | 0.00088337
71 | 2 | 37.567 | 504 | 71 | 2 | MDR | 9.0838 | 0.454 | 955.962 | 47.796 | 0.18 | 0.125 | 1.638 | 0.057 | 172.39 | 5.989 | 37.567 | 0.013 | 0.001 | 0.48837 | 0.037567 | 0.001 | 0.0014855 | 3307 | 44 | Inlet Basket | 0.05 | Orlando | BMP-14: Lake Highland Inlet Baskets | Existing Update | Project Completed |  | BMP-14 | 17280.9151 | 7827499.6464 | 504 | 5% | 5% | 0.024419 | 0.0018784
71 | 4 | 69.9077 | 505 | 71 | 4 | IND | 14.4417 | 1.28 | 1471.032 | 130.382 | 0.173 | 0.121 | 2.492 | 0.155 | 253.873 | 15.745 | 69.9077 | 0.018 | 0.002 | 1.2583 | 0.13982 | 0.001 | 0.001355 | 3307 | 44 | Inlet Basket | 0.05 | Orlando | BMP-14: Lake Highland Inlet Baskets | Existing Update | Project Completed |  | BMP-14 | 17280.9151 | 7827499.6464 | 505 | 5% | 5% | 0.062917 | 0.0069908
71 | 6 | 1.0185 | 506 | 71 | 6 | OPE | 4.0542 | 0.176 | 6.166 | 0.268 | 0.188 | 0.133 | 0.763 | 0.024 | 1.161 | 0.036 | 1.0185 | 0.007 | 0 | 0.0071296 | 0 | 0.002 | 0.0018632 | 3307 | 44 | Inlet Basket | 0.05 | Orlando | BMP-14: Lake Highland Inlet Baskets | Existing Update | Project Completed |  | BMP-14 | 17280.9151 | 7827499.6464 | 506 | 5% | 5% | 0.00035648 | 0
71 | 10 | 3.185 | 507 | 71 | 10 | RAN | 3.5088 | 0.144 | 11.168 | 0.459 | 0.194 | 0.138 | 0.682 | 0.02 | 2.169 | 0.063 | 3.185 | 0.007 | 0 | 0.022295 | 0 | 0.002 | 0.002178 | 3307 | 44 | Inlet Basket | 0.05 | Orlando | BMP-14: Lake Highland Inlet Baskets | Existing Update | Project Completed |  | BMP-14 | 17280.9151 | 7827499.6464 | 507 | 5% | 5% | 0.0011148 | 0
71 | 12 | 32.127 | 508 | 71 | 12 | WAT | 0.46869 | 0.01 | 15.047 | 0.313 | 0.21 | 0.149 | 0.098 | 0.001 | 3.161 | 0.047 | 32.127 | 0.001 | 0 | 0.032127 | 0 | 0.002 | 0.0023985 | 3307 | 44 | Inlet Basket | 0.05 | Orlando | BMP-14: Lake Highland Inlet Baskets | Existing Update | Project Completed |  | BMP-14 | 17280.9151 | 7827499.6464 | 508 | 5% | 5% | 0.0016064 | 0
71 | 13 | 0.23221 | 509 | 71 | 13 | WET | 1.3626 | 0.055 | 0.316 | 0.013 | 0.214 | 0.158 | 0.291 | 0.009 | 0.068 | 0.002 | 0.23221 | 0.002 | 0 | 0.00046442 | 0 | 0.001 | 0 | 3307 | 44 | Inlet Basket | 0.05 | Orlando | BMP-14: Lake Highland Inlet Baskets | Existing Update | Project Completed |  | BMP-14 | 17280.9151 | 7827499.6464 | 509 | 5% | 5% | 2.3221e-05 | 0
72 | 2 | 28.4745 | 510 | 72 | 2 | MDR | 5.0885 | 0.239 | 264.617 | 12.433 | 0.201 | 0.15 | 1.024 | 0.036 | 53.228 | 1.859 | 28.4745 | 0.008 | 0 | 0.2278 | 0 | 0.002 | 0.0017025 | 3307 | 44 | Inlet Basket | 0.05 | Orlando | BMP-14: Lake Highland Inlet Baskets | Existing Update | Project Completed |  | BMP-14 | 17280.9151 | 7827499.6464 | 510 | 5% | 5% | 0.01139 | 0
72 | 4 | 4.106 | 511 | 72 | 4 | IND | 8.0456 | 0.672 | 554.359 | 46.29 | 0.193 | 0.144 | 1.551 | 0.097 | 106.853 | 6.685 | 4.106 | 0.011 | 0.001 | 0.045166 | 0.004106 | 0.001 | 0.0015662 | 3307 | 44 | Inlet Basket | 0.05 | Orlando | BMP-14: Lake Highland Inlet Baskets | Existing Update | Project Completed |  | BMP-14 | 17280.9151 | 7827499.6464 | 511 | 5% | 5% | 0.0022583 | 0.0002053
69 | 2 | 12.3584 | 491 | 69 | 2 | MDR | 9.3846 | 0.438 | 505.751 | 23.618 | 0.663 | 0.46 | 6.225 | 0.202 | 335.457 | 10.872 | 12.3584 | 0.139 | 0.012 | 1.7178 | 0.1483 | 0.015 | 0.02792 | 3308 | 44 | Inlet Basket | 0.05 | Orlando | BMP-16: Lake Formosa Inlet Baskets | Existing Update | Project Completed |  | BMP-16 | 4936.2066 | 584706.0278 | 491 | 5% | 5% | 0.085891 | 0.0074151
69 | 4 | 0.82712 | 493 | 69 | 4 | IND | 14.9159 | 1.234 | 1131.699 | 93.64 | 0.651 | 0.447 | 9.715 | 0.552 | 737.083 | 41.902 | 0.82712 | 0.196 | 0.031 | 0.16212 | 0.025641 | 0.013 | 0.025516 | 3308 | 44 | Inlet Basket | 0.05 | Orlando | BMP-16: Lake Formosa Inlet Baskets | Existing Update | Project Completed |  | BMP-16 | 4936.2066 | 584706.0278 | 493 | 5% | 5% | 0.0081058 | 0.001282
69 | 12 | 0.22249 | 495 | 69 | 12 | WAT | 0.48289 | 0.009 | 15.291 | 0.299 | 0.697 | 0.525 | 0.337 | 0.005 | 10.662 | 0.157 | 0.22249 | 0.007 | 0 | 0.0015574 | 0 | 0.015 | 0.043256 | 3308 | 44 | Inlet Basket | 0.05 | Orlando | BMP-16: Lake Formosa Inlet Baskets | Existing Update | Project Completed |  | BMP-16 | 4936.2066 | 584706.0278 | 495 | 5% | 5% | 7.7871e-05 | 0
70 | 2 | 0.0074202 | 497 | 70 | 2 | MDR | 5.5229 | 0.254 | 1760.42 | 81.108 | 0.385 | 0.206 | 2.127 | 0.052 | 677.966 | 16.675 | 0.0074202 | 0.036 | 0.002 | 0.00026713 | 1.484e-05 | 0.007 | 0.0084055 | 3308 | 44 | Inlet Basket | 0.05 | Orlando | BMP-16: Lake Formosa Inlet Baskets | Existing Update | Project Completed |  | BMP-16 | 4936.2066 | 584706.0278 | 497 | 5% | 5% | 1.3356e-05 | 7.4202e-07
70 | 4 | 0.0076003 | 499 | 70 | 4 | IND | 8.7985 | 0.717 | 2253.879 | 183.718 | 0.374 | 0.198 | 3.292 | 0.142 | 843.264 | 36.33 | 0.0076003 | 0.05 | 0.006 | 0.00038002 | 4.5602e-05 | 0.006 | 0.0076716 | 3308 | 44 | Inlet Basket | 0.05 | Orlando | BMP-16: Lake Formosa Inlet Baskets | Existing Update | Project Completed |  | BMP-16 | 4936.2066 | 584706.0278 | 499 | 5% | 5% | 1.9001e-05 | 2.2801e-06
63 | 2 | 47.8867 | 461 | 63 | 2 | MDR | 7.4475 | 0.374 | 3959.7 | 198.599 | 0.503 | 1.085 | 3.745 | 0.405 | 1991.138 | 215.521 | 47.8867 | 0.153 | 0.012 | 7.3267 | 0.57464 | 0.021 | 0.031522 | 3309 | 44 | Inlet Basket | 0.05 | Orlando | BMP-18: Lake Rowena Inlet Baskets | Existing Update | Project Completed |  | BMP-18 | 7420.0257 | 2217289.018 | 461 | 5% | 5% | 0.36633 | 0.028732
63 | 6 | 2.8972 | 464 | 63 | 6 | OPE | 3.3177 | 0.145 | 139.323 | 6.08 | 0.514 | 1.148 | 1.705 | 0.166 | 71.607 | 6.977 | 2.8972 | 0.076 | 0.006 | 0.22019 | 0.017383 | 0.023 | 0.03821 | 3309 | 44 | Inlet Basket | 0.05 | Orlando | BMP-18: Lake Rowena Inlet Baskets | Existing Update | Project Completed |  | BMP-18 | 7420.0257 | 2217289.018 | 464 | 5% | 5% | 0.011009 | 0.00086917
63 | 12 | 0.10968 | 465 | 63 | 12 | WAT | 0.38816 | 0.008 | 21.9 | 0.454 | 0.538 | 1.309 | 0.209 | 0.011 | 11.783 | 0.594 | 0.10968 | 0.008 | 0 | 0.0008774 | 0 | 0.019 | 0.050847 | 3309 | 44 | Inlet Basket | 0.05 | Orlando | BMP-18: Lake Rowena Inlet Baskets | Existing Update | Project Completed |  | BMP-18 | 7420.0257 | 2217289.018 | 465 | 5% | 5% | 4.387e-05 | 0
63 | 2 | 0.25377 | 461 | 63 | 2 | MDR | 7.4475 | 0.374 | 3959.7 | 198.599 | 0.503 | 1.085 | 3.745 | 0.405 | 1991.138 | 215.521 | 0.25377 | 0.153 | 0.012 | 0.038826 | 0.0030452 | 0.021 | 0.031522 | 3310 | 44 | Inlet Basket | 0.05 | Orlando | BMP-22: Lake Druid Inlet Baskets | Existing Update | Project Completed |  | BMP-22 | 7670.5008 | 1691186.1783 | 461 | 5% | 5% | 0.0019413 | 0.00015226
63 | 4 | 0.013578 | 463 | 63 | 4 | IND | 11.8601 | 1.053 | 2855.017 | 253.563 | 0.492 | 1.055 | 5.832 | 1.112 | 1403.806 | 267.598 | 0.013578 | 0.219 | 0.03 | 0.0029735 | 0.00040733 | 0.018 | 0.028585 | 3310 | 44 | Inlet Basket | 0.05 | Orlando | BMP-22: Lake Druid Inlet Baskets | Existing Update | Project Completed |  | BMP-22 | 7670.5008 | 1691186.1783 | 463 | 5% | 5% | 0.00014868 | 2.0367e-05
64 | 2 | 0.0047459 | 467 | 64 | 2 | MDR | 5.5472 | 0.253 | 157.66 | 7.198 | 0.461 | 0.148 | 2.559 | 0.038 | 72.724 | 1.068 | 0.0047459 | 0.062 | 0.003 | 0.00029424 | 1.4238e-05 | 0.011 | 0.011427 | 3310 | 44 | Inlet Basket | 0.05 | Orlando | BMP-22: Lake Druid Inlet Baskets | Existing Update | Project Completed |  | BMP-22 | 7670.5008 | 1691186.1783 | 467 | 5% | 5% | 1.4712e-05 | 7.1188e-07
66 | 2 | 36.3347 | 474 | 66 | 2 | MDR | 8.9792 | 0.44 | 638.788 | 31.3 | 0.204 | 0.154 | 1.833 | 0.068 | 130.37 | 4.828 | 36.3347 | 0.043 | 0.004 | 1.5624 | 0.14534 | 0.005 | 0.0099068 | 3310 | 44 | Inlet Basket | 0.05 | Orlando | BMP-22: Lake Druid Inlet Baskets | Existing Update | Project Completed |  | BMP-22 | 7670.5008 | 1691186.1783 | 474 | 5% | 5% | 0.07812 | 0.0072669
66 | 3 | 1.8684 | 475 | 66 | 3 | HDR | 20.5454 | 1.565 | 205.302 | 15.639 | 0.204 | 0.155 | 4.192 | 0.243 | 41.885 | 2.424 | 1.8684 | 0.099 | 0.017 | 0.18497 | 0.031763 | 0.005 | 0.010705 | 3310 | 44 | Inlet Basket | 0.05 | Orlando | BMP-22: Lake Druid Inlet Baskets | Existing Update | Project Completed |  | BMP-22 | 7670.5008 | 1691186.1783 | 475 | 5% | 5% | 0.0092487 | 0.0015882
66 | 4 | 0.030105 | 476 | 66 | 4 | IND | 14.2977 | 1.24 | 925.139 | 80.228 | 0.195 | 0.149 | 2.787 | 0.184 | 180.32 | 11.917 | 0.030105 | 0.06 | 0.011 | 0.0018063 | 0.00033115 | 0.004 | 0.0090274 | 3310 | 44 | Inlet Basket | 0.05 | Orlando | BMP-22: Lake Druid Inlet Baskets | Existing Update | Project Completed |  | BMP-22 | 7670.5008 | 1691186.1783 | 476 | 5% | 5% | 9.0314e-05 | 1.6558e-05
66 | 13 | 0.31908 | 478 | 66 | 13 | WET | 1.3285 | 0.053 | 27.154 | 1.085 | 0.248 | 0.197 | 0.329 | 0.01 | 6.723 | 0.214 | 0.31908 | 0.007 | 0.001 | 0.0022335 | 0.00031908 | 0.005 | 0.017895 | 3310 | 44 | Inlet Basket | 0.05 | Orlando | BMP-22: Lake Druid Inlet Baskets | Existing Update | Project Completed |  | BMP-22 | 7670.5008 | 1691186.1783 | 478 | 5% | 5% | 0.00011168 | 1.5954e-05
68 | 2 | 10.0403 | 482 | 68 | 2 | MDR | 8.1781 | 0.451 | 3278.673 | 180.849 | 0.368 | 0.359 | 3.013 | 0.162 | 1208.098 | 65.009 | 10.0403 | 0.029 | 0.003 | 0.29117 | 0.030121 | 0.004 | 0.0066584 | 3302 | 44 | Inlet Basket | 0.05 | Orlando | BMP-02: Hazel St Outfall Improvements | Existing Update | Project Completed |  | BMP-02 | 4365.5436 | 693476.9044 | 482 | 5% | 5% | 0.014558 | 0.001506
68 | 4 | 3.599 | 484 | 68 | 4 | IND | 13.0109 | 1.271 | 1684.79 | 164.641 | 0.356 | 0.352 | 4.638 | 0.448 | 600.604 | 57.953 | 3.599 | 0.04 | 0.008 | 0.14396 | 0.028792 | 0.003 | 0.00609 | 3302 | 44 | Inlet Basket | 0.05 | Orlando | BMP-02: Hazel St Outfall Improvements | Existing Update | Project Completed |  | BMP-02 | 4365.5436 | 693476.9044 | 484 | 5% | 5% | 0.0071979 | 0.0014396
70 | 2 | 1.4498 | 497 | 70 | 2 | MDR | 5.5229 | 0.254 | 1760.42 | 81.108 | 0.385 | 0.206 | 2.127 | 0.052 | 677.966 | 16.675 | 1.4498 | 0.036 | 0.002 | 0.052192 | 0.0028996 | 0.007 | 0.0084055 | 3302 | 44 | Inlet Basket | 0.05 | Orlando | BMP-02: Hazel St Outfall Improvements | Existing Update | Project Completed |  | BMP-02 | 4365.5436 | 693476.9044 | 497 | 5% | 5% | 0.0026096 | 0.00014498
70 | 4 | 0.83105 | 499 | 70 | 4 | IND | 8.7985 | 0.717 | 2253.879 | 183.718 | 0.374 | 0.198 | 3.292 | 0.142 | 843.264 | 36.33 | 0.83105 | 0.05 | 0.006 | 0.041552 | 0.0049863 | 0.006 | 0.0076716 | 3302 | 44 | Inlet Basket | 0.05 | Orlando | BMP-02: Hazel St Outfall Improvements | Existing Update | Project Completed |  | BMP-02 | 4365.5436 | 693476.9044 | 499 | 5% | 5% | 0.0020776 | 0.00024931
68 | 4 | 1.4766 | 484 | 68 | 4 | IND | 13.0109 | 1.271 | 1684.79 | 164.641 | 0.356 | 0.352 | 4.638 | 0.448 | 600.604 | 57.953 | 1.4766 | 0.04 | 0.008 | 0.059065 | 0.011813 | 0.003 | 0.00609 | 3303 | 44 | Inlet Basket | 0.05 | Orlando | BMP-02: Hazel St Outfall Improvements | Existing Update | Project Completed |  | BMP-02 | 1203.06 | 64321.1162 | 484 | 5% | 5% | 0.0029532 | 0.00059065
68 | 2 | 82.2914 | 482 | 68 | 2 | MDR | 8.1781 | 0.451 | 3278.673 | 180.849 | 0.368 | 0.359 | 3.013 | 0.162 | 1208.098 | 65.009 | 82.2914 | 0.029 | 0.003 | 2.3864 | 0.24687 | 0.004 | 0.0066584 | 3304 | 44 | Inlet Basket | 0.05 | Orlando | BMP-02: Hazel St Outfall Improvements | Existing Update | Project Completed |  | BMP-02 | 12093.1165 | 4381711.7294 | 482 | 5% | 5% | 0.11932 | 0.012344
68 | 3 | 3.3818 | 483 | 68 | 3 | HDR | 18.7122 | 1.61 | 260.801 | 22.445 | 0.368 | 0.361 | 6.894 | 0.582 | 96.085 | 8.11 | 3.3818 | 0.067 | 0.012 | 0.22658 | 0.040581 | 0.004 | 0.0072138 | 3304 | 44 | Inlet Basket | 0.05 | Orlando | BMP-02: Hazel St Outfall Improvements | Existing Update | Project Completed |  | BMP-02 | 12093.1165 | 4381711.7294 | 483 | 5% | 5% | 0.011329 | 0.0020291
68 | 4 | 8.5965 | 484 | 68 | 4 | IND | 13.0109 | 1.271 | 1684.79 | 164.641 | 0.356 | 0.352 | 4.638 | 0.448 | 600.604 | 57.953 | 8.5965 | 0.04 | 0.008 | 0.34386 | 0.068772 | 0.003 | 0.00609 | 3304 | 44 | Inlet Basket | 0.05 | Orlando | BMP-02: Hazel St Outfall Improvements | Existing Update | Project Completed |  | BMP-02 | 12093.1165 | 4381711.7294 | 484 | 5% | 5% | 0.017193 | 0.0034386
68 | 6 | 5.3459 | 485 | 68 | 6 | OPE | 3.647 | 0.175 | 38.95 | 1.871 | 0.381 | 0.373 | 1.389 | 0.065 | 14.834 | 0.699 | 5.3459 | 0.015 | 0.001 | 0.080189 | 0.0053459 | 0.004 | 0.0081487 | 3304 | 44 | Inlet Basket | 0.05 | Orlando | BMP-02: Hazel St Outfall Improvements | Existing Update | Project Completed |  | BMP-02 | 12093.1165 | 4381711.7294 | 485 | 5% | 5% | 0.0040095 | 0.0002673
70 | 2 | 0.97503 | 497 | 70 | 2 | MDR | 5.5229 | 0.254 | 1760.42 | 81.108 | 0.385 | 0.206 | 2.127 | 0.052 | 677.966 | 16.675 | 0.97503 | 0.036 | 0.002 | 0.035101 | 0.0019501 | 0.007 | 0.0084055 | 3304 | 44 | Inlet Basket | 0.05 | Orlando | BMP-02: Hazel St Outfall Improvements | Existing Update | Project Completed |  | BMP-02 | 12093.1165 | 4381711.7294 | 497 | 5% | 5% | 0.0017551 | 9.7503e-05
54 | 2 | 20.2477 | 403 | 54 | 2 | MDR | 7.7954 | 0.381 | 2954.832 | 144.529 | 0.256 | 0.097 | 1.997 | 0.037 | 756.882 | 14.091 | 20.2477 | 0.157 | 0.004 | 3.1789 | 0.080991 | 0.02 | 0.010971 | 3305 | 44 | Inlet Basket | 0.05 | Orlando | BMP-02: Hazel St Outfall Improvements | Existing Update | Project Completed |  | BMP-02 | 34957.187 | 5384060.6642 | 403 | 5% | 5% | 0.15894 | 0.0040495
54 | 3 | 1.3206 | 404 | 54 | 3 | HDR | 17.8456 | 1.33 | 737.078 | 54.952 | 0.256 | 0.098 | 4.572 | 0.131 | 188.841 | 5.401 | 1.3206 | 0.36 | 0.015 | 0.47542 | 0.019809 | 0.02 | 0.011434 | 3305 | 44 | Inlet Basket | 0.05 | Orlando | BMP-02: Hazel St Outfall Improvements | Existing Update | Project Completed |  | BMP-02 | 34957.187 | 5384060.6642 | 404 | 5% | 5% | 0.023771 | 0.00099046
54 | 4 | 2.6402 | 405 | 54 | 4 | IND | 12.8914 | 1.1 | 4692.599 | 400.236 | 0.246 | 0.095 | 3.169 | 0.104 | 1153.707 | 37.957 | 2.6402 | 0.239 | 0.011 | 0.63101 | 0.029042 | 0.019 | 0.010459 | 3305 | 44 | Inlet Basket | 0.05 | Orlando | BMP-02: Hazel St Outfall Improvements | Existing Update | Project Completed |  | BMP-02 | 34957.187 | 5384060.6642 | 405 | 5% | 5% | 0.031551 | 0.0014521
68 | 2 | 48.5361 | 482 | 68 | 2 | MDR | 8.1781 | 0.451 | 3278.673 | 180.849 | 0.368 | 0.359 | 3.013 | 0.162 | 1208.098 | 65.009 | 48.5361 | 0.029 | 0.003 | 1.4075 | 0.14561 | 0.004 | 0.0066584 | 3305 | 44 | Inlet Basket | 0.05 | Orlando | BMP-02: Hazel St Outfall Improvements | Existing Update | Project Completed |  | BMP-02 | 34957.187 | 5384060.6642 | 482 | 5% | 5% | 0.070377 | 0.0072804
68 | 4 | 44.3754 | 484 | 68 | 4 | IND | 13.0109 | 1.271 | 1684.79 | 164.641 | 0.356 | 0.352 | 4.638 | 0.448 | 600.604 | 57.953 | 44.3754 | 0.04 | 0.008 | 1.775 | 0.355 | 0.003 | 0.00609 | 3305 | 44 | Inlet Basket | 0.05 | Orlando | BMP-02: Hazel St Outfall Improvements | Existing Update | Project Completed |  | BMP-02 | 34957.187 | 5384060.6642 | 484 | 5% | 5% | 0.088751 | 0.01775
68 | 6 | 0.71528 | 485 | 68 | 6 | OPE | 3.647 | 0.175 | 38.95 | 1.871 | 0.381 | 0.373 | 1.389 | 0.065 | 14.834 | 0.699 | 0.71528 | 0.015 | 0.001 | 0.010729 | 0.00071528 | 0.004 | 0.0081487 | 3305 | 44 | Inlet Basket | 0.05 | Orlando | BMP-02: Hazel St Outfall Improvements | Existing Update | Project Completed |  | BMP-02 | 34957.187 | 5384060.6642 | 485 | 5% | 5% | 0.00053646 | 3.5764e-05
68 | 10 | 1.7051 | 487 | 68 | 10 | RAN | 3.1548 | 0.143 | 5.938 | 0.27 | 0.389 | 0.381 | 1.227 | 0.054 | 2.309 | 0.103 | 1.7051 | 0.014 | 0.001 | 0.023871 | 0.0017051 | 0.005 | 0.0095852 | 3305 | 44 | Inlet Basket | 0.05 | Orlando | BMP-02: Hazel St Outfall Improvements | Existing Update | Project Completed |  | BMP-02 | 34957.187 | 5384060.6642 | 487 | 5% | 5% | 0.0011936 | 8.5254e-05
68 | 13 | 0.43331 | 489 | 68 | 13 | WET | 1.2284 | 0.055 | 0.532 | 0.024 | 0.415 | 0.407 | 0.509 | 0.022 | 0.221 | 0.01 | 0.43331 | 0.005 | 0.001 | 0.0021666 | 0.00043331 | 0.004 | 0.010554 | 3305 | 44 | Inlet Basket | 0.05 | Orlando | BMP-02: Hazel St Outfall Improvements | Existing Update | Project Completed |  | BMP-02 | 34957.187 | 5384060.6642 | 489 | 5% | 5% | 0.00010833 | 2.1666e-05
69 | 6 | 0.0019342 | 494 | 69 | 6 | OPE | 4.1906 | 0.17 | 61.542 | 2.496 | 0.675 | 0.481 | 2.829 | 0.082 | 41.551 | 1.202 | 0.0019342 | 0.07 | 0.006 | 0.00013539 | 1.1605e-05 | 0.017 | 0.034185 | 3305 | 44 | Inlet Basket | 0.05 | Orlando | BMP-02: Hazel St Outfall Improvements | Existing Update | Project Completed |  | BMP-02 | 34957.187 | 5384060.6642 | 494 | 5% | 5% | 6.7696e-06 | 5.8025e-07
70 | 2 | 1.5773 | 497 | 70 | 2 | MDR | 5.5229 | 0.254 | 1760.42 | 81.108 | 0.385 | 0.206 | 2.127 | 0.052 | 677.966 | 16.675 | 1.5773 | 0.036 | 0.002 | 0.056781 | 0.0031545 | 0.007 | 0.0084055 | 3305 | 44 | Inlet Basket | 0.05 | Orlando | BMP-02: Hazel St Outfall Improvements | Existing Update | Project Completed |  | BMP-02 | 34957.187 | 5384060.6642 | 497 | 5% | 5% | 0.0028391 | 0.00015773
70 | 4 | 2.0486 | 499 | 70 | 4 | IND | 8.7985 | 0.717 | 2253.879 | 183.718 | 0.374 | 0.198 | 3.292 | 0.142 | 843.264 | 36.33 | 2.0486 | 0.05 | 0.006 | 0.10243 | 0.012292 | 0.006 | 0.0076716 | 3305 | 44 | Inlet Basket | 0.05 | Orlando | BMP-02: Hazel St Outfall Improvements | Existing Update | Project Completed |  | BMP-02 | 34957.187 | 5384060.6642 | 499 | 5% | 5% | 0.0051215 | 0.00061458
63 | 4 | 0.0010366 | 463 | 63 | 4 | IND | 11.8601 | 1.053 | 2855.017 | 253.563 | 0.492 | 1.055 | 5.832 | 1.112 | 1403.806 | 267.598 | 0.0010366 | 0.219 | 0.03 | 0.00022702 | 3.1099e-05 | 0.018 | 0.028585 | 3306 | 44 | Inlet Basket | 0.05 | Orlando | BMP-04: Lake Highland CDS Unit | Existing Update | Project Completed |  | BMP-04 | 8591.8526 | 1915271.7563 | 463 | 5% | 5% | 1.1351e-05 | 1.555e-06
71 | 2 | 17.6492 | 504 | 71 | 2 | MDR | 9.0838 | 0.454 | 955.962 | 47.796 | 0.18 | 0.125 | 1.638 | 0.057 | 172.39 | 5.989 | 17.6492 | 0.013 | 0.001 | 0.22944 | 0.017649 | 0.001 | 0.0014855 | 3306 | 44 | Inlet Basket | 0.05 | Orlando | BMP-04: Lake Highland CDS Unit | Existing Update | Project Completed |  | BMP-04 | 8591.8526 | 1915271.7563 | 504 | 5% | 5% | 0.011472 | 0.00088246
71 | 4 | 17.6596 | 505 | 71 | 4 | IND | 14.4417 | 1.28 | 1471.032 | 130.382 | 0.173 | 0.121 | 2.492 | 0.155 | 253.873 | 15.745 | 17.6596 | 0.018 | 0.002 | 0.31787 | 0.035319 | 0.001 | 0.001355 | 3306 | 44 | Inlet Basket | 0.05 | Orlando | BMP-04: Lake Highland CDS Unit | Existing Update | Project Completed |  | BMP-04 | 8591.8526 | 1915271.7563 | 505 | 5% | 5% | 0.015894 | 0.001766
72 | 2 | 5.8124 | 510 | 72 | 2 | MDR | 5.0885 | 0.239 | 264.617 | 12.433 | 0.201 | 0.15 | 1.024 | 0.036 | 53.228 | 1.859 | 5.8124 | 0.008 | 0 | 0.046499 | 0 | 0.002 | 0.0017025 | 3306 | 44 | Inlet Basket | 0.05 | Orlando | BMP-04: Lake Highland CDS Unit | Existing Update | Project Completed |  | BMP-04 | 8591.8526 | 1915271.7563 | 510 | 5% | 5% | 0.0023249 | 0
72 | 4 | 2.8466 | 511 | 72 | 4 | IND | 8.0456 | 0.672 | 554.359 | 46.29 | 0.193 | 0.144 | 1.551 | 0.097 | 106.853 | 6.685 | 2.8466 | 0.011 | 0.001 | 0.031312 | 0.0028466 | 0.001 | 0.0015662 | 3306 | 44 | Inlet Basket | 0.05 | Orlando | BMP-04: Lake Highland CDS Unit | Existing Update | Project Completed |  | BMP-04 | 8591.8526 | 1915271.7563 | 511 | 5% | 5% | 0.0015656 | 0.00014233
63 | 2 | 0.0084956 | 461 | 63 | 2 | MDR | 7.4475 | 0.374 | 3959.7 | 198.599 | 0.503 | 1.085 | 3.745 | 0.405 | 1991.138 | 215.521 | 0.0084956 | 0.153 | 0.012 | 0.0012998 | 0.00010195 | 0.021 | 0.031522 | 3309 | 44 | Inlet Basket | 0.05 | Orlando | BMP-18: Lake Rowena Inlet Baskets | Existing Update | Project Completed |  | BMP-18 | 7420.0257 | 2217289.018 | 461 | 5% | 5% | 6.4991e-05 | 5.0974e-06
63 | 4 | 0.00098127 | 463 | 63 | 4 | IND | 11.8601 | 1.053 | 2855.017 | 253.563 | 0.492 | 1.055 | 5.832 | 1.112 | 1403.806 | 267.598 | 0.00098127 | 0.219 | 0.03 | 0.0002149 | 2.9438e-05 | 0.018 | 0.028585 | 3307 | 44 | Inlet Basket | 0.05 | Orlando | BMP-14: Lake Highland Inlet Baskets | Existing Update | Project Completed |  | BMP-14 | 17280.9151 | 7827499.6464 | 463 | 5% | 5% | 1.0745e-05 | 1.4719e-06
71 | 4 | 0.00098127 | 505 | 71 | 4 | IND | 14.4417 | 1.28 | 1471.032 | 130.382 | 0.173 | 0.121 | 2.492 | 0.155 | 253.873 | 15.745 | 0.00098127 | 0.018 | 0.002 | 1.7663e-05 | 1.9625e-06 | 0.001 | 0.001355 | 3307 | 44 | Inlet Basket | 0.05 | Orlando | BMP-14: Lake Highland Inlet Baskets | Existing Update | Project Completed |  | BMP-14 | 17280.9151 | 7827499.6464 | 505 | 5% | 5% | 8.8314e-07 | 9.8127e-08
73 | 4 | 1.2133 | 516 | 73 | 4 | IND | 8.0329 | 0.602 | 1692.908 | 126.871 | 0.248 | 0.201 | 1.992 | 0.121 | 419.906 | 25.485 | 1.2133 | 0.014 | 0.001 | 0.016986 | 0.0012133 | 0.002 | 0.002163 | 2845 | 15 | Lake Drainage Wells | 0.64 |  |  | TMDL | TMDL |  |  | 1958.6198 | 93592.9306 | 516 | 64% | 64% | 0.010871 | 0.00077651
74 | 4 | 0.93532 | 521 | 74 | 4 | IND | 12.7547 | 1.119 | 2575.779 | 225.942 | 0.464 | 0.585 | 5.915 | 0.654 | 1194.586 | 132.125 | 0.93532 | 0.011 | 0.001 | 0.010288 | 0.00093532 | 0.001 | 0.0013108 | 2845 | 15 | Lake Drainage Wells | 0.64 |  |  | TMDL | TMDL |  |  | 1958.6198 | 93592.9306 | 521 | 64% | 64% | 0.0065846 | 0.0005986
73 | 4 | 1.473 | 516 | 73 | 4 | IND | 8.0329 | 0.602 | 1692.908 | 126.871 | 0.248 | 0.201 | 1.992 | 0.121 | 419.906 | 25.485 | 1.473 | 0.014 | 0.001 | 0.020622 | 0.001473 | 0.002 | 0.002163 | 2846 | 15 | Lake Drainage Wells | 0.64 |  |  | TMDL | TMDL |  |  | 1220.9508 | 64163.258 | 516 | 64% | 64% | 0.013198 | 0.00094271
63 | 4 | 0.002616 | 463 | 63 | 4 | IND | 11.8601 | 1.053 | 2855.017 | 253.563 | 0.492 | 1.055 | 5.832 | 1.112 | 1403.806 | 267.598 | 0.002616 | 0.219 | 0.03 | 0.0005729 | 7.8479e-05 | 0.018 | 0.028585 | 2847 | 15 | Lake Drainage Wells | 0.64 |  |  | TMDL | TMDL |  |  | 538.7826 | 7512.7037 | 463 | 64% | 64% | 0.00036665 | 5.0226e-05
72 | 4 | 0.16985 | 511 | 72 | 4 | IND | 8.0456 | 0.672 | 554.359 | 46.29 | 0.193 | 0.144 | 1.551 | 0.097 | 106.853 | 6.685 | 0.16985 | 0.011 | 0.001 | 0.0018684 | 0.00016985 | 0.001 | 0.0015662 | 2847 | 15 | Lake Drainage Wells | 0.64 |  |  | TMDL | TMDL |  |  | 538.7826 | 7512.7037 | 511 | 64% | 64% | 0.0011958 | 0.00010871
76 | 4 | 0.75146 | 532 | 76 | 4 | IND | 6.7195 | 0.588 | 843.724 | 73.858 | 0.195 | 0.142 | 1.313 | 0.084 | 164.818 | 10.493 | 0.75146 | 0.001 | 0 | 0.00075146 | 0 | 0 | 0.00036669 | 2848 | 15 | Lake Drainage Wells | 0.64 |  |  | TMDL | TMDL |  |  | 855.8816 | 32733.5121 | 532 | 64% | 64% | 0.00048094 | 0
76 | 2 | 0.97491 | 530 | 76 | 2 | MDR | 4.2138 | 0.209 | 811.452 | 40.21 | 0.207 | 0.148 | 0.871 | 0.031 | 167.702 | 5.958 | 0.97491 | 0.001 | 0 | 0.00097491 | 0 | 0 | 0.00039998 | 2849 | 15 | Lake Drainage Wells | 0.64 |  |  | TMDL | TMDL |  |  | 1209.5689 | 43355.4748 | 530 | 64% | 64% | 0.00062394 | 0
76 | 4 | 0.020385 | 532 | 76 | 4 | IND | 6.7195 | 0.588 | 843.724 | 73.858 | 0.195 | 0.142 | 1.313 | 0.084 | 164.818 | 10.493 | 0.020385 | 0.001 | 0 | 2.0385e-05 | 0 | 0 | 0.00036669 | 2849 | 15 | Lake Drainage Wells | 0.64 |  |  | TMDL | TMDL |  |  | 1209.5689 | 43355.4748 | 532 | 64% | 64% | 1.3046e-05 | 0
63 | 4 | 0.0018831 | 463 | 63 | 4 | IND | 11.8601 | 1.053 | 2855.017 | 253.563 | 0.492 | 1.055 | 5.832 | 1.112 | 1403.806 | 267.598 | 0.0018831 | 0.219 | 0.03 | 0.00041239 | 5.6492e-05 | 0.018 | 0.028585 | 2850 | 15 | Lake Drainage Wells | 0.64 |  |  | TMDL | TMDL |  |  | 68.8706 | 91.8925 | 463 | 64% | 64% | 0.00026393 | 3.6155e-05
72 | 4 | 0.0002265 | 511 | 72 | 4 | IND | 8.0456 | 0.672 | 554.359 | 46.29 | 0.193 | 0.144 | 1.551 | 0.097 | 106.853 | 6.685 | 0.0002265 | 0.011 | 0.001 | 2.4915e-06 | 2.265e-07 | 0.001 | 0.0015662 | 2850 | 15 | Lake Drainage Wells | 0.64 |  |  | TMDL | TMDL |  |  | 68.8706 | 91.8925 | 511 | 64% | 64% | 1.5946e-06 | 1.4496e-07
63 | 4 | 0.0033387 | 463 | 63 | 4 | IND | 11.8601 | 1.053 | 2855.017 | 253.563 | 0.492 | 1.055 | 5.832 | 1.112 | 1403.806 | 267.598 | 0.0033387 | 0.219 | 0.03 | 0.00073118 | 0.00010016 | 0.018 | 0.028585 | 2851 | 15 | Lake Drainage Wells | 0.64 |  |  | TMDL | TMDL |  |  | 826.4019 | 26318.2326 | 463 | 64% | 64% | 0.00046795 | 6.4103e-05
72 | 4 | 0.60085 | 511 | 72 | 4 | IND | 8.0456 | 0.672 | 554.359 | 46.29 | 0.193 | 0.144 | 1.551 | 0.097 | 106.853 | 6.685 | 0.60085 | 0.011 | 0.001 | 0.0066093 | 0.00060085 | 0.001 | 0.0015662 | 2851 | 15 | Lake Drainage Wells | 0.64 |  |  | TMDL | TMDL |  |  | 826.4019 | 26318.2326 | 511 | 64% | 64% | 0.00423 | 0.00038454
72 | 4 | 0.24573 | 511 | 72 | 4 | IND | 8.0456 | 0.672 | 554.359 | 46.29 | 0.193 | 0.144 | 1.551 | 0.097 | 106.853 | 6.685 | 0.24573 | 0.011 | 0.001 | 0.002703 | 0.00024573 | 0.001 | 0.0015662 | 2852 | 15 | Lake Drainage Wells | 0.64 |  |  | TMDL | TMDL |  |  | 524.9051 | 10704.0075 | 511 | 64% | 64% | 0.0017299 | 0.00015727
73 | 2 | 0.010218 | 514 | 73 | 2 | MDR | 5.0631 | 0.214 | 299.067 | 12.628 | 0.259 | 0.209 | 1.313 | 0.045 | 77.57 | 2.635 | 0.010218 | 0.01 | 0.001 | 0.00010218 | 1.0218e-05 | 0.002 | 0.0023691 | 2853 | 15 | Lake Drainage Wells | 0.64 |  |  | TMDL | TMDL |  |  | 692.683 | 1141.6201 | 514 | 64% | 64% | 6.5395e-05 | 6.5395e-06
73 | 4 | 0.01599 | 516 | 73 | 4 | IND | 8.0329 | 0.602 | 1692.908 | 126.871 | 0.248 | 0.201 | 1.992 | 0.121 | 419.906 | 25.485 | 0.01599 | 0.014 | 0.001 | 0.00022386 | 1.599e-05 | 0.002 | 0.002163 | 2853 | 15 | Lake Drainage Wells | 0.64 |  |  | TMDL | TMDL |  |  | 692.683 | 1141.6201 | 516 | 64% | 64% | 0.00014327 | 1.0234e-05
76 | 3 | 0.028059 | 531 | 76 | 3 | HDR | 9.6413 | 0.743 | 247.926 | 19.112 | 0.207 | 0.149 | 1.992 | 0.111 | 51.232 | 2.857 | 0.028059 | 0.002 | 0 | 5.6118e-05 | 0 | 0 | 0.00043602 | 2854 | 15 | Lake Drainage Wells | 0.64 |  |  | TMDL | TMDL |  |  | 2510.9618 | 111369.1145 | 531 | 64% | 64% | 3.5916e-05 | 0
76 | 4 | 2.201 | 532 | 76 | 4 | IND | 6.7195 | 0.588 | 843.724 | 73.858 | 0.195 | 0.142 | 1.313 | 0.084 | 164.818 | 10.493 | 2.201 | 0.001 | 0 | 0.002201 | 0 | 0 | 0.00036669 | 2854 | 15 | Lake Drainage Wells | 0.64 |  |  | TMDL | TMDL |  |  | 2510.9618 | 111369.1145 | 532 | 64% | 64% | 0.0014087 | 0
73 | 4 | 0.0036257 | 516 | 73 | 4 | IND | 8.0329 | 0.602 | 1692.908 | 126.871 | 0.248 | 0.201 | 1.992 | 0.121 | 419.906 | 25.485 | 0.0036257 | 0.014 | 0.001 | 5.076e-05 | 3.6257e-06 | 0.002 | 0.002163 | 2855 | 15 | Lake Drainage Wells | 0.64 |  |  | TMDL | TMDL |  |  | 18503.5183 | 4863943.2162 | 516 | 64% | 64% | 3.2486e-05 | 2.3205e-06
76 | 2 | 2.72 | 530 | 76 | 2 | MDR | 4.2138 | 0.209 | 811.452 | 40.21 | 0.207 | 0.148 | 0.871 | 0.031 | 167.702 | 5.958 | 2.72 | 0.001 | 0 | 0.00272 | 0 | 0 | 0.00039998 | 2855 | 15 | Lake Drainage Wells | 0.64 |  |  | TMDL | TMDL |  |  | 18503.5183 | 4863943.2162 | 530 | 64% | 64% | 0.0017408 | 0
76 | 3 | 2.2351 | 531 | 76 | 3 | HDR | 9.6413 | 0.743 | 247.926 | 19.112 | 0.207 | 0.149 | 1.992 | 0.111 | 51.232 | 2.857 | 2.2351 | 0.002 | 0 | 0.0044702 | 0 | 0 | 0.00043602 | 2855 | 15 | Lake Drainage Wells | 0.64 |  |  | TMDL | TMDL |  |  | 18503.5183 | 4863943.2162 | 531 | 64% | 64% | 0.0028609 | 0
76 | 4 | 4.3745 | 532 | 76 | 4 | IND | 6.7195 | 0.588 | 843.724 | 73.858 | 0.195 | 0.142 | 1.313 | 0.084 | 164.818 | 10.493 | 4.3745 | 0.001 | 0 | 0.0043745 | 0 | 0 | 0.00036669 | 2855 | 15 | Lake Drainage Wells | 0.64 |  |  | TMDL | TMDL |  |  | 18503.5183 | 4863943.2162 | 532 | 64% | 64% | 0.0027997 | 0
76 | 8 | 61.0649 | 533 | 76 | 8 | AGR | 4.5948 | 0.246 | 506.728 | 27.16 | 0.228 | 0.166 | 1.046 | 0.041 | 115.387 | 4.515 | 61.0649 | 0.002 | 0 | 0.12213 | 0 | 0 | 0.0005983 | 2855 | 15 | Lake Drainage Wells | 0.64 |  |  | TMDL | TMDL |  |  | 18503.5183 | 4863943.2162 | 533 | 64% | 64% | 0.078163 | 0
76 | 12 | 37.1344 | 535 | 76 | 12 | WAT | 0.21682 | 0.004 | 9.259 | 0.192 | 0.237 | 0.182 | 0.051 | 0.001 | 2.194 | 0.035 | 37.1344 | 0 | 0 | 0 | 0 | 0 | 0.00043432 | 2855 | 15 | Lake Drainage Wells | 0.64 |  |  | TMDL | TMDL |  |  | 18503.5183 | 4863943.2162 | 535 | 64% | 64% | 0 | 0
70 | 2 | 7.2772 | 497 | 70 | 2 | MDR | 5.5229 | 0.254 | 1760.42 | 81.108 | 0.385 | 0.206 | 2.127 | 0.052 | 677.966 | 16.675 | 7.2772 | 0.036 | 0.002 | 0.26198 | 0.014554 | 0.007 | 0.0084055 | 2856 | 15 | Lake Drainage Wells | 0.64 |  |  | TMDL | TMDL |  |  | 25733.4571 | 9104091.4993 | 497 | 64% | 64% | 0.16767 | 0.0093148
70 | 3 | 1.0978 | 498 | 70 | 3 | HDR | 12.6366 | 0.906 | 99.975 | 7.166 | 0.385 | 0.207 | 4.866 | 0.188 | 38.494 | 1.486 | 1.0978 | 0.082 | 0.008 | 0.090016 | 0.008782 | 0.007 | 0.0091169 | 2856 | 15 | Lake Drainage Wells | 0.64 |  |  | TMDL | TMDL |  |  | 25733.4571 | 9104091.4993 | 498 | 64% | 64% | 0.05761 | 0.0056205
70 | 4 | 2.3386 | 499 | 70 | 4 | IND | 8.7985 | 0.717 | 2253.879 | 183.718 | 0.374 | 0.198 | 3.292 | 0.142 | 843.264 | 36.33 | 2.3386 | 0.05 | 0.006 | 0.11693 | 0.014031 | 0.006 | 0.0076716 | 2856 | 15 | Lake Drainage Wells | 0.64 |  |  | TMDL | TMDL |  |  | 25733.4571 | 9104091.4993 | 499 | 64% | 64% | 0.074835 | 0.0089802
73 | 2 | 20.6264 | 514 | 73 | 2 | MDR | 5.0631 | 0.214 | 299.067 | 12.628 | 0.259 | 0.209 | 1.313 | 0.045 | 77.57 | 2.635 | 20.6264 | 0.01 | 0.001 | 0.20626 | 0.020626 | 0.002 | 0.0023691 | 2856 | 15 | Lake Drainage Wells | 0.64 |  |  | TMDL | TMDL |  |  | 25733.4571 | 9104091.4993 | 514 | 64% | 64% | 0.13201 | 0.013201
73 | 3 | 2.1358 | 515 | 73 | 3 | HDR | 11.5849 | 0.759 | 171.532 | 11.245 | 0.259 | 0.209 | 3.004 | 0.159 | 44.478 | 2.353 | 2.1358 | 0.023 | 0.002 | 0.049123 | 0.0042715 | 0.002 | 0.0025716 | 2856 | 15 | Lake Drainage Wells | 0.64 |  |  | TMDL | TMDL |  |  | 25733.4571 | 9104091.4993 | 515 | 64% | 64% | 0.031439 | 0.0027338
73 | 4 | 32.2292 | 516 | 73 | 4 | IND | 8.0329 | 0.602 | 1692.908 | 126.871 | 0.248 | 0.201 | 1.992 | 0.121 | 419.906 | 25.485 | 32.2292 | 0.014 | 0.001 | 0.45121 | 0.032229 | 0.002 | 0.002163 | 2856 | 15 | Lake Drainage Wells | 0.64 |  |  | TMDL | TMDL |  |  | 25733.4571 | 9104091.4993 | 516 | 64% | 64% | 0.28877 | 0.020627
73 | 12 | 48.2949 | 519 | 73 | 12 | WAT | 0.26192 | 0.005 | 16.99 | 0.299 | 0.304 | 0.252 | 0.08 | 0.001 | 5.17 | 0.075 | 48.2949 | 0.001 | 0 | 0.048295 | 0 | 0.002 | 0.003623 | 2856 | 15 | Lake Drainage Wells | 0.64 |  |  | TMDL | TMDL |  |  | 25733.4571 | 9104091.4993 | 519 | 64% | 64% | 0.030909 | 0
74 | 4 | 0.29127 | 521 | 74 | 4 | IND | 12.7547 | 1.119 | 2575.779 | 225.942 | 0.464 | 0.585 | 5.915 | 0.654 | 1194.586 | 132.125 | 0.29127 | 0.011 | 0.001 | 0.003204 | 0.00029127 | 0.001 | 0.0013108 | 2856 | 15 | Lake Drainage Wells | 0.64 |  |  | TMDL | TMDL |  |  | 25733.4571 | 9104091.4993 | 521 | 64% | 64% | 0.0020506 | 0.00018641
75 | 2 | 52.6229 | 525 | 75 | 2 | MDR | 4.0181 | 0.212 | 821.93 | 43.453 | 0.398 | 0.494 | 1.599 | 0.105 | 327.079 | 21.486 | 52.6229 | 0.004 | 0 | 0.21049 | 0 | 0.001 | 0.0018526 | 2856 | 15 | Lake Drainage Wells | 0.64 |  |  | TMDL | TMDL |  |  | 25733.4571 | 9104091.4993 | 525 | 64% | 64% | 0.13471 | 0
75 | 3 | 9.5004 | 526 | 75 | 3 | HDR | 9.1935 | 0.757 | 92.045 | 7.584 | 0.398 | 0.506 | 3.659 | 0.383 | 36.633 | 3.837 | 9.5004 | 0.008 | 0.002 | 0.076003 | 0.019001 | 0.001 | 0.0020218 | 2856 | 15 | Lake Drainage Wells | 0.64 |  |  | TMDL | TMDL |  |  | 25733.4571 | 9104091.4993 | 526 | 64% | 64% | 0.048642 | 0.012161
75 | 4 | 8.2952 | 527 | 75 | 4 | IND | 6.4171 | 0.599 | 216.238 | 20.191 | 0.386 | 0.477 | 2.475 | 0.286 | 83.408 | 9.627 | 8.2952 | 0.005 | 0.001 | 0.041476 | 0.0082952 | 0.001 | 0.0016881 | 2856 | 15 | Lake Drainage Wells | 0.64 |  |  | TMDL | TMDL |  |  | 25733.4571 | 9104091.4993 | 527 | 64% | 64% | 0.026545 | 0.0053089
75 | 12 | 24.2925 | 529 | 75 | 12 | WAT | 0.20599 | 0.005 | 5.009 | 0.111 | 0.406 | 0.57 | 0.084 | 0.003 | 2.032 | 0.063 | 24.2925 | 0 | 0 | 0 | 0 | 0.001 | 0.0030117 | 2856 | 15 | Lake Drainage Wells | 0.64 |  |  | TMDL | TMDL |  |  | 25733.4571 | 9104091.4993 | 529 | 64% | 64% | 0 | 0
76 | 4 | 0.034997 | 532 | 76 | 4 | IND | 6.7195 | 0.588 | 843.724 | 73.858 | 0.195 | 0.142 | 1.313 | 0.084 | 164.818 | 10.493 | 0.034997 | 0.001 | 0 | 3.4997e-05 | 0 | 0 | 0.00036669 | 2857 | 15 | Lake Drainage Wells | 0.64 |  |  | TMDL | TMDL |  |  | 218.1153 | 1524.4675 | 532 | 64% | 64% | 2.2398e-05 | 0
70 | 2 | 0.067198 | 497 | 70 | 2 | MDR | 5.5229 | 0.254 | 1760.42 | 81.108 | 0.385 | 0.206 | 2.127 | 0.052 | 677.966 | 16.675 | 0.067198 | 0.036 | 0.002 | 0.0024191 | 0.0001344 | 0.007 | 0.0084055 | 2858 | 15 | Lake Drainage Wells | 0.64 |  |  | TMDL | TMDL |  |  | 830.0374 | 20198.0447 | 497 | 64% | 64% | 0.0015483 | 8.6014e-05
70 | 12 | 0.39649 | 502 | 70 | 12 | WAT | 0.2829 | 0.005 | 34.355 | 0.664 | 0.416 | 0.251 | 0.118 | 0.001 | 14.285 | 0.166 | 0.39649 | 0.002 | 0 | 0.00079297 | 0 | 0.007 | 0.013176 | 2858 | 15 | Lake Drainage Wells | 0.64 |  |  | TMDL | TMDL |  |  | 830.0374 | 20198.0447 | 502 | 64% | 64% | 0.0005075 | 0
70 | 12 | 0.0032169 | 502 | 70 | 12 | WAT | 0.2829 | 0.005 | 34.355 | 0.664 | 0.416 | 0.251 | 0.118 | 0.001 | 14.285 | 0.166 | 0.0032169 | 0.002 | 0 | 6.4338e-06 | 0 | 0.007 | 0.013176 | 2859 | 15 | Lake Drainage Wells | 0.64 |  |  | TMDL | TMDL |  |  | 174.4776 | 140.1278 | 502 | 64% | 64% | 4.1176e-06 | 0
75 | 2 | 14.3168 | 525 | 75 | 2 | MDR | 4.0181 | 0.212 | 821.93 | 43.453 | 0.398 | 0.494 | 1.599 | 0.105 | 327.079 | 21.486 | 14.3168 | 0.004 | 0 | 0.057267 | 0 | 0.001 | 0.0018526 | 2860 | 15 | Lake Drainage Wells | 0.64 |  |  | TMDL | TMDL |  |  | 6279.0514 | 623636.2491 | 525 | 64% | 64% | 0.036651 | 0
76 | 2 | 0.031309 | 530 | 76 | 2 | MDR | 4.2138 | 0.209 | 811.452 | 40.21 | 0.207 | 0.148 | 0.871 | 0.031 | 167.702 | 5.958 | 0.031309 | 0.001 | 0 | 3.1309e-05 | 0 | 0 | 0.00039998 | 2861 | 15 | Lake Drainage Wells | 0.64 |  |  | TMDL | TMDL |  |  | 2302.2774 | 168949.9648 | 530 | 64% | 64% | 2.0038e-05 | 0
76 | 4 | 3.7172 | 532 | 76 | 4 | IND | 6.7195 | 0.588 | 843.724 | 73.858 | 0.195 | 0.142 | 1.313 | 0.084 | 164.818 | 10.493 | 3.7172 | 0.001 | 0 | 0.0037172 | 0 | 0 | 0.00036669 | 2861 | 15 | Lake Drainage Wells | 0.64 |  |  | TMDL | TMDL |  |  | 2302.2774 | 168949.9648 | 532 | 64% | 64% | 0.002379 | 0
69 | 2 | 6.4365 | 491 | 69 | 2 | MDR | 9.3846 | 0.438 | 505.751 | 23.618 | 0.663 | 0.46 | 6.225 | 0.202 | 335.457 | 10.872 | 6.4365 | 0.139 | 0.012 | 0.89467 | 0.077237 | 0.015 | 0.02792 | 2862 | 15 | Lake Drainage Wells | 0.64 |  |  | TMDL | TMDL |  |  | 56218.2142 | 16279175.5551 | 491 | 64% | 64% | 0.57259 | 0.049432
69 | 3 | 0.6629 | 492 | 69 | 3 | HDR | 21.4728 | 1.56 | 40.956 | 2.976 | 0.663 | 0.462 | 14.241 | 0.72 | 27.162 | 1.374 | 0.6629 | 0.318 | 0.047 | 0.2108 | 0.031156 | 0.015 | 0.030219 | 2862 | 15 | Lake Drainage Wells | 0.64 |  |  | TMDL | TMDL |  |  | 56218.2142 | 16279175.5551 | 492 | 64% | 64% | 0.13491 | 0.01994
69 | 4 | 2.9975 | 493 | 69 | 4 | IND | 14.9159 | 1.234 | 1131.699 | 93.64 | 0.651 | 0.447 | 9.715 | 0.552 | 737.083 | 41.902 | 2.9975 | 0.196 | 0.031 | 0.5875 | 0.092921 | 0.013 | 0.025516 | 2862 | 15 | Lake Drainage Wells | 0.64 |  |  | TMDL | TMDL |  |  | 56218.2142 | 16279175.5551 | 493 | 64% | 64% | 0.376 | 0.05947
70 | 2 | 7.965 | 497 | 70 | 2 | MDR | 5.5229 | 0.254 | 1760.42 | 81.108 | 0.385 | 0.206 | 2.127 | 0.052 | 677.966 | 16.675 | 7.965 | 0.036 | 0.002 | 0.28674 | 0.01593 | 0.007 | 0.0084055 | 2862 | 15 | Lake Drainage Wells | 0.64 |  |  | TMDL | TMDL |  |  | 56218.2142 | 16279175.5551 | 497 | 64% | 64% | 0.18351 | 0.010195
70 | 3 | 5.8268 | 498 | 70 | 3 | HDR | 12.6366 | 0.906 | 99.975 | 7.166 | 0.385 | 0.207 | 4.866 | 0.188 | 38.494 | 1.486 | 5.8268 | 0.082 | 0.008 | 0.47779 | 0.046614 | 0.007 | 0.0091169 | 2862 | 15 | Lake Drainage Wells | 0.64 |  |  | TMDL | TMDL |  |  | 56218.2142 | 16279175.5551 | 498 | 64% | 64% | 0.30579 | 0.029833
70 | 4 | 126.7925 | 499 | 70 | 4 | IND | 8.7985 | 0.717 | 2253.879 | 183.718 | 0.374 | 0.198 | 3.292 | 0.142 | 843.264 | 36.33 | 126.7925 | 0.05 | 0.006 | 6.3396 | 0.76075 | 0.006 | 0.0076716 | 2862 | 15 | Lake Drainage Wells | 0.64 |  |  | TMDL | TMDL |  |  | 56218.2142 | 16279175.5551 | 499 | 64% | 64% | 4.0574 | 0.48688
70 | 6 | 1.4964 | 500 | 70 | 6 | OPE | 2.4604 | 0.099 | 11.619 | 0.465 | 0.397 | 0.22 | 0.976 | 0.022 | 4.608 | 0.102 | 1.4964 | 0.018 | 0.001 | 0.026936 | 0.0014964 | 0.007 | 0.010205 | 2862 | 15 | Lake Drainage Wells | 0.64 |  |  | TMDL | TMDL |  |  | 56218.2142 | 16279175.5551 | 500 | 64% | 64% | 0.017239 | 0.00095771
70 | 10 | 3.1497 | 501 | 70 | 10 | RAN | 2.1291 | 0.08 | 6.701 | 0.253 | 0.405 | 0.229 | 0.863 | 0.018 | 2.716 | 0.058 | 3.1497 | 0.018 | 0.001 | 0.056695 | 0.0031497 | 0.008 | 0.011846 | 2862 | 15 | Lake Drainage Wells | 0.64 |  |  | TMDL | TMDL |  |  | 56218.2142 | 16279175.5551 | 501 | 64% | 64% | 0.036285 | 0.0020158
70 | 12 | 59.395 | 502 | 70 | 12 | WAT | 0.2829 | 0.005 | 34.355 | 0.664 | 0.416 | 0.251 | 0.118 | 0.001 | 14.285 | 0.166 | 59.395 | 0.002 | 0 | 0.11879 | 0 | 0.007 | 0.013176 | 2862 | 15 | Lake Drainage Wells | 0.64 |  |  | TMDL | TMDL |  |  | 56218.2142 | 16279175.5551 | 502 | 64% | 64% | 0.076026 | 0
70 | 13 | 0.40275 | 503 | 70 | 13 | WET | 0.82208 | 0.031 | 3.13 | 0.118 | 0.42 | 0.268 | 0.345 | 0.008 | 1.315 | 0.032 | 0.40275 | 0.006 | 0 | 0.0024165 | 0 | 0.007 | 0.014822 | 2862 | 15 | Lake Drainage Wells | 0.64 |  |  | TMDL | TMDL |  |  | 56218.2142 | 16279175.5551 | 503 | 64% | 64% | 0.0015466 | 0
71 | 2 | 1.3405e-06 | 504 | 71 | 2 | MDR | 9.0838 | 0.454 | 955.962 | 47.796 | 0.18 | 0.125 | 1.638 | 0.057 | 172.39 | 5.989 | 1.3405e-06 | 0.013 | 0.001 | 1.7427e-08 | 1.3405e-09 | 0.001 | 0.0014855 | 2862 | 15 | Lake Drainage Wells | 0.64 |  |  | TMDL | TMDL |  |  | 56218.2142 | 16279175.5551 | 504 | 64% | 64% | 1.1153e-08 | 8.5793e-10
71 | 4 | 4.8102 | 505 | 71 | 4 | IND | 14.4417 | 1.28 | 1471.032 | 130.382 | 0.173 | 0.121 | 2.492 | 0.155 | 253.873 | 15.745 | 4.8102 | 0.018 | 0.002 | 0.086584 | 0.0096204 | 0.001 | 0.001355 | 2862 | 15 | Lake Drainage Wells | 0.64 |  |  | TMDL | TMDL |  |  | 56218.2142 | 16279175.5551 | 505 | 64% | 64% | 0.055414 | 0.0061571
71 | 6 | 0.49725 | 506 | 71 | 6 | OPE | 4.0542 | 0.176 | 6.166 | 0.268 | 0.188 | 0.133 | 0.763 | 0.024 | 1.161 | 0.036 | 0.49725 | 0.007 | 0 | 0.0034807 | 0 | 0.002 | 0.0018632 | 2862 | 15 | Lake Drainage Wells | 0.64 |  |  | TMDL | TMDL |  |  | 56218.2142 | 16279175.5551 | 506 | 64% | 64% | 0.0022277 | 0
72 | 2 | 15.0511 | 510 | 72 | 2 | MDR | 5.0885 | 0.239 | 264.617 | 12.433 | 0.201 | 0.15 | 1.024 | 0.036 | 53.228 | 1.859 | 15.0511 | 0.008 | 0 | 0.12041 | 0 | 0.002 | 0.0017025 | 2862 | 15 | Lake Drainage Wells | 0.64 |  |  | TMDL | TMDL |  |  | 56218.2142 | 16279175.5551 | 510 | 64% | 64% | 0.077062 | 0
72 | 4 | 44.7001 | 511 | 72 | 4 | IND | 8.0456 | 0.672 | 554.359 | 46.29 | 0.193 | 0.144 | 1.551 | 0.097 | 106.853 | 6.685 | 44.7001 | 0.011 | 0.001 | 0.4917 | 0.0447 | 0.001 | 0.0015662 | 2862 | 15 | Lake Drainage Wells | 0.64 |  |  | TMDL | TMDL |  |  | 56218.2142 | 16279175.5551 | 511 | 64% | 64% | 0.31469 | 0.028608
72 | 12 | 9.071 | 512 | 72 | 12 | WAT | 0.26789 | 0.005 | 2.428 | 0.047 | 0.235 | 0.175 | 0.063 | 0.001 | 0.57 | 0.008 | 9.071 | 0 | 0 | 0 | 0 | 0.002 | 0.0035442 | 2862 | 15 | Lake Drainage Wells | 0.64 |  |  | TMDL | TMDL |  |  | 56218.2142 | 16279175.5551 | 512 | 64% | 64% | 0 | 0
72 | 13 | 1.475 | 513 | 72 | 13 | WET | 0.78032 | 0.03 | 1.15 | 0.044 | 0.238 | 0.185 | 0.186 | 0.005 | 0.274 | 0.008 | 1.475 | 0.001 | 0 | 0.001475 | 0 | 0.002 | 0.0038242 | 2862 | 15 | Lake Drainage Wells | 0.64 |  |  | TMDL | TMDL |  |  | 56218.2142 | 16279175.5551 | 513 | 64% | 64% | 0.00094402 | 0
73 | 4 | 72.7579 | 516 | 73 | 4 | IND | 8.0329 | 0.602 | 1692.908 | 126.871 | 0.248 | 0.201 | 1.992 | 0.121 | 419.906 | 25.485 | 72.7579 | 0.014 | 0.001 | 1.0186 | 0.072758 | 0.002 | 0.002163 | 2862 | 15 | Lake Drainage Wells | 0.64 |  |  | TMDL | TMDL |  |  | 56218.2142 | 16279175.5551 | 516 | 64% | 64% | 0.65191 | 0.046565
73 | 6 | 0.84506 | 517 | 73 | 6 | OPE | 2.2652 | 0.083 | 1.961 | 0.072 | 0.271 | 0.222 | 0.614 | 0.018 | 0.531 | 0.016 | 0.84506 | 0.005 | 0 | 0.0042253 | 0 | 0.002 | 0.0023263 | 2862 | 15 | Lake Drainage Wells | 0.64 |  |  | TMDL | TMDL |  |  | 56218.2142 | 16279175.5551 | 517 | 64% | 64% | 0.0027042 | 0
73 | 10 | 7.6961 | 518 | 73 | 10 | RAN | 1.9639 | 0.067 | 16.511 | 0.567 | 0.279 | 0.23 | 0.549 | 0.016 | 4.613 | 0.13 | 7.6961 | 0.005 | 0 | 0.038481 | 0 | 0.003 | 0.0032315 | 2862 | 15 | Lake Drainage Wells | 0.64 |  |  | TMDL | TMDL |  |  | 56218.2142 | 16279175.5551 | 518 | 64% | 64% | 0.024628 | 0
78 | 2 | 1.1601 | 541 | 0 | 0 |  | 0 | 0 | 0 | 0 | 0 | 0 | 0 | 0 | 0 | 0 | 1.1601 | 0 | 0 | 0 | 0 | 0 | 0 | 2862 | 15 | Lake Drainage Wells | 0.64 |  |  | TMDL | TMDL |  |  | 56218.2142 | 16279175.5551 | 541 | 64% | 64% | 0 | 0
78 | 4 | 0.52806 | 542 | 0 | 0 |  | 0 | 0 | 0 | 0 | 0 | 0 | 0 | 0 | 0 | 0 | 0.52806 | 0 | 0 | 0 | 0 | 0 | 0 | 2862 | 15 | Lake Drainage Wells | 0.64 |  |  | TMDL | TMDL |  |  | 56218.2142 | 16279175.5551 | 542 | 64% | 64% | 0 | 0
63 | 2 | 3.5129 | 461 | 63 | 2 | MDR | 7.4475 | 0.374 | 3959.7 | 198.599 | 0.503 | 1.085 | 3.745 | 0.405 | 1991.138 | 215.521 | 3.5129 | 0.153 | 0.012 | 0.53748 | 0.042155 | 0.021 | 0.031522 | 2863 | 15 | Lake Drainage Wells | 0.64 |  |  | TMDL | TMDL |  |  | 12197.0089 | 3262832.9609 | 461 | 64% | 64% | 0.34399 | 0.026979
63 | 4 | 6.48 | 463 | 63 | 4 | IND | 11.8601 | 1.053 | 2855.017 | 253.563 | 0.492 | 1.055 | 5.832 | 1.112 | 1403.806 | 267.598 | 6.48 | 0.219 | 0.03 | 1.4191 | 0.1944 | 0.018 | 0.028585 | 2863 | 15 | Lake Drainage Wells | 0.64 |  |  | TMDL | TMDL |  |  | 12197.0089 | 3262832.9609 | 463 | 64% | 64% | 0.90824 | 0.12442
64 | 2 | 25.6438 | 467 | 64 | 2 | MDR | 5.5472 | 0.253 | 157.66 | 7.198 | 0.461 | 0.148 | 2.559 | 0.038 | 72.724 | 1.068 | 25.6438 | 0.062 | 0.003 | 1.5899 | 0.076931 | 0.011 | 0.011427 | 2863 | 15 | Lake Drainage Wells | 0.64 |  |  | TMDL | TMDL |  |  | 12197.0089 | 3262832.9609 | 467 | 64% | 64% | 1.0175 | 0.049236
64 | 4 | 12.6254 | 468 | 64 | 4 | IND | 8.7962 | 0.711 | 115.218 | 9.307 | 0.442 | 0.141 | 3.889 | 0.1 | 50.938 | 1.312 | 12.6254 | 0.086 | 0.007 | 1.0858 | 0.088378 | 0.01 | 0.01044 | 2863 | 15 | Lake Drainage Wells | 0.64 |  |  | TMDL | TMDL |  |  | 12197.0089 | 3262832.9609 | 468 | 64% | 64% | 0.6949 | 0.056562
64 | 12 | 7.8849 | 469 | 64 | 12 | WAT | 0.30072 | 0.006 | 2.37 | 0.045 | 0.503 | 0.193 | 0.151 | 0.001 | 1.192 | 0.009 | 7.8849 | 0.003 | 0 | 0.023655 | 0 | 0.011 | 0.016717 | 2863 | 15 | Lake Drainage Wells | 0.64 |  |  | TMDL | TMDL |  |  | 12197.0089 | 3262832.9609 | 469 | 64% | 64% | 0.015139 | 0
64 | 13 | 3.6094 | 470 | 64 | 13 | WET | 0.87788 | 0.033 | 3.166 | 0.119 | 0.509 | 0.209 | 0.447 | 0.007 | 1.612 | 0.025 | 3.6094 | 0.01 | 0.001 | 0.036094 | 0.0036094 | 0.011 | 0.01967 | 2863 | 15 | Lake Drainage Wells | 0.64 |  |  | TMDL | TMDL |  |  | 12197.0089 | 3262832.9609 | 470 | 64% | 64% | 0.0231 | 0.00231
65 | 2 | 4.7018 | 471 | 65 | 2 | MDR | 9.428 | 0.562 | 644.21 | 38.408 | 0.258 | 0.114 | 2.435 | 0.064 | 166.363 | 4.395 | 4.7018 | 0.033 | 0.001 | 0.15516 | 0.0047018 | 0.003 | 0.0019462 | 2863 | 15 | Lake Drainage Wells | 0.64 |  |  | TMDL | TMDL |  |  | 12197.0089 | 3262832.9609 | 471 | 64% | 64% | 0.099302 | 0.0030092
65 | 4 | 0.0094625 | 472 | 65 | 4 | IND | 15.0447 | 1.587 | 0.452 | 0.048 | 0.247 | 0.11 | 3.721 | 0.174 | 0.112 | 0.005 | 0.0094625 | 0.042 | 0.003 | 0.00039743 | 2.8388e-05 | 0.003 | 0.0017494 | 2863 | 15 | Lake Drainage Wells | 0.64 |  |  | TMDL | TMDL |  |  | 12197.0089 | 3262832.9609 | 472 | 64% | 64% | 0.00025435 | 1.8168e-05
66 | 2 | 10.434 | 474 | 66 | 2 | MDR | 8.9792 | 0.44 | 638.788 | 31.3 | 0.204 | 0.154 | 1.833 | 0.068 | 130.37 | 4.828 | 10.434 | 0.043 | 0.004 | 0.44866 | 0.041736 | 0.005 | 0.0099068 | 2863 | 15 | Lake Drainage Wells | 0.64 |  |  | TMDL | TMDL |  |  | 12197.0089 | 3262832.9609 | 474 | 64% | 64% | 0.28714 | 0.026711
66 | 4 | 0.002965 | 476 | 66 | 4 | IND | 14.2977 | 1.24 | 925.139 | 80.228 | 0.195 | 0.149 | 2.787 | 0.184 | 180.32 | 11.917 | 0.002965 | 0.06 | 0.011 | 0.0001779 | 3.2615e-05 | 0.004 | 0.0090274 | 2863 | 15 | Lake Drainage Wells | 0.64 |  |  | TMDL | TMDL |  |  | 12197.0089 | 3262832.9609 | 476 | 64% | 64% | 0.00011385 | 2.0873e-05
75 | 4 | 0.0063402 | 527 | 75 | 4 | IND | 6.4171 | 0.599 | 216.238 | 20.191 | 0.386 | 0.477 | 2.475 | 0.286 | 83.408 | 9.627 | 0.0063402 | 0.005 | 0.001 | 3.1701e-05 | 6.3402e-06 | 0.001 | 0.0016881 | 2864 | 15 | Lake Drainage Wells | 0.64 |  |  | TMDL | TMDL |  |  | 1015.8895 | 9296.0091 | 527 | 64% | 64% | 2.0289e-05 | 4.0577e-06
75 | 2 | 1.6364 | 525 | 75 | 2 | MDR | 4.0181 | 0.212 | 821.93 | 43.453 | 0.398 | 0.494 | 1.599 | 0.105 | 327.079 | 21.486 | 1.6364 | 0.004 | 0 | 0.0065456 | 0 | 0.001 | 0.0018526 | 2865 | 15 | Lake Drainage Wells | 0.64 |  |  | TMDL | TMDL |  |  | 5704.4451 | 161647.5926 | 525 | 64% | 64% | 0.0041892 | 0
75 | 4 | 0.549 | 527 | 75 | 4 | IND | 6.4171 | 0.599 | 216.238 | 20.191 | 0.386 | 0.477 | 2.475 | 0.286 | 83.408 | 9.627 | 0.549 | 0.005 | 0.001 | 0.002745 | 0.000549 | 0.001 | 0.0016881 | 2865 | 15 | Lake Drainage Wells | 0.64 |  |  | TMDL | TMDL |  |  | 5704.4451 | 161647.5926 | 527 | 64% | 64% | 0.0017568 | 0.00035136
76 | 2 | 0.00012897 | 530 | 76 | 2 | MDR | 4.2138 | 0.209 | 811.452 | 40.21 | 0.207 | 0.148 | 0.871 | 0.031 | 167.702 | 5.958 | 0.00012897 | 0.001 | 0 | 1.2897e-07 | 0 | 0 | 0.00039998 | 2865 | 15 | Lake Drainage Wells | 0.64 |  |  | TMDL | TMDL |  |  | 5704.4451 | 161647.5926 | 530 | 64% | 64% | 8.2538e-08 | 0
76 | 4 | 0.017741 | 532 | 76 | 4 | IND | 6.7195 | 0.588 | 843.724 | 73.858 | 0.195 | 0.142 | 1.313 | 0.084 | 164.818 | 10.493 | 0.017741 | 0.001 | 0 | 1.7741e-05 | 0 | 0 | 0.00036669 | 2865 | 15 | Lake Drainage Wells | 0.64 |  |  | TMDL | TMDL |  |  | 5704.4451 | 161647.5926 | 532 | 64% | 64% | 1.1354e-05 | 0
76 | 4 | 1.5245 | 532 | 76 | 4 | IND | 6.7195 | 0.588 | 843.724 | 73.858 | 0.195 | 0.142 | 1.313 | 0.084 | 164.818 | 10.493 | 1.5245 | 0.001 | 0 | 0.0015245 | 0 | 0 | 0.00036669 | 2866 | 15 | Lake Drainage Wells | 0.64 |  |  | TMDL | TMDL |  |  | 2483.3886 | 66588.0676 | 532 | 64% | 64% | 0.00097571 | 0
69 | 2 | 0.03051 | 491 | 69 | 2 | MDR | 9.3846 | 0.438 | 505.751 | 23.618 | 0.663 | 0.46 | 6.225 | 0.202 | 335.457 | 10.872 | 0.03051 | 0.139 | 0.012 | 0.0042409 | 0.00036612 | 0.015 | 0.02792 | 2867 | 15 | Lake Drainage Wells | 0.64 |  |  | TMDL | TMDL |  |  | 281.0439 | 1447.4028 | 491 | 64% | 64% | 0.0027142 | 0.00023432
70 | 2 | 0.0027179 | 497 | 70 | 2 | MDR | 5.5229 | 0.254 | 1760.42 | 81.108 | 0.385 | 0.206 | 2.127 | 0.052 | 677.966 | 16.675 | 0.0027179 | 0.036 | 0.002 | 9.7844e-05 | 5.4358e-06 | 0.007 | 0.0084055 | 2867 | 15 | Lake Drainage Wells | 0.64 |  |  | TMDL | TMDL |  |  | 281.0439 | 1447.4028 | 497 | 64% | 64% | 6.262e-05 | 3.4789e-06
61 | 2 | 1.9221e-05 | 452 | 61 | 2 | MDR | 14.6836 | 0.846 | 4285.373 | 247.044 | 0.522 | 0.455 | 7.661 | 0.385 | 2235.766 | 112.484 | 1.9221e-05 | 0.549 | 0.028 | 1.0553e-05 | 5.382e-07 | 0.037 | 0.032831 | 2868 | 15 | Lake Drainage Wells | 0.64 |  |  | TMDL | TMDL |  |  | 295.4106 | 282.4177 | 452 | 64% | 64% | 6.7536e-06 | 3.4445e-07
62 | 2 | 0.0064621 | 456 | 62 | 2 | MDR | 5.1315 | 0.314 | 561.15 | 34.379 | 0.358 | 0.211 | 1.836 | 0.066 | 200.824 | 7.256 | 0.0064621 | 0.076 | 0.003 | 0.00049112 | 1.9386e-05 | 0.015 | 0.0089443 | 2868 | 15 | Lake Drainage Wells | 0.64 |  |  | TMDL | TMDL |  |  | 295.4106 | 282.4177 | 456 | 64% | 64% | 0.00031432 | 1.2407e-05
69 | 2 | 0.021505 | 491 | 69 | 2 | MDR | 9.3846 | 0.438 | 505.751 | 23.618 | 0.663 | 0.46 | 6.225 | 0.202 | 335.457 | 10.872 | 0.021505 | 0.139 | 0.012 | 0.0029892 | 0.00025806 | 0.015 | 0.02792 | 2869 | 15 | Lake Drainage Wells | 0.64 |  |  | TMDL | TMDL |  |  | 6128.8484 | 583799.9 | 491 | 64% | 64% | 0.0019131 | 0.00016516
69 | 4 | 0.0072446 | 493 | 69 | 4 | IND | 14.9159 | 1.234 | 1131.699 | 93.64 | 0.651 | 0.447 | 9.715 | 0.552 | 737.083 | 41.902 | 0.0072446 | 0.196 | 0.031 | 0.0014199 | 0.00022458 | 0.013 | 0.025516 | 2869 | 15 | Lake Drainage Wells | 0.64 |  |  | TMDL | TMDL |  |  | 6128.8484 | 583799.9 | 493 | 64% | 64% | 0.00090876 | 0.00014373
70 | 2 | 3.2513 | 497 | 70 | 2 | MDR | 5.5229 | 0.254 | 1760.42 | 81.108 | 0.385 | 0.206 | 2.127 | 0.052 | 677.966 | 16.675 | 3.2513 | 0.036 | 0.002 | 0.11705 | 0.0065026 | 0.007 | 0.0084055 | 2869 | 15 | Lake Drainage Wells | 0.64 |  |  | TMDL | TMDL |  |  | 6128.8484 | 583799.9 | 497 | 64% | 64% | 0.074911 | 0.0041617
70 | 4 | 10.1222 | 499 | 70 | 4 | IND | 8.7985 | 0.717 | 2253.879 | 183.718 | 0.374 | 0.198 | 3.292 | 0.142 | 843.264 | 36.33 | 10.1222 | 0.05 | 0.006 | 0.50611 | 0.060733 | 0.006 | 0.0076716 | 2869 | 15 | Lake Drainage Wells | 0.64 |  |  | TMDL | TMDL |  |  | 6128.8484 | 583799.9 | 499 | 64% | 64% | 0.32391 | 0.038869
68 | 2 | 1.403 | 482 | 68 | 2 | MDR | 8.1781 | 0.451 | 3278.673 | 180.849 | 0.368 | 0.359 | 3.013 | 0.162 | 1208.098 | 65.009 | 1.403 | 0.029 | 0.003 | 0.040687 | 0.004209 | 0.004 | 0.0066584 | 2870 | 15 | Lake Drainage Wells | 0.64 |  |  | TMDL | TMDL |  |  | 10769.2398 | 3180441.9148 | 482 | 64% | 64% | 0.02604 | 0.0026938
68 | 4 | 0.019209 | 484 | 68 | 4 | IND | 13.0109 | 1.271 | 1684.79 | 164.641 | 0.356 | 0.352 | 4.638 | 0.448 | 600.604 | 57.953 | 0.019209 | 0.04 | 0.008 | 0.00076838 | 0.00015368 | 0.003 | 0.00609 | 2870 | 15 | Lake Drainage Wells | 0.64 |  |  | TMDL | TMDL |  |  | 10769.2398 | 3180441.9148 | 484 | 64% | 64% | 0.00049176 | 9.8352e-05
70 | 2 | 70.6817 | 497 | 70 | 2 | MDR | 5.5229 | 0.254 | 1760.42 | 81.108 | 0.385 | 0.206 | 2.127 | 0.052 | 677.966 | 16.675 | 70.6817 | 0.036 | 0.002 | 2.5445 | 0.14136 | 0.007 | 0.0084055 | 2870 | 15 | Lake Drainage Wells | 0.64 |  |  | TMDL | TMDL |  |  | 10769.2398 | 3180441.9148 | 497 | 64% | 64% | 1.6285 | 0.090473
70 | 4 | 0.90925 | 499 | 70 | 4 | IND | 8.7985 | 0.717 | 2253.879 | 183.718 | 0.374 | 0.198 | 3.292 | 0.142 | 843.264 | 36.33 | 0.90925 | 0.05 | 0.006 | 0.045462 | 0.0054555 | 0.006 | 0.0076716 | 2870 | 15 | Lake Drainage Wells | 0.64 |  |  | TMDL | TMDL |  |  | 10769.2398 | 3180441.9148 | 499 | 64% | 64% | 0.029096 | 0.0034915
58 | 6 | 0.00047768 | 430 | 58 | 6 | OPE | 4.3897 | 0.172 | 211.467 | 8.278 | 0.506 | 0.326 | 2.221 | 0.056 | 106.999 | 2.698 | 0.00047768 | 0.292 | 0.01 | 0.00013948 | 4.7768e-06 | 0.066 | 0.057901 | 2871 | 15 | Lake Drainage Wells | 0.64 |  |  | TMDL | TMDL |  |  | 33.6587 | 20.8077 | 430 | 64% | 64% | 8.9269e-05 | 3.0572e-06
58 | 2 | 0.0011768 | 427 | 58 | 2 | MDR | 9.8281 | 0.44 | 3808.185 | 170.631 | 0.501 | 0.315 | 4.924 | 0.139 | 1908.105 | 53.755 | 0.0011768 | 0.633 | 0.023 | 0.0007449 | 2.7066e-05 | 0.064 | 0.052984 | 2872 | 15 | Lake Drainage Wells | 0.64 |  |  | TMDL | TMDL |  |  | 51.4664 | 51.2602 | 427 | 64% | 64% | 0.00047674 | 1.7322e-05
58 | 2 | 5.1017 | 427 | 58 | 2 | MDR | 9.8281 | 0.44 | 3808.185 | 170.631 | 0.501 | 0.315 | 4.924 | 0.139 | 1908.105 | 53.755 | 5.1017 | 0.633 | 0.023 | 3.2294 | 0.11734 | 0.064 | 0.052984 | 2873 | 15 | Lake Drainage Wells | 0.64 |  |  | TMDL | TMDL |  |  | 15657.0131 | 7723323.8702 | 427 | 64% | 64% | 2.0668 | 0.075098
58 | 4 | 1.1206 | 429 | 58 | 4 | IND | 15.6534 | 1.223 | 3061.189 | 239.111 | 0.496 | 0.309 | 7.77 | 0.378 | 1519.482 | 73.842 | 1.1206 | 0.973 | 0.063 | 1.0903 | 0.070597 | 0.062 | 0.051479 | 2873 | 15 | Lake Drainage Wells | 0.64 |  |  | TMDL | TMDL |  |  | 15657.0131 | 7723323.8702 | 429 | 64% | 64% | 0.69781 | 0.045182
61 | 2 | 8.8102 | 452 | 61 | 2 | MDR | 14.6836 | 0.846 | 4285.373 | 247.044 | 0.522 | 0.455 | 7.661 | 0.385 | 2235.766 | 112.484 | 8.8102 | 0.549 | 0.028 | 4.8368 | 0.24669 | 0.037 | 0.032831 | 2873 | 15 | Lake Drainage Wells | 0.64 |  |  | TMDL | TMDL |  |  | 15657.0131 | 7723323.8702 | 452 | 64% | 64% | 3.0956 | 0.15788
63 | 2 | 4.4151 | 461 | 63 | 2 | MDR | 7.4475 | 0.374 | 3959.7 | 198.599 | 0.503 | 1.085 | 3.745 | 0.405 | 1991.138 | 215.521 | 4.4151 | 0.153 | 0.012 | 0.6755 | 0.052981 | 0.021 | 0.031522 | 2873 | 15 | Lake Drainage Wells | 0.64 |  |  | TMDL | TMDL |  |  | 15657.0131 | 7723323.8702 | 461 | 64% | 64% | 0.43232 | 0.033908
63 | 4 | 0.40689 | 463 | 63 | 4 | IND | 11.8601 | 1.053 | 2855.017 | 253.563 | 0.492 | 1.055 | 5.832 | 1.112 | 1403.806 | 267.598 | 0.40689 | 0.219 | 0.03 | 0.08911 | 0.012207 | 0.018 | 0.028585 | 2873 | 15 | Lake Drainage Wells | 0.64 |  |  | TMDL | TMDL |  |  | 15657.0131 | 7723323.8702 | 463 | 64% | 64% | 0.05703 | 0.0078123
67 | 2 | 58.0986 | 479 | 67 | 2 | MDR | 7.3777 | 0.315 | 483.982 | 20.653 | 0.386 | 0.24 | 2.851 | 0.076 | 187.011 | 4.955 | 58.0986 | 0.065 | 0.005 | 3.7764 | 0.29049 | 0.009 | 0.015341 | 2873 | 15 | Lake Drainage Wells | 0.64 |  |  | TMDL | TMDL |  |  | 15657.0131 | 7723323.8702 | 479 | 64% | 64% | 2.4169 | 0.18592
67 | 4 | 43.0711 | 480 | 67 | 4 | IND | 11.7478 | 0.886 | 601.685 | 45.401 | 0.378 | 0.234 | 4.445 | 0.207 | 227.67 | 10.61 | 43.0711 | 0.092 | 0.012 | 3.9625 | 0.51685 | 0.008 | 0.014045 | 2873 | 15 | Lake Drainage Wells | 0.64 |  |  | TMDL | TMDL |  |  | 15657.0131 | 7723323.8702 | 480 | 64% | 64% | 2.536 | 0.33079
67 | 12 | 47.0348 | 481 | 67 | 12 | WAT | 0.37569 | 0.007 | 17.658 | 0.319 | 0.416 | 0.275 | 0.156 | 0.002 | 7.346 | 0.088 | 47.0348 | 0.003 | 0 | 0.1411 | 0 | 0.009 | 0.023488 | 2873 | 15 | Lake Drainage Wells | 0.64 |  |  | TMDL | TMDL |  |  | 15657.0131 | 7723323.8702 | 481 | 64% | 64% | 0.090307 | 0
68 | 2 | 0.15015 | 482 | 68 | 2 | MDR | 8.1781 | 0.451 | 3278.673 | 180.849 | 0.368 | 0.359 | 3.013 | 0.162 | 1208.098 | 65.009 | 0.15015 | 0.029 | 0.003 | 0.0043544 | 0.00045045 | 0.004 | 0.0066584 | 2873 | 15 | Lake Drainage Wells | 0.64 |  |  | TMDL | TMDL |  |  | 15657.0131 | 7723323.8702 | 482 | 64% | 64% | 0.0027868 | 0.00028829
68 | 4 | 0.32291 | 484 | 68 | 4 | IND | 13.0109 | 1.271 | 1684.79 | 164.641 | 0.356 | 0.352 | 4.638 | 0.448 | 600.604 | 57.953 | 0.32291 | 0.04 | 0.008 | 0.012916 | 0.0025833 | 0.003 | 0.00609 | 2873 | 15 | Lake Drainage Wells | 0.64 |  |  | TMDL | TMDL |  |  | 15657.0131 | 7723323.8702 | 484 | 64% | 64% | 0.0082665 | 0.0016533
68 | 6 | 0.0042062 | 485 | 68 | 6 | OPE | 3.647 | 0.175 | 38.95 | 1.871 | 0.381 | 0.373 | 1.389 | 0.065 | 14.834 | 0.699 | 0.0042062 | 0.015 | 0.001 | 6.3093e-05 | 4.2062e-06 | 0.004 | 0.0081487 | 2873 | 15 | Lake Drainage Wells | 0.64 |  |  | TMDL | TMDL |  |  | 15657.0131 | 7723323.8702 | 485 | 64% | 64% | 4.0379e-05 | 2.692e-06
69 | 4 | 8.4767 | 493 | 69 | 4 | IND | 14.9159 | 1.234 | 1131.699 | 93.64 | 0.651 | 0.447 | 9.715 | 0.552 | 737.083 | 41.902 | 8.4767 | 0.196 | 0.031 | 1.6614 | 0.26278 | 0.013 | 0.025516 | 2873 | 15 | Lake Drainage Wells | 0.64 |  |  | TMDL | TMDL |  |  | 15657.0131 | 7723323.8702 | 493 | 64% | 64% | 1.0633 | 0.16818
69 | 6 | 0.2538 | 494 | 69 | 6 | OPE | 4.1906 | 0.17 | 61.542 | 2.496 | 0.675 | 0.481 | 2.829 | 0.082 | 41.551 | 1.202 | 0.2538 | 0.07 | 0.006 | 0.017766 | 0.0015228 | 0.017 | 0.034185 | 2873 | 15 | Lake Drainage Wells | 0.64 |  |  | TMDL | TMDL |  |  | 15657.0131 | 7723323.8702 | 494 | 64% | 64% | 0.01137 | 0.0009746
70 | 4 | 0.02599 | 499 | 70 | 4 | IND | 8.7985 | 0.717 | 2253.879 | 183.718 | 0.374 | 0.198 | 3.292 | 0.142 | 843.264 | 36.33 | 0.02599 | 0.05 | 0.006 | 0.0012995 | 0.00015594 | 0.006 | 0.0076716 | 2873 | 15 | Lake Drainage Wells | 0.64 |  |  | TMDL | TMDL |  |  | 15657.0131 | 7723323.8702 | 499 | 64% | 64% | 0.00083168 | 9.9802e-05
70 | 6 | 0.01101 | 500 | 70 | 6 | OPE | 2.4604 | 0.099 | 11.619 | 0.465 | 0.397 | 0.22 | 0.976 | 0.022 | 4.608 | 0.102 | 0.01101 | 0.018 | 0.001 | 0.00019819 | 1.101e-05 | 0.007 | 0.010205 | 2873 | 15 | Lake Drainage Wells | 0.64 |  |  | TMDL | TMDL |  |  | 15657.0131 | 7723323.8702 | 500 | 64% | 64% | 0.00012684 | 7.0466e-06
58 | 4 | 0.00099656 | 429 | 58 | 4 | IND | 15.6534 | 1.223 | 3061.189 | 239.111 | 0.496 | 0.309 | 7.77 | 0.378 | 1519.482 | 73.842 | 0.00099656 | 0.973 | 0.063 | 0.00096965 | 6.2783e-05 | 0.062 | 0.051479 | 2874 | 15 | Lake Drainage Wells | 0.64 |  |  | TMDL | TMDL |  |  | 40.6822 | 43.41 | 429 | 64% | 64% | 0.00062058 | 4.0181e-05
54 | 2 | 0.00039149 | 403 | 54 | 2 | MDR | 7.7954 | 0.381 | 2954.832 | 144.529 | 0.256 | 0.097 | 1.997 | 0.037 | 756.882 | 14.091 | 0.00039149 | 0.157 | 0.004 | 6.1464e-05 | 1.566e-06 | 0.02 | 0.010971 | 2875 | 15 | Lake Drainage Wells | 0.64 |  |  | TMDL | TMDL |  |  | 7567.1029 | 81752.7453 | 403 | 64% | 64% | 3.9337e-05 | 1.0022e-06
54 | 4 | 1.8764 | 405 | 54 | 4 | IND | 12.8914 | 1.1 | 4692.599 | 400.236 | 0.246 | 0.095 | 3.169 | 0.104 | 1153.707 | 37.957 | 1.8764 | 0.239 | 0.011 | 0.44846 | 0.02064 | 0.019 | 0.010459 | 2875 | 15 | Lake Drainage Wells | 0.64 |  |  | TMDL | TMDL |  |  | 7567.1029 | 81752.7453 | 405 | 64% | 64% | 0.28701 | 0.01321
54 | 2 | 155.7576 | 403 | 54 | 2 | MDR | 7.7954 | 0.381 | 2954.832 | 144.529 | 0.256 | 0.097 | 1.997 | 0.037 | 756.882 | 14.091 | 155.7576 | 0.157 | 0.004 | 24.4539 | 0.62303 | 0.02 | 0.010971 | 2876 | 15 | Lake Drainage Wells | 0.64 |  |  | TMDL | TMDL |  |  | 24223.6171 | 17552303.2112 | 403 | 64% | 64% | 15.6505 | 0.39874
54 | 3 | 0.044537 | 404 | 54 | 3 | HDR | 17.8456 | 1.33 | 737.078 | 54.952 | 0.256 | 0.098 | 4.572 | 0.131 | 188.841 | 5.401 | 0.044537 | 0.36 | 0.015 | 0.016033 | 0.00066805 | 0.02 | 0.011434 | 2876 | 15 | Lake Drainage Wells | 0.64 |  |  | TMDL | TMDL |  |  | 24223.6171 | 17552303.2112 | 404 | 64% | 64% | 0.010261 | 0.00042755
54 | 4 | 10.0656 | 405 | 54 | 4 | IND | 12.8914 | 1.1 | 4692.599 | 400.236 | 0.246 | 0.095 | 3.169 | 0.104 | 1153.707 | 37.957 | 10.0656 | 0.239 | 0.011 | 2.4057 | 0.11072 | 0.019 | 0.010459 | 2876 | 15 | Lake Drainage Wells | 0.64 |  |  | TMDL | TMDL |  |  | 24223.6171 | 17552303.2112 | 405 | 64% | 64% | 1.5396 | 0.070862
54 | 10 | 0.045463 | 406 | 54 | 10 | RAN | 2.7072 | 0.108 | 4.665 | 0.187 | 0.271 | 0.105 | 0.734 | 0.011 | 1.264 | 0.02 | 0.045463 | 0.061 | 0.001 | 0.0027733 | 4.5463e-05 | 0.022 | 0.013394 | 2876 | 15 | Lake Drainage Wells | 0.64 |  |  | TMDL | TMDL |  |  | 24223.6171 | 17552303.2112 | 406 | 64% | 64% | 0.0017749 | 2.9097e-05
54 | 12 | 237.0338 | 407 | 54 | 12 | WAT | 0.19348 | 0.005 | 46.617 | 1.179 | 0.255 | 0.108 | 0.049 | 0.001 | 11.875 | 0.128 | 237.0338 | 0.004 | 0 | 0.94814 | 0 | 0.019 | 0.014625 | 2876 | 15 | Lake Drainage Wells | 0.64 |  |  | TMDL | TMDL |  |  | 24223.6171 | 17552303.2112 | 407 | 64% | 64% | 0.60681 | 0
54 | 2 | 0.0020625 | 403 | 54 | 2 | MDR | 7.7954 | 0.381 | 2954.832 | 144.529 | 0.256 | 0.097 | 1.997 | 0.037 | 756.882 | 14.091 | 0.0020625 | 0.157 | 0.004 | 0.00032381 | 8.25e-06 | 0.02 | 0.010971 | 2877 | 15 | Lake Drainage Wells | 0.64 |  |  | TMDL | TMDL |  |  | 595.0512 | 24223.876 | 403 | 64% | 64% | 0.00020724 | 5.28e-06
54 | 4 | 0.0032248 | 405 | 54 | 4 | IND | 12.8914 | 1.1 | 4692.599 | 400.236 | 0.246 | 0.095 | 3.169 | 0.104 | 1153.707 | 37.957 | 0.0032248 | 0.239 | 0.011 | 0.00077073 | 3.5473e-05 | 0.019 | 0.010459 | 2877 | 15 | Lake Drainage Wells | 0.64 |  |  | TMDL | TMDL |  |  | 595.0512 | 24223.876 | 405 | 64% | 64% | 0.00049327 | 2.2703e-05
54 | 12 | 0.55082 | 407 | 54 | 12 | WAT | 0.19348 | 0.005 | 46.617 | 1.179 | 0.255 | 0.108 | 0.049 | 0.001 | 11.875 | 0.128 | 0.55082 | 0.004 | 0 | 0.0022033 | 0 | 0.019 | 0.014625 | 2877 | 15 | Lake Drainage Wells | 0.64 |  |  | TMDL | TMDL |  |  | 595.0512 | 24223.876 | 407 | 64% | 64% | 0.0014101 | 0
53 | 3 | 0.19272 | 396 | 53 | 3 | HDR | 19.7158 | 1.391 | 2366.646 | 166.991 | 0.387 | 0.287 | 7.626 | 0.4 | 915.351 | 48.009 | 0.19272 | 1.395 | 0.127 | 0.26884 | 0.024475 | 0.071 | 0.091424 | 2878 | 15 | Lake Drainage Wells | 0.64 |  |  | TMDL | TMDL |  |  | 13365.9785 | 683614.7048 | 396 | 64% | 64% | 0.17206 | 0.015664
53 | 4 | 5.3185 | 397 | 53 | 4 | IND | 14.2092 | 1.148 | 5078.608 | 410.432 | 0.376 | 0.28 | 5.338 | 0.321 | 1907.765 | 114.742 | 5.3185 | 0.948 | 0.097 | 5.042 | 0.5159 | 0.067 | 0.084638 | 2878 | 15 | Lake Drainage Wells | 0.64 |  |  | TMDL | TMDL |  |  | 13365.9785 | 683614.7048 | 397 | 64% | 64% | 3.2269 | 0.33017
54 | 2 | 0.199 | 403 | 54 | 2 | MDR | 7.7954 | 0.381 | 2954.832 | 144.529 | 0.256 | 0.097 | 1.997 | 0.037 | 756.882 | 14.091 | 0.199 | 0.157 | 0.004 | 0.031242 | 0.00079598 | 0.02 | 0.010971 | 2878 | 15 | Lake Drainage Wells | 0.64 |  |  | TMDL | TMDL |  |  | 13365.9785 | 683614.7048 | 403 | 64% | 64% | 0.019995 | 0.00050943
54 | 3 | 0.2219 | 404 | 54 | 3 | HDR | 17.8456 | 1.33 | 737.078 | 54.952 | 0.256 | 0.098 | 4.572 | 0.131 | 188.841 | 5.401 | 0.2219 | 0.36 | 0.015 | 0.079886 | 0.0033286 | 0.02 | 0.011434 | 2878 | 15 | Lake Drainage Wells | 0.64 |  |  | TMDL | TMDL |  |  | 13365.9785 | 683614.7048 | 404 | 64% | 64% | 0.051127 | 0.0021303
54 | 4 | 9.7616 | 405 | 54 | 4 | IND | 12.8914 | 1.1 | 4692.599 | 400.236 | 0.246 | 0.095 | 3.169 | 0.104 | 1153.707 | 37.957 | 9.7616 | 0.239 | 0.011 | 2.333 | 0.10738 | 0.019 | 0.010459 | 2878 | 15 | Lake Drainage Wells | 0.64 |  |  | TMDL | TMDL |  |  | 13365.9785 | 683614.7048 | 405 | 64% | 64% | 1.4931 | 0.068721
53 | 4 | 1.214 | 397 | 53 | 4 | IND | 14.2092 | 1.148 | 5078.608 | 410.432 | 0.376 | 0.28 | 5.338 | 0.321 | 1907.765 | 114.742 | 1.214 | 0.948 | 0.097 | 1.1509 | 0.11776 | 0.067 | 0.084638 | 2879 | 15 | Lake Drainage Wells | 0.64 |  |  | TMDL | TMDL |  |  | 930.4718 | 52882.19 | 397 | 64% | 64% | 0.73657 | 0.075366
53 | 2 | 5.1684 | 395 | 53 | 2 | MDR | 8.612 | 0.399 | 1877.4 | 87.022 | 0.387 | 0.285 | 3.331 | 0.114 | 726.09 | 24.84 | 5.1684 | 0.61 | 0.035 | 3.1527 | 0.18089 | 0.071 | 0.088045 | 2880 | 15 | Lake Drainage Wells | 0.64 |  |  | TMDL | TMDL |  |  | 15503.9211 | 5556460.5266 | 395 | 64% | 64% | 2.0177 | 0.11577
53 | 3 | 0.00036104 | 396 | 53 | 3 | HDR | 19.7158 | 1.391 | 2366.646 | 166.991 | 0.387 | 0.287 | 7.626 | 0.4 | 915.351 | 48.009 | 0.00036104 | 1.395 | 0.127 | 0.00050365 | 4.5852e-05 | 0.071 | 0.091424 | 2880 | 15 | Lake Drainage Wells | 0.64 |  |  | TMDL | TMDL |  |  | 15503.9211 | 5556460.5266 | 396 | 64% | 64% | 0.00032234 | 2.9345e-05
53 | 4 | 20.3147 | 397 | 53 | 4 | IND | 14.2092 | 1.148 | 5078.608 | 410.432 | 0.376 | 0.28 | 5.338 | 0.321 | 1907.765 | 114.742 | 20.3147 | 0.948 | 0.097 | 19.2584 | 1.9705 | 0.067 | 0.084638 | 2880 | 15 | Lake Drainage Wells | 0.64 |  |  | TMDL | TMDL |  |  | 15503.9211 | 5556460.5266 | 397 | 64% | 64% | 12.3253 | 1.2611
53 | 10 | 11.9442 | 399 | 53 | 10 | RAN | 2.9929 | 0.114 | 49.172 | 1.865 | 0.404 | 0.302 | 1.209 | 0.034 | 19.87 | 0.563 | 11.9442 | 0.23 | 0.012 | 2.7472 | 0.14333 | 0.077 | 0.10398 | 2880 | 15 | Lake Drainage Wells | 0.64 |  |  | TMDL | TMDL |  |  | 15503.9211 | 5556460.5266 | 399 | 64% | 64% | 1.7582 | 0.091732
53 | 11 | 15.084 | 400 | 53 | 11 | FOR | 1.3208 | 0.05 | 59.997 | 2.262 | 0.418 | 0.314 | 0.552 | 0.016 | 25.077 | 0.711 | 15.084 | 0.115 | 0.007 | 1.7347 | 0.10559 | 0.087 | 0.13105 | 2880 | 15 | Lake Drainage Wells | 0.64 |  |  | TMDL | TMDL |  |  | 15503.9211 | 5556460.5266 | 400 | 64% | 64% | 1.1102 | 0.067576
53 | 12 | 57.6566 | 401 | 53 | 12 | WAT | 0.21338 | 0.005 | 20.811 | 0.501 | 0.392 | 0.307 | 0.084 | 0.002 | 8.154 | 0.154 | 57.6566 | 0.014 | 0.001 | 0.80719 | 0.057657 | 0.067 | 0.11583 | 2880 | 15 | Lake Drainage Wells | 0.64 |  |  | TMDL | TMDL |  |  | 15503.9211 | 5556460.5266 | 401 | 64% | 64% | 0.5166 | 0.0369
53 | 13 | 17.3911 | 402 | 53 | 13 | WET | 0.58178 | 0.021 | 30.177 | 1.087 | 0.396 | 0.318 | 0.23 | 0.007 | 11.955 | 0.345 | 17.3911 | 0.04 | 0.003 | 0.69564 | 0.052173 | 0.068 | 0.13483 | 2880 | 15 | Lake Drainage Wells | 0.64 |  |  | TMDL | TMDL |  |  | 15503.9211 | 5556460.5266 | 402 | 64% | 64% | 0.44521 | 0.033391
69 | 2 | 0.013493 | 491 | 69 | 2 | MDR | 9.3846 | 0.438 | 505.751 | 23.618 | 0.663 | 0.46 | 6.225 | 0.202 | 335.457 | 10.872 | 0.013493 | 0.139 | 0.012 | 0.0018756 | 0.00016192 | 0.015 | 0.02792 | 2881 | 15 | Lake Drainage Wells | 0.64 | FDOT | E - I-4: linear retention swale | Existing Update | Existing-Update | Swale | I-4 | 36201.6436 | 8370277.6016 | 491 | 64% | 64% | 0.0012004 | 0.00010363
70 | 2 | 23.093 | 497 | 70 | 2 | MDR | 5.5229 | 0.254 | 1760.42 | 81.108 | 0.385 | 0.206 | 2.127 | 0.052 | 677.966 | 16.675 | 23.093 | 0.036 | 0.002 | 0.83135 | 0.046186 | 0.007 | 0.0084055 | 2881 | 15 | Lake Drainage Wells | 0.64 | FDOT | E - I-4: linear retention swale | Existing Update | Existing-Update | Swale | I-4 | 36201.6436 | 8370277.6016 | 497 | 64% | 64% | 0.53206 | 0.029559
70 | 3 | 0.71313 | 498 | 70 | 3 | HDR | 12.6366 | 0.906 | 99.975 | 7.166 | 0.385 | 0.207 | 4.866 | 0.188 | 38.494 | 1.486 | 0.71313 | 0.082 | 0.008 | 0.058476 | 0.005705 | 0.007 | 0.0091169 | 2881 | 15 | Lake Drainage Wells | 0.64 | FDOT | E - I-4: linear retention swale | Existing Update | Existing-Update | Swale | I-4 | 36201.6436 | 8370277.6016 | 498 | 64% | 64% | 0.037425 | 0.0036512
70 | 4 | 34.6754 | 499 | 70 | 4 | IND | 8.7985 | 0.717 | 2253.879 | 183.718 | 0.374 | 0.198 | 3.292 | 0.142 | 843.264 | 36.33 | 34.6754 | 0.05 | 0.006 | 1.7338 | 0.20805 | 0.006 | 0.0076716 | 2881 | 15 | Lake Drainage Wells | 0.64 | FDOT | E - I-4: linear retention swale | Existing Update | Existing-Update | Swale | I-4 | 36201.6436 | 8370277.6016 | 499 | 64% | 64% | 1.1096 | 0.13315
70 | 12 | 61.5799 | 502 | 70 | 12 | WAT | 0.2829 | 0.005 | 34.355 | 0.664 | 0.416 | 0.251 | 0.118 | 0.001 | 14.285 | 0.166 | 61.5799 | 0.002 | 0 | 0.12316 | 0 | 0.007 | 0.013176 | 2881 | 15 | Lake Drainage Wells | 0.64 | FDOT | E - I-4: linear retention swale | Existing Update | Existing-Update | Swale | I-4 | 36201.6436 | 8370277.6016 | 502 | 64% | 64% | 0.078822 | 0
70 | 13 | 2.7014 | 503 | 70 | 13 | WET | 0.82208 | 0.031 | 3.13 | 0.118 | 0.42 | 0.268 | 0.345 | 0.008 | 1.315 | 0.032 | 2.7014 | 0.006 | 0 | 0.016209 | 0 | 0.007 | 0.014822 | 2881 | 15 | Lake Drainage Wells | 0.64 | FDOT | E - I-4: linear retention swale | Existing Update | Existing-Update | Swale | I-4 | 36201.6436 | 8370277.6016 | 503 | 64% | 64% | 0.010374 | 0
73 | 2 | 0.13866 | 514 | 73 | 2 | MDR | 5.0631 | 0.214 | 299.067 | 12.628 | 0.259 | 0.209 | 1.313 | 0.045 | 77.57 | 2.635 | 0.13866 | 0.01 | 0.001 | 0.0013866 | 0.00013866 | 0.002 | 0.0023691 | 2881 | 15 | Lake Drainage Wells | 0.64 | FDOT | E - I-4: linear retention swale | Existing Update | Existing-Update | Swale | I-4 | 36201.6436 | 8370277.6016 | 514 | 64% | 64% | 0.00088741 | 8.8741e-05
73 | 4 | 51.9276 | 516 | 73 | 4 | IND | 8.0329 | 0.602 | 1692.908 | 126.871 | 0.248 | 0.201 | 1.992 | 0.121 | 419.906 | 25.485 | 51.9276 | 0.014 | 0.001 | 0.72699 | 0.051928 | 0.002 | 0.002163 | 2881 | 15 | Lake Drainage Wells | 0.64 | FDOT | E - I-4: linear retention swale | Existing Update | Existing-Update | Swale | I-4 | 36201.6436 | 8370277.6016 | 516 | 64% | 64% | 0.46527 | 0.033234
73 | 10 | 0.71708 | 518 | 73 | 10 | RAN | 1.9639 | 0.067 | 16.511 | 0.567 | 0.279 | 0.23 | 0.549 | 0.016 | 4.613 | 0.13 | 0.71708 | 0.005 | 0 | 0.0035854 | 0 | 0.003 | 0.0032315 | 2881 | 15 | Lake Drainage Wells | 0.64 | FDOT | E - I-4: linear retention swale | Existing Update | Existing-Update | Swale | I-4 | 36201.6436 | 8370277.6016 | 518 | 64% | 64% | 0.0022947 | 0
73 | 12 | 16.5919 | 519 | 73 | 12 | WAT | 0.26192 | 0.005 | 16.99 | 0.299 | 0.304 | 0.252 | 0.08 | 0.001 | 5.17 | 0.075 | 16.5919 | 0.001 | 0 | 0.016592 | 0 | 0.002 | 0.003623 | 2881 | 15 | Lake Drainage Wells | 0.64 | FDOT | E - I-4: linear retention swale | Existing Update | Existing-Update | Swale | I-4 | 36201.6436 | 8370277.6016 | 519 | 64% | 64% | 0.010619 | 0
74 | 4 | 0.0043342 | 521 | 74 | 4 | IND | 12.7547 | 1.119 | 2575.779 | 225.942 | 0.464 | 0.585 | 5.915 | 0.654 | 1194.586 | 132.125 | 0.0043342 | 0.011 | 0.001 | 4.7676e-05 | 4.3342e-06 | 0.001 | 0.0013108 | 2881 | 15 | Lake Drainage Wells | 0.64 | FDOT | E - I-4: linear retention swale | Existing Update | Existing-Update | Swale | I-4 | 36201.6436 | 8370277.6016 | 521 | 64% | 64% | 3.0513e-05 | 2.7739e-06
53 | 4 | 15.7779 | 397 | 53 | 4 | IND | 14.2092 | 1.148 | 5078.608 | 410.432 | 0.376 | 0.28 | 5.338 | 0.321 | 1907.765 | 114.742 | 15.7779 | 0.948 | 0.097 | 14.9575 | 1.5305 | 0.067 | 0.084638 | 2882 | 15 | Lake Drainage Wells | 0.64 | FDOT | E - I-4: linear retention swale | Existing Update | Existing-Update | Swale | I-4 | 7897.7993 | 873192.888 | 397 | 64% | 64% | 9.5728 | 0.97949
54 | 4 | 4.2679 | 405 | 54 | 4 | IND | 12.8914 | 1.1 | 4692.599 | 400.236 | 0.246 | 0.095 | 3.169 | 0.104 | 1153.707 | 37.957 | 4.2679 | 0.239 | 0.011 | 1.02 | 0.046947 | 0.019 | 0.010459 | 2882 | 15 | Lake Drainage Wells | 0.64 | FDOT | E - I-4: linear retention swale | Existing Update | Existing-Update | Swale | I-4 | 7897.7993 | 873192.888 | 405 | 64% | 64% | 0.65282 | 0.030046
76 | 2 | 0.0074044 | 530 | 76 | 2 | MDR | 4.2138 | 0.209 | 811.452 | 40.21 | 0.207 | 0.148 | 0.871 | 0.031 | 167.702 | 5.958 | 0.0074044 | 0.001 | 0 | 7.4044e-06 | 0 | 0 | 0.00039998 | 2883 | 15 | Lake Drainage Wells | 0.64 | Orlando | BMP by Parcel | Existing Update | Existing Update |  | By Parcel | 117.1628 | 322.5329 | 530 | 64% | 64% | 4.7388e-06 | 0
76 | 2 | 0.029767 | 530 | 76 | 2 | MDR | 4.2138 | 0.209 | 811.452 | 40.21 | 0.207 | 0.148 | 0.871 | 0.031 | 167.702 | 5.958 | 0.029767 | 0.001 | 0 | 2.9767e-05 | 0 | 0 | 0.00039998 | 2884 | 15 | Lake Drainage Wells | 0.64 | Orlando | BMP by Parcel | Existing Update | Existing Update |  | By Parcel | 209.3754 | 1296.6575 | 530 | 64% | 64% | 1.9051e-05 | 0
76 | 2 | 0.015033 | 530 | 76 | 2 | MDR | 4.2138 | 0.209 | 811.452 | 40.21 | 0.207 | 0.148 | 0.871 | 0.031 | 167.702 | 5.958 | 0.015033 | 0.001 | 0 | 1.5033e-05 | 0 | 0 | 0.00039998 | 2885 | 15 | Lake Drainage Wells | 0.64 | Orlando | BMP by Parcel | Existing Update | Existing Update |  | By Parcel | 122.8772 | 654.8216 | 530 | 64% | 64% | 9.6209e-06 | 0
76 | 2 | 0.78145 | 530 | 76 | 2 | MDR | 4.2138 | 0.209 | 811.452 | 40.21 | 0.207 | 0.148 | 0.871 | 0.031 | 167.702 | 5.958 | 0.78145 | 0.001 | 0 | 0.00078145 | 0 | 0 | 0.00039998 | 2886 | 15 | Lake Drainage Wells | 0.64 | Orlando | BMP by Parcel | Existing Update | Existing Update |  | By Parcel | 2363.419 | 34039.6701 | 530 | 64% | 64% | 0.00050013 | 0
75 | 2 | 0.27788 | 525 | 75 | 2 | MDR | 4.0181 | 0.212 | 821.93 | 43.453 | 0.398 | 0.494 | 1.599 | 0.105 | 327.079 | 21.486 | 0.27788 | 0.004 | 0 | 0.0011115 | 0 | 0.001 | 0.0018526 | 2887 | 15 | Lake Drainage Wells | 0.64 | Orlando | BMP by Parcel | Existing Update | Existing Update |  | By Parcel | 781.9544 | 12316.618 | 525 | 64% | 64% | 0.00071137 | 0
75 | 4 | 0.0048729 | 527 | 75 | 4 | IND | 6.4171 | 0.599 | 216.238 | 20.191 | 0.386 | 0.477 | 2.475 | 0.286 | 83.408 | 9.627 | 0.0048729 | 0.005 | 0.001 | 2.4365e-05 | 4.8729e-06 | 0.001 | 0.0016881 | 2887 | 15 | Lake Drainage Wells | 0.64 | Orlando | BMP by Parcel | Existing Update | Existing Update |  | By Parcel | 781.9544 | 12316.618 | 527 | 64% | 64% | 1.5593e-05 | 3.1187e-06
69 | 4 | 0.00074728 | 493 | 69 | 4 | IND | 14.9159 | 1.234 | 1131.699 | 93.64 | 0.651 | 0.447 | 9.715 | 0.552 | 737.083 | 41.902 | 0.00074728 | 0.196 | 0.031 | 0.00014647 | 2.3166e-05 | 0.013 | 0.025516 | 2888 | 15 | Lake Drainage Wells | 0.64 | Orlando | BMP by Parcel | Existing Update | Existing Update | 0 ALDEN RD | By Parcel | 46.0921 | 32.5514 | 493 | 64% | 64% | 9.3739e-05 | 1.4826e-05
70 | 4 | 0.0045132 | 499 | 70 | 4 | IND | 8.7985 | 0.717 | 2253.879 | 183.718 | 0.374 | 0.198 | 3.292 | 0.142 | 843.264 | 36.33 | 0.0045132 | 0.05 | 0.006 | 0.00022566 | 2.7079e-05 | 0.006 | 0.0076716 | 2889 | 15 | Lake Drainage Wells | 0.64 | Orlando | BMP by Parcel | Existing Update | Existing Update | 0 N GARLAND AVE | By Parcel | 50.1484 | 196.596 | 499 | 64% | 64% | 0.00014442 | 1.7331e-05
70 | 3 | 0.00057044 | 498 | 70 | 3 | HDR | 12.6366 | 0.906 | 99.975 | 7.166 | 0.385 | 0.207 | 4.866 | 0.188 | 38.494 | 1.486 | 0.00057044 | 0.082 | 0.008 | 4.6776e-05 | 4.5635e-06 | 0.007 | 0.0091169 | 2890 | 15 | Lake Drainage Wells | 0.64 | Orlando | BMP by Parcel | Existing Update | Existing Update | 1110 SW IVANHOE BLVD | By Parcel | 941.8809 | 38464.4887 | 498 | 64% | 64% | 2.9937e-05 | 2.9207e-06
70 | 4 | 0.88246 | 499 | 70 | 4 | IND | 8.7985 | 0.717 | 2253.879 | 183.718 | 0.374 | 0.198 | 3.292 | 0.142 | 843.264 | 36.33 | 0.88246 | 0.05 | 0.006 | 0.044123 | 0.0052947 | 0.006 | 0.0076716 | 2890 | 15 | Lake Drainage Wells | 0.64 | Orlando | BMP by Parcel | Existing Update | Existing Update | 1110 SW IVANHOE BLVD | By Parcel | 941.8809 | 38464.4887 | 499 | 64% | 64% | 0.028239 | 0.0033886
75 | 2 | 0.12603 | 525 | 75 | 2 | MDR | 4.0181 | 0.212 | 821.93 | 43.453 | 0.398 | 0.494 | 1.599 | 0.105 | 327.079 | 21.486 | 0.12603 | 0.004 | 0 | 0.0005041 | 0 | 0.001 | 0.0018526 | 2891 | 15 | Lake Drainage Wells | 0.64 | Orlando | BMP by Parcel | Existing Update | Existing Update | 1130 ADAIR PARK PL | By Parcel | 316.2768 | 5489.6581 | 525 | 64% | 64% | 0.00032263 | 0
75 | 2 | 0.13285 | 525 | 75 | 2 | MDR | 4.0181 | 0.212 | 821.93 | 43.453 | 0.398 | 0.494 | 1.599 | 0.105 | 327.079 | 21.486 | 0.13285 | 0.004 | 0 | 0.00053141 | 0 | 0.001 | 0.0018526 | 2892 | 15 | Lake Drainage Wells | 0.64 | Orlando | BMP by Parcel | Existing Update | Existing Update | 1130 EDGEWATER DR | By Parcel | 331.0926 | 5786.997 | 525 | 64% | 64% | 0.0003401 | 0
75 | 2 | 0.13282 | 525 | 75 | 2 | MDR | 4.0181 | 0.212 | 821.93 | 43.453 | 0.398 | 0.494 | 1.599 | 0.105 | 327.079 | 21.486 | 0.13282 | 0.004 | 0 | 0.00053129 | 0 | 0.001 | 0.0018526 | 2893 | 15 | Lake Drainage Wells | 0.64 | Orlando | BMP by Parcel | Existing Update | Existing Update | 1136 EDGEWATER DR | By Parcel | 331.0753 | 5785.6985 | 525 | 64% | 64% | 0.00034002 | 0
75 | 2 | 0.12633 | 525 | 75 | 2 | MDR | 4.0181 | 0.212 | 821.93 | 43.453 | 0.398 | 0.494 | 1.599 | 0.105 | 327.079 | 21.486 | 0.12633 | 0.004 | 0 | 0.00050533 | 0 | 0.001 | 0.0018526 | 2894 | 15 | Lake Drainage Wells | 0.64 | Orlando | BMP by Parcel | Existing Update | Existing Update | 1142 ADAIR PARK PL | By Parcel | 320.1519 | 5503.0023 | 525 | 64% | 64% | 0.00032341 | 0
75 | 2 | 0.12628 | 525 | 75 | 2 | MDR | 4.0181 | 0.212 | 821.93 | 43.453 | 0.398 | 0.494 | 1.599 | 0.105 | 327.079 | 21.486 | 0.12628 | 0.004 | 0 | 0.00050512 | 0 | 0.001 | 0.0018526 | 2895 | 15 | Lake Drainage Wells | 0.64 | Orlando | BMP by Parcel | Existing Update | Existing Update | 1154 ADAIR PARK PL | By Parcel | 320.0904 | 5500.7109 | 525 | 64% | 64% | 0.00032328 | 0
70 | 4 | 1.1057 | 499 | 70 | 4 | IND | 8.7985 | 0.717 | 2253.879 | 183.718 | 0.374 | 0.198 | 3.292 | 0.142 | 843.264 | 36.33 | 1.1057 | 0.05 | 0.006 | 0.055285 | 0.0066342 | 0.006 | 0.0076716 | 2896 | 15 | Lake Drainage Wells | 0.64 | Orlando | BMP by Parcel | Existing Update | Existing Update | 1155 N ORANGE AVE | By Parcel | 1008.1615 | 48164.0614 | 499 | 64% | 64% | 0.035382 | 0.0042459
75 | 2 | 0.12625 | 525 | 75 | 2 | MDR | 4.0181 | 0.212 | 821.93 | 43.453 | 0.398 | 0.494 | 1.599 | 0.105 | 327.079 | 21.486 | 0.12625 | 0.004 | 0 | 0.00050499 | 0 | 0.001 | 0.0018526 | 2897 | 15 | Lake Drainage Wells | 0.64 | Orlando | BMP by Parcel | Existing Update | Existing Update | 1166 ADAIR PARK PL | By Parcel | 320.0356 | 5499.3568 | 525 | 64% | 64% | 0.0003232 | 0
75 | 2 | 0.13288 | 525 | 75 | 2 | MDR | 4.0181 | 0.212 | 821.93 | 43.453 | 0.398 | 0.494 | 1.599 | 0.105 | 327.079 | 21.486 | 0.13288 | 0.004 | 0 | 0.00053151 | 0 | 0.001 | 0.0018526 | 2898 | 15 | Lake Drainage Wells | 0.64 | Orlando | BMP by Parcel | Existing Update | Existing Update | 1167 ADAIR PARK PL | By Parcel | 331.1251 | 5788.1358 | 525 | 64% | 64% | 0.00034017 | 0
70 | 4 | 0.19204 | 499 | 70 | 4 | IND | 8.7985 | 0.717 | 2253.879 | 183.718 | 0.374 | 0.198 | 3.292 | 0.142 | 843.264 | 36.33 | 0.19204 | 0.05 | 0.006 | 0.0096021 | 0.0011522 | 0.006 | 0.0076716 | 2899 | 15 | Lake Drainage Wells | 0.64 | Orlando | BMP by Parcel | Existing Update | Existing Update | 117 E MARKS ST | By Parcel | 381.5684 | 8365.2741 | 499 | 64% | 64% | 0.0061453 | 0.00073744
70 | 4 | 0.20089 | 499 | 70 | 4 | IND | 8.7985 | 0.717 | 2253.879 | 183.718 | 0.374 | 0.198 | 3.292 | 0.142 | 843.264 | 36.33 | 0.20089 | 0.05 | 0.006 | 0.010045 | 0.0012053 | 0.006 | 0.0076716 | 2900 | 15 | Lake Drainage Wells | 0.64 | Orlando | BMP by Parcel | Existing Update | Existing Update | 120 E MARKS ST | By Parcel | 411.6343 | 8750.7874 | 499 | 64% | 64% | 0.0064285 | 0.00077142
75 | 4 | 0.55644 | 527 | 75 | 4 | IND | 6.4171 | 0.599 | 216.238 | 20.191 | 0.386 | 0.477 | 2.475 | 0.286 | 83.408 | 9.627 | 0.55644 | 0.005 | 0.001 | 0.0027822 | 0.00055644 | 0.001 | 0.0016881 | 2901 | 15 | Lake Drainage Wells | 0.64 | Orlando | BMP by Parcel | Existing Update | Existing Update | 1209 EDGEWATER DR | By Parcel | 647.3592 | 24238.4831 | 527 | 64% | 64% | 0.0017806 | 0.00035612
76 | 2 | 0.068119 | 530 | 76 | 2 | MDR | 4.2138 | 0.209 | 811.452 | 40.21 | 0.207 | 0.148 | 0.871 | 0.031 | 167.702 | 5.958 | 0.068119 | 0.001 | 0 | 6.8119e-05 | 0 | 0 | 0.00039998 | 2902 | 15 | Lake Drainage Wells | 0.64 | Orlando | BMP by Parcel | Existing Update | Existing Update | 1219 COUNTRY CLUB OAK | By Parcel | 231.1516 | 2967.2415 | 530 | 64% | 64% | 4.3596e-05 | 0
76 | 2 | 0.0092693 | 530 | 76 | 2 | MDR | 4.2138 | 0.209 | 811.452 | 40.21 | 0.207 | 0.148 | 0.871 | 0.031 | 167.702 | 5.958 | 0.0092693 | 0.001 | 0 | 9.2693e-06 | 0 | 0 | 0.00039998 | 2903 | 15 | Lake Drainage Wells | 0.64 | Orlando | BMP by Parcel | Existing Update | Existing Update | 1220 COUNTRY CLUB OAK | By Parcel | 120.369 | 403.7692 | 530 | 64% | 64% | 5.9324e-06 | 0
76 | 2 | 0.44243 | 530 | 76 | 2 | MDR | 4.2138 | 0.209 | 811.452 | 40.21 | 0.207 | 0.148 | 0.871 | 0.031 | 167.702 | 5.958 | 0.44243 | 0.001 | 0 | 0.00044243 | 0 | 0 | 0.00039998 | 2904 | 15 | Lake Drainage Wells | 0.64 | Orlando | BMP by Parcel | Existing Update | Existing Update | 1220 COUNTRY CLUB OAK | By Parcel | 804.5565 | 22010.2232 | 530 | 64% | 64% | 0.00028315 | 0
76 | 8 | 0.062861 | 533 | 76 | 8 | AGR | 4.5948 | 0.246 | 506.728 | 27.16 | 0.228 | 0.166 | 1.046 | 0.041 | 115.387 | 4.515 | 0.062861 | 0.002 | 0 | 0.00012572 | 0 | 0 | 0.0005983 | 2904 | 15 | Lake Drainage Wells | 0.64 | Orlando | BMP by Parcel | Existing Update | Existing Update | 1220 COUNTRY CLUB OAK | By Parcel | 804.5565 | 22010.2232 | 533 | 64% | 64% | 8.0462e-05 | 0
76 | 2 | 0.022387 | 530 | 76 | 2 | MDR | 4.2138 | 0.209 | 811.452 | 40.21 | 0.207 | 0.148 | 0.871 | 0.031 | 167.702 | 5.958 | 0.022387 | 0.001 | 0 | 2.2387e-05 | 0 | 0 | 0.00039998 | 2905 | 15 | Lake Drainage Wells | 0.64 | Orlando | BMP by Parcel | Existing Update | Existing Update | 1221 COUNTRY CLUB OAK | By Parcel | 224.7521 | 975.1592 | 530 | 64% | 64% | 1.4327e-05 | 0
76 | 2 | 0.081619 | 530 | 76 | 2 | MDR | 4.2138 | 0.209 | 811.452 | 40.21 | 0.207 | 0.148 | 0.871 | 0.031 | 167.702 | 5.958 | 0.081619 | 0.001 | 0 | 8.1619e-05 | 0 | 0 | 0.00039998 | 2906 | 15 | Lake Drainage Wells | 0.64 | Orlando | BMP by Parcel | Existing Update | Existing Update | 1223 COUNTRY CLUB OAK | By Parcel | 264.4113 | 3555.326 | 530 | 64% | 64% | 5.2236e-05 | 0
76 | 2 | 0.07631 | 530 | 76 | 2 | MDR | 4.2138 | 0.209 | 811.452 | 40.21 | 0.207 | 0.148 | 0.871 | 0.031 | 167.702 | 5.958 | 0.07631 | 0.001 | 0 | 7.631e-05 | 0 | 0 | 0.00039998 | 2907 | 15 | Lake Drainage Wells | 0.64 | Orlando | BMP by Parcel | Existing Update | Existing Update | 1227 COUNTRY CLUB OAK | By Parcel | 260.0739 | 3324.0334 | 530 | 64% | 64% | 4.8838e-05 | 0
76 | 2 | 0.17182 | 530 | 76 | 2 | MDR | 4.2138 | 0.209 | 811.452 | 40.21 | 0.207 | 0.148 | 0.871 | 0.031 | 167.702 | 5.958 | 0.17182 | 0.001 | 0 | 0.00017182 | 0 | 0 | 0.00039998 | 2908 | 15 | Lake Drainage Wells | 0.64 | Orlando | BMP by Parcel | Existing Update | Existing Update | 1228 COUNTRY CLUB OAK | By Parcel | 838.5667 | 7950.3829 | 530 | 64% | 64% | 0.00010997 | 0
76 | 4 | 0.010692 | 532 | 76 | 4 | IND | 6.7195 | 0.588 | 843.724 | 73.858 | 0.195 | 0.142 | 1.313 | 0.084 | 164.818 | 10.493 | 0.010692 | 0.001 | 0 | 1.0692e-05 | 0 | 0 | 0.00036669 | 2908 | 15 | Lake Drainage Wells | 0.64 | Orlando | BMP by Parcel | Existing Update | Existing Update | 1228 COUNTRY CLUB OAK | By Parcel | 838.5667 | 7950.3829 | 532 | 64% | 64% | 6.8428e-06 | 0
76 | 2 | 0.08498 | 530 | 76 | 2 | MDR | 4.2138 | 0.209 | 811.452 | 40.21 | 0.207 | 0.148 | 0.871 | 0.031 | 167.702 | 5.958 | 0.08498 | 0.001 | 0 | 8.498e-05 | 0 | 0 | 0.00039998 | 2909 | 15 | Lake Drainage Wells | 0.64 | Orlando | BMP by Parcel | Existing Update | Existing Update | 1231 COUNTRY CLUB OAK | By Parcel | 281.4419 | 3701.6955 | 530 | 64% | 64% | 5.4387e-05 | 0
76 | 2 | 0.084468 | 530 | 76 | 2 | MDR | 4.2138 | 0.209 | 811.452 | 40.21 | 0.207 | 0.148 | 0.871 | 0.031 | 167.702 | 5.958 | 0.084468 | 0.001 | 0 | 8.4468e-05 | 0 | 0 | 0.00039998 | 2910 | 15 | Lake Drainage Wells | 0.64 | Orlando | BMP by Parcel | Existing Update | Existing Update | 1235 COUNTRY CLUB OAK | By Parcel | 276.4784 | 3679.4159 | 530 | 64% | 64% | 5.406e-05 | 0
76 | 2 | 0.77691 | 530 | 76 | 2 | MDR | 4.2138 | 0.209 | 811.452 | 40.21 | 0.207 | 0.148 | 0.871 | 0.031 | 167.702 | 5.958 | 0.77691 | 0.001 | 0 | 0.00077691 | 0 | 0 | 0.00039998 | 2911 | 15 | Lake Drainage Wells | 0.64 | Orlando | BMP by Parcel | Existing Update | Existing Update | 1236 COUNTRY CLUB OAK | By Parcel | 1481.4163 | 59533.4521 | 530 | 64% | 64% | 0.00049722 | 0
76 | 4 | 0.027806 | 532 | 76 | 4 | IND | 6.7195 | 0.588 | 843.724 | 73.858 | 0.195 | 0.142 | 1.313 | 0.084 | 164.818 | 10.493 | 0.027806 | 0.001 | 0 | 2.7806e-05 | 0 | 0 | 0.00036669 | 2911 | 15 | Lake Drainage Wells | 0.64 | Orlando | BMP by Parcel | Existing Update | Existing Update | 1236 COUNTRY CLUB OAK | By Parcel | 1481.4163 | 59533.4521 | 532 | 64% | 64% | 1.7796e-05 | 0
76 | 12 | 0.56199 | 535 | 76 | 12 | WAT | 0.21682 | 0.004 | 9.259 | 0.192 | 0.237 | 0.182 | 0.051 | 0.001 | 2.194 | 0.035 | 0.56199 | 0 | 0 | 0 | 0 | 0 | 0.00043432 | 2911 | 15 | Lake Drainage Wells | 0.64 | Orlando | BMP by Parcel | Existing Update | Existing Update | 1236 COUNTRY CLUB OAK | By Parcel | 1481.4163 | 59533.4521 | 535 | 64% | 64% | 0 | 0
76 | 2 | 0.10182 | 530 | 76 | 2 | MDR | 4.2138 | 0.209 | 811.452 | 40.21 | 0.207 | 0.148 | 0.871 | 0.031 | 167.702 | 5.958 | 0.10182 | 0.001 | 0 | 0.00010182 | 0 | 0 | 0.00039998 | 2912 | 15 | Lake Drainage Wells | 0.64 | Orlando | BMP by Parcel | Existing Update | Existing Update | 1239 COUNTRY CLUB OAK | By Parcel | 289.1901 | 4435.1583 | 530 | 64% | 64% | 6.5163e-05 | 0
76 | 2 | 0.56711 | 530 | 76 | 2 | MDR | 4.2138 | 0.209 | 811.452 | 40.21 | 0.207 | 0.148 | 0.871 | 0.031 | 167.702 | 5.958 | 0.56711 | 0.001 | 0 | 0.00056711 | 0 | 0 | 0.00039998 | 2913 | 15 | Lake Drainage Wells | 0.64 | Orlando | BMP by Parcel | Existing Update | Existing Update | 1244 COUNTRY CLUB OAK | By Parcel | 1154.9974 | 35181.3946 | 530 | 64% | 64% | 0.00036295 | 0
76 | 12 | 0.24055 | 535 | 76 | 12 | WAT | 0.21682 | 0.004 | 9.259 | 0.192 | 0.237 | 0.182 | 0.051 | 0.001 | 2.194 | 0.035 | 0.24055 | 0 | 0 | 0 | 0 | 0 | 0.00043432 | 2913 | 15 | Lake Drainage Wells | 0.64 | Orlando | BMP by Parcel | Existing Update | Existing Update | 1244 COUNTRY CLUB OAK | By Parcel | 1154.9974 | 35181.3946 | 535 | 64% | 64% | 0 | 0
70 | 4 | 0.128 | 499 | 70 | 4 | IND | 8.7985 | 0.717 | 2253.879 | 183.718 | 0.374 | 0.198 | 3.292 | 0.142 | 843.264 | 36.33 | 0.128 | 0.05 | 0.006 | 0.0064001 | 0.00076801 | 0.006 | 0.0076716 | 2914 | 15 | Lake Drainage Wells | 0.64 | Orlando | BMP by Parcel | Existing Update | Existing Update | 125 E MARKS ST | By Parcel | 336.0216 | 5575.7313 | 499 | 64% | 64% | 0.0040961 | 0.00049153
76 | 2 | 0.517 | 530 | 76 | 2 | MDR | 4.2138 | 0.209 | 811.452 | 40.21 | 0.207 | 0.148 | 0.871 | 0.031 | 167.702 | 5.958 | 0.517 | 0.001 | 0 | 0.000517 | 0 | 0 | 0.00039998 | 2915 | 15 | Lake Drainage Wells | 0.64 | Orlando | BMP by Parcel | Existing Update | Existing Update | 1252 COUNTRY CLUB OAK | By Parcel | 1238.7457 | 56397.6773 | 530 | 64% | 64% | 0.00033088 | 0
76 | 12 | 0.77772 | 535 | 76 | 12 | WAT | 0.21682 | 0.004 | 9.259 | 0.192 | 0.237 | 0.182 | 0.051 | 0.001 | 2.194 | 0.035 | 0.77772 | 0 | 0 | 0 | 0 | 0 | 0.00043432 | 2915 | 15 | Lake Drainage Wells | 0.64 | Orlando | BMP by Parcel | Existing Update | Existing Update | 1252 COUNTRY CLUB OAK | By Parcel | 1238.7457 | 56397.6773 | 535 | 64% | 64% | 0 | 0
76 | 2 | 0.45028 | 530 | 76 | 2 | MDR | 4.2138 | 0.209 | 811.452 | 40.21 | 0.207 | 0.148 | 0.871 | 0.031 | 167.702 | 5.958 | 0.45028 | 0.001 | 0 | 0.00045028 | 0 | 0 | 0.00039998 | 2916 | 15 | Lake Drainage Wells | 0.64 | Orlando | BMP by Parcel | Existing Update | Existing Update | 1260 COUNTRY CLUB OAK | By Parcel | 1304.9409 | 57498.0741 | 530 | 64% | 64% | 0.00028818 | 0
76 | 12 | 0.8697 | 535 | 76 | 12 | WAT | 0.21682 | 0.004 | 9.259 | 0.192 | 0.237 | 0.182 | 0.051 | 0.001 | 2.194 | 0.035 | 0.8697 | 0 | 0 | 0 | 0 | 0 | 0.00043432 | 2916 | 15 | Lake Drainage Wells | 0.64 | Orlando | BMP by Parcel | Existing Update | Existing Update | 1260 COUNTRY CLUB OAK | By Parcel | 1304.9409 | 57498.0741 | 535 | 64% | 64% | 0 | 0
76 | 2 | 0.62927 | 530 | 76 | 2 | MDR | 4.2138 | 0.209 | 811.452 | 40.21 | 0.207 | 0.148 | 0.871 | 0.031 | 167.702 | 5.958 | 0.62927 | 0.001 | 0 | 0.00062927 | 0 | 0 | 0.00039998 | 2917 | 15 | Lake Drainage Wells | 0.64 | Orlando | BMP by Parcel | Existing Update | Existing Update | 1275 COUNTRY CLUB OAK | By Parcel | 868.39 | 27410.9858 | 530 | 64% | 64% | 0.00040273 | 0
76 | 2 | 0.49209 | 530 | 76 | 2 | MDR | 4.2138 | 0.209 | 811.452 | 40.21 | 0.207 | 0.148 | 0.871 | 0.031 | 167.702 | 5.958 | 0.49209 | 0.001 | 0 | 0.00049209 | 0 | 0 | 0.00039998 | 2918 | 15 | Lake Drainage Wells | 0.64 | Orlando | BMP by Parcel | Existing Update | Existing Update | 1278 COUNTRY CLUB OAK | By Parcel | 849.457 | 31570.7112 | 530 | 64% | 64% | 0.00031494 | 0
76 | 12 | 0.23268 | 535 | 76 | 12 | WAT | 0.21682 | 0.004 | 9.259 | 0.192 | 0.237 | 0.182 | 0.051 | 0.001 | 2.194 | 0.035 | 0.23268 | 0 | 0 | 0 | 0 | 0 | 0.00043432 | 2918 | 15 | Lake Drainage Wells | 0.64 | Orlando | BMP by Parcel | Existing Update | Existing Update | 1278 COUNTRY CLUB OAK | By Parcel | 849.457 | 31570.7112 | 535 | 64% | 64% | 0 | 0
76 | 2 | 0.51593 | 530 | 76 | 2 | MDR | 4.2138 | 0.209 | 811.452 | 40.21 | 0.207 | 0.148 | 0.871 | 0.031 | 167.702 | 5.958 | 0.51593 | 0.001 | 0 | 0.00051593 | 0 | 0 | 0.00039998 | 2919 | 15 | Lake Drainage Wells | 0.64 | Orlando | BMP by Parcel | Existing Update | Existing Update | 1286 COUNTRY CLUB OAK | By Parcel | 971.7816 | 38051.2347 | 530 | 64% | 64% | 0.0003302 | 0
76 | 12 | 0.35761 | 535 | 76 | 12 | WAT | 0.21682 | 0.004 | 9.259 | 0.192 | 0.237 | 0.182 | 0.051 | 0.001 | 2.194 | 0.035 | 0.35761 | 0 | 0 | 0 | 0 | 0 | 0.00043432 | 2919 | 15 | Lake Drainage Wells | 0.64 | Orlando | BMP by Parcel | Existing Update | Existing Update | 1286 COUNTRY CLUB OAK | By Parcel | 971.7816 | 38051.2347 | 535 | 64% | 64% | 0 | 0
73 | 4 | 0.95547 | 516 | 73 | 4 | IND | 8.0329 | 0.602 | 1692.908 | 126.871 | 0.248 | 0.201 | 1.992 | 0.121 | 419.906 | 25.485 | 0.95547 | 0.014 | 0.001 | 0.013377 | 0.00095547 | 0.002 | 0.002163 | 2920 | 15 | Lake Drainage Wells | 0.64 | Orlando | BMP by Parcel | Existing Update | Existing Update | 129 W ROBINSON ST | By Parcel | 858.4569 | 41620.1958 | 516 | 64% | 64% | 0.008561 | 0.0006115
76 | 2 | 0.76418 | 530 | 76 | 2 | MDR | 4.2138 | 0.209 | 811.452 | 40.21 | 0.207 | 0.148 | 0.871 | 0.031 | 167.702 | 5.958 | 0.76418 | 0.001 | 0 | 0.00076418 | 0 | 0 | 0.00039998 | 2921 | 15 | Lake Drainage Wells | 0.64 | Orlando | BMP by Parcel | Existing Update | Existing Update | 1294 COUNTRY CLUB OAK | By Parcel | 1085.4027 | 52796.8081 | 530 | 64% | 64% | 0.00048907 | 0
76 | 12 | 0.44788 | 535 | 76 | 12 | WAT | 0.21682 | 0.004 | 9.259 | 0.192 | 0.237 | 0.182 | 0.051 | 0.001 | 2.194 | 0.035 | 0.44788 | 0 | 0 | 0 | 0 | 0 | 0.00043432 | 2921 | 15 | Lake Drainage Wells | 0.64 | Orlando | BMP by Parcel | Existing Update | Existing Update | 1294 COUNTRY CLUB OAK | By Parcel | 1085.4027 | 52796.8081 | 535 | 64% | 64% | 0 | 0
70 | 4 | 0.18416 | 499 | 70 | 4 | IND | 8.7985 | 0.717 | 2253.879 | 183.718 | 0.374 | 0.198 | 3.292 | 0.142 | 843.264 | 36.33 | 0.18416 | 0.05 | 0.006 | 0.009208 | 0.001105 | 0.006 | 0.0076716 | 2922 | 15 | Lake Drainage Wells | 0.64 | Orlando | BMP by Parcel | Existing Update | Existing Update | 130 PASADENA PL | By Parcel | 371.5335 | 8021.9614 | 499 | 64% | 64% | 0.0058931 | 0.00070717
76 | 2 | 0.13727 | 530 | 76 | 2 | MDR | 4.2138 | 0.209 | 811.452 | 40.21 | 0.207 | 0.148 | 0.871 | 0.031 | 167.702 | 5.958 | 0.13727 | 0.001 | 0 | 0.00013727 | 0 | 0 | 0.00039998 | 2923 | 15 | Lake Drainage Wells | 0.64 | Orlando | BMP by Parcel | Existing Update | Existing Update | 1302 COUNTRY CLUB OAK | By Parcel | 354.0653 | 5979.4012 | 530 | 64% | 64% | 8.7852e-05 | 0
76 | 2 | 0.10762 | 530 | 76 | 2 | MDR | 4.2138 | 0.209 | 811.452 | 40.21 | 0.207 | 0.148 | 0.871 | 0.031 | 167.702 | 5.958 | 0.10762 | 0.001 | 0 | 0.00010762 | 0 | 0 | 0.00039998 | 2924 | 15 | Lake Drainage Wells | 0.64 | Orlando | BMP by Parcel | Existing Update | Existing Update | 1308 COUNTRY CLUB OAK | By Parcel | 314.0063 | 4688.0768 | 530 | 64% | 64% | 6.8879e-05 | 0
76 | 2 | 0.01264 | 530 | 76 | 2 | MDR | 4.2138 | 0.209 | 811.452 | 40.21 | 0.207 | 0.148 | 0.871 | 0.031 | 167.702 | 5.958 | 0.01264 | 0.001 | 0 | 1.264e-05 | 0 | 0 | 0.00039998 | 2925 | 15 | Lake Drainage Wells | 0.64 | Orlando | BMP by Parcel | Existing Update | Existing Update | 1309 COUNTRY LN | By Parcel | 117.3396 | 550.5995 | 530 | 64% | 64% | 8.0896e-06 | 0
76 | 2 | 0.11845 | 530 | 76 | 2 | MDR | 4.2138 | 0.209 | 811.452 | 40.21 | 0.207 | 0.148 | 0.871 | 0.031 | 167.702 | 5.958 | 0.11845 | 0.001 | 0 | 0.00011845 | 0 | 0 | 0.00039998 | 2926 | 15 | Lake Drainage Wells | 0.64 | Orlando | BMP by Parcel | Existing Update | Existing Update | 1314 COUNTRY CLUB OAK | By Parcel | 348.1837 | 5159.535 | 530 | 64% | 64% | 7.5806e-05 | 0
76 | 2 | 0.12117 | 530 | 76 | 2 | MDR | 4.2138 | 0.209 | 811.452 | 40.21 | 0.207 | 0.148 | 0.871 | 0.031 | 167.702 | 5.958 | 0.12117 | 0.001 | 0 | 0.00012117 | 0 | 0 | 0.00039998 | 2927 | 15 | Lake Drainage Wells | 0.64 | Orlando | BMP by Parcel | Existing Update | Existing Update | 1317 COUNTRY LN | By Parcel | 301.3132 | 5277.9945 | 530 | 64% | 64% | 7.7546e-05 | 0
76 | 2 | 0.027847 | 530 | 76 | 2 | MDR | 4.2138 | 0.209 | 811.452 | 40.21 | 0.207 | 0.148 | 0.871 | 0.031 | 167.702 | 5.958 | 0.027847 | 0.001 | 0 | 2.7847e-05 | 0 | 0 | 0.00039998 | 2928 | 15 | Lake Drainage Wells | 0.64 | Orlando | BMP by Parcel | Existing Update | Existing Update | 1321 COUNTRY CLUB OAK | By Parcel | 192.0467 | 1213.0314 | 530 | 64% | 64% | 1.7822e-05 | 0
76 | 2 | 0.13559 | 530 | 76 | 2 | MDR | 4.2138 | 0.209 | 811.452 | 40.21 | 0.207 | 0.148 | 0.871 | 0.031 | 167.702 | 5.958 | 0.13559 | 0.001 | 0 | 0.00013559 | 0 | 0 | 0.00039998 | 2929 | 15 | Lake Drainage Wells | 0.64 | Orlando | BMP by Parcel | Existing Update | Existing Update | 1322 COUNTRY CLUB OAK | By Parcel | 381.558 | 5906.2728 | 530 | 64% | 64% | 8.6778e-05 | 0
76 | 2 | 0.10494 | 530 | 76 | 2 | MDR | 4.2138 | 0.209 | 811.452 | 40.21 | 0.207 | 0.148 | 0.871 | 0.031 | 167.702 | 5.958 | 0.10494 | 0.001 | 0 | 0.00010494 | 0 | 0 | 0.00039998 | 2930 | 15 | Lake Drainage Wells | 0.64 | Orlando | BMP by Parcel | Existing Update | Existing Update | 1325 COUNTRY CLUB OAK | By Parcel | 304.1434 | 4571.2176 | 530 | 64% | 64% | 6.7162e-05 | 0
76 | 2 | 0.45586 | 530 | 76 | 2 | MDR | 4.2138 | 0.209 | 811.452 | 40.21 | 0.207 | 0.148 | 0.871 | 0.031 | 167.702 | 5.958 | 0.45586 | 0.001 | 0 | 0.00045586 | 0 | 0 | 0.00039998 | 2931 | 15 | Lake Drainage Wells | 0.64 | Orlando | BMP by Parcel | Existing Update | Existing Update | 1330 COUNTRY CLUB OAK | By Parcel | 1239.7971 | 20578.9168 | 530 | 64% | 64% | 0.00029175 | 0
76 | 8 | 0.016565 | 533 | 76 | 8 | AGR | 4.5948 | 0.246 | 506.728 | 27.16 | 0.228 | 0.166 | 1.046 | 0.041 | 115.387 | 4.515 | 0.016565 | 0.002 | 0 | 3.3129e-05 | 0 | 0 | 0.0005983 | 2931 | 15 | Lake Drainage Wells | 0.64 | Orlando | BMP by Parcel | Existing Update | Existing Update | 1330 COUNTRY CLUB OAK | By Parcel | 1239.7971 | 20578.9168 | 533 | 64% | 64% | 2.1203e-05 | 0
76 | 2 | 0.10993 | 530 | 76 | 2 | MDR | 4.2138 | 0.209 | 811.452 | 40.21 | 0.207 | 0.148 | 0.871 | 0.031 | 167.702 | 5.958 | 0.10993 | 0.001 | 0 | 0.00010993 | 0 | 0 | 0.00039998 | 2932 | 15 | Lake Drainage Wells | 0.64 | Orlando | BMP by Parcel | Existing Update | Existing Update | 1331 COUNTRY CLUB OAK | By Parcel | 325.5592 | 4788.4175 | 530 | 64% | 64% | 7.0354e-05 | 0
76 | 2 | 0.12274 | 530 | 76 | 2 | MDR | 4.2138 | 0.209 | 811.452 | 40.21 | 0.207 | 0.148 | 0.871 | 0.031 | 167.702 | 5.958 | 0.12274 | 0.001 | 0 | 0.00012274 | 0 | 0 | 0.00039998 | 2933 | 15 | Lake Drainage Wells | 0.64 | Orlando | BMP by Parcel | Existing Update | Existing Update | 1337 COUNTRY CLUB OAK | By Parcel | 340.135 | 5346.6471 | 530 | 64% | 64% | 7.8555e-05 | 0
76 | 2 | 0.092104 | 530 | 76 | 2 | MDR | 4.2138 | 0.209 | 811.452 | 40.21 | 0.207 | 0.148 | 0.871 | 0.031 | 167.702 | 5.958 | 0.092104 | 0.001 | 0 | 9.2104e-05 | 0 | 0 | 0.00039998 | 2934 | 15 | Lake Drainage Wells | 0.64 | Orlando | BMP by Parcel | Existing Update | Existing Update | 1343 COUNTRY CLUB OAK | By Parcel | 289.1836 | 4012.022 | 530 | 64% | 64% | 5.8946e-05 | 0
76 | 2 | 0.0082228 | 530 | 76 | 2 | MDR | 4.2138 | 0.209 | 811.452 | 40.21 | 0.207 | 0.148 | 0.871 | 0.031 | 167.702 | 5.958 | 0.0082228 | 0.001 | 0 | 8.2228e-06 | 0 | 0 | 0.00039998 | 2935 | 15 | Lake Drainage Wells | 0.64 | Orlando | BMP by Parcel | Existing Update | Existing Update | 1347 COUNTRY CLUB OAK | By Parcel | 226.3982 | 358.1853 | 530 | 64% | 64% | 5.2626e-06 | 0
76 | 2 | 0.12272 | 530 | 76 | 2 | MDR | 4.2138 | 0.209 | 811.452 | 40.21 | 0.207 | 0.148 | 0.871 | 0.031 | 167.702 | 5.958 | 0.12272 | 0.001 | 0 | 0.00012272 | 0 | 0 | 0.00039998 | 2936 | 15 | Lake Drainage Wells | 0.64 | Orlando | BMP by Parcel | Existing Update | Existing Update | 1401 COUNTRY LN | By Parcel | 307.5317 | 5393.9307 | 530 | 64% | 64% | 7.8538e-05 | 0
76 | 8 | 0.0011122 | 533 | 76 | 8 | AGR | 4.5948 | 0.246 | 506.728 | 27.16 | 0.228 | 0.166 | 1.046 | 0.041 | 115.387 | 4.515 | 0.0011122 | 0.002 | 0 | 2.2243e-06 | 0 | 0 | 0.0005983 | 2936 | 15 | Lake Drainage Wells | 0.64 | Orlando | BMP by Parcel | Existing Update | Existing Update | 1401 COUNTRY LN | By Parcel | 307.5317 | 5393.9307 | 533 | 64% | 64% | 1.4236e-06 | 0
70 | 4 | 0.030918 | 499 | 70 | 4 | IND | 8.7985 | 0.717 | 2253.879 | 183.718 | 0.374 | 0.198 | 3.292 | 0.142 | 843.264 | 36.33 | 0.030918 | 0.05 | 0.006 | 0.0015459 | 0.00018551 | 0.006 | 0.0076716 | 2937 | 15 | Lake Drainage Wells | 0.64 | Orlando | BMP by Parcel | Existing Update | Existing Update | 1414 N ORANGE AVE | By Parcel | 130.2683 | 1346.7994 | 499 | 64% | 64% | 0.00098939 | 0.00011873
76 | 2 | 0.10751 | 530 | 76 | 2 | MDR | 4.2138 | 0.209 | 811.452 | 40.21 | 0.207 | 0.148 | 0.871 | 0.031 | 167.702 | 5.958 | 0.10751 | 0.001 | 0 | 0.00010751 | 0 | 0 | 0.00039998 | 2938 | 15 | Lake Drainage Wells | 0.64 | Orlando | BMP by Parcel | Existing Update | Existing Update | 1415 COUNTRY LN | By Parcel | 310.53 | 5525.5132 | 530 | 64% | 64% | 6.8807e-05 | 0
76 | 8 | 0.019338 | 533 | 76 | 8 | AGR | 4.5948 | 0.246 | 506.728 | 27.16 | 0.228 | 0.166 | 1.046 | 0.041 | 115.387 | 4.515 | 0.019338 | 0.002 | 0 | 3.8675e-05 | 0 | 0 | 0.0005983 | 2938 | 15 | Lake Drainage Wells | 0.64 | Orlando | BMP by Parcel | Existing Update | Existing Update | 1415 COUNTRY LN | By Parcel | 310.53 | 5525.5132 | 533 | 64% | 64% | 2.4752e-05 | 0
70 | 4 | 0.36835 | 499 | 70 | 4 | IND | 8.7985 | 0.717 | 2253.879 | 183.718 | 0.374 | 0.198 | 3.292 | 0.142 | 843.264 | 36.33 | 0.36835 | 0.05 | 0.006 | 0.018418 | 0.0022101 | 0.006 | 0.0076716 | 2941 | 15 | Lake Drainage Wells | 0.64 | Orlando | BMP by Parcel | Existing Update | Existing Update | 212 PASADENA PL | By Parcel | 508.1184 | 16045.467 | 499 | 64% | 64% | 0.011787 | 0.0014145
72 | 4 | 0.32996 | 511 | 72 | 4 | IND | 8.0456 | 0.672 | 554.359 | 46.29 | 0.193 | 0.144 | 1.551 | 0.097 | 106.853 | 6.685 | 0.32996 | 0.011 | 0.001 | 0.0036295 | 0.00032996 | 0.001 | 0.0015662 | 2942 | 15 | Lake Drainage Wells | 0.64 | Orlando | BMP by Parcel | Existing Update | Existing Update | 229 HILLCREST ST | By Parcel | 482.9058 | 14372.8736 | 511 | 64% | 64% | 0.0023229 | 0.00021117
70 | 4 | 1.7618 | 499 | 70 | 4 | IND | 8.7985 | 0.717 | 2253.879 | 183.718 | 0.374 | 0.198 | 3.292 | 0.142 | 843.264 | 36.33 | 1.7618 | 0.05 | 0.006 | 0.088091 | 0.010571 | 0.006 | 0.0076716 | 2943 | 15 | Lake Drainage Wells | 0.64 | Orlando | BMP by Parcel | Existing Update | Existing Update | 235 E PRINCETON ST | By Parcel | 1092.0813 | 76744.3552 | 499 | 64% | 64% | 0.056378 | 0.0067654
70 | 4 | 0.16748 | 499 | 70 | 4 | IND | 8.7985 | 0.717 | 2253.879 | 183.718 | 0.374 | 0.198 | 3.292 | 0.142 | 843.264 | 36.33 | 0.16748 | 0.05 | 0.006 | 0.0083742 | 0.0010049 | 0.006 | 0.0076716 | 2944 | 15 | Lake Drainage Wells | 0.64 | Orlando | BMP by Parcel | Existing Update | Existing Update | 26 PARK LAKE ST | By Parcel | 361.7952 | 7295.5661 | 499 | 64% | 64% | 0.0053595 | 0.00064314
70 | 4 | 0.16958 | 499 | 70 | 4 | IND | 8.7985 | 0.717 | 2253.879 | 183.718 | 0.374 | 0.198 | 3.292 | 0.142 | 843.264 | 36.33 | 0.16958 | 0.05 | 0.006 | 0.0084791 | 0.0010175 | 0.006 | 0.0076716 | 2945 | 15 | Lake Drainage Wells | 0.64 | Orlando | BMP by Parcel | Existing Update | Existing Update | 316 E PRINCETON ST | By Parcel | 345.644 | 7386.9386 | 499 | 64% | 64% | 0.0054266 | 0.00065119
70 | 4 | 1.2273 | 499 | 70 | 4 | IND | 8.7985 | 0.717 | 2253.879 | 183.718 | 0.374 | 0.198 | 3.292 | 0.142 | 843.264 | 36.33 | 1.2273 | 0.05 | 0.006 | 0.061363 | 0.0073635 | 0.006 | 0.0076716 | 2946 | 15 | Lake Drainage Wells | 0.64 | Orlando | BMP by Parcel | Existing Update | Existing Update | 319 E PRINCETON ST | By Parcel | 922.4353 | 53459.0365 | 499 | 64% | 64% | 0.039272 | 0.0047127
73 | 4 | 0.70566 | 516 | 73 | 4 | IND | 8.0329 | 0.602 | 1692.908 | 126.871 | 0.248 | 0.201 | 1.992 | 0.121 | 419.906 | 25.485 | 0.70566 | 0.014 | 0.001 | 0.0098792 | 0.00070566 | 0.002 | 0.002163 | 2947 | 15 | Lake Drainage Wells | 0.64 | Orlando | BMP by Parcel | Existing Update | Existing Update | 385 W COLONIAL DR | By Parcel | 720.2066 | 30738.4318 | 516 | 64% | 64% | 0.0063227 | 0.00045162
73 | 4 | 2.9214 | 516 | 73 | 4 | IND | 8.0329 | 0.602 | 1692.908 | 126.871 | 0.248 | 0.201 | 1.992 | 0.121 | 419.906 | 25.485 | 2.9214 | 0.014 | 0.001 | 0.0409 | 0.0029214 | 0.002 | 0.002163 | 2948 | 15 | Lake Drainage Wells | 0.64 | Orlando | BMP by Parcel | Existing Update | Existing Update | 390 N ORANGE AVE | By Parcel | 1560.8289 | 127256.2964 | 516 | 64% | 64% | 0.026176 | 0.0018697
73 | 4 | 3.6526 | 516 | 73 | 4 | IND | 8.0329 | 0.602 | 1692.908 | 126.871 | 0.248 | 0.201 | 1.992 | 0.121 | 419.906 | 25.485 | 3.6526 | 0.014 | 0.001 | 0.051137 | 0.0036526 | 0.002 | 0.002163 | 2949 | 15 | Lake Drainage Wells | 0.64 | Orlando | BMP by Parcel | Existing Update | Existing Update | 401 N GARLAND AVE | By Parcel | 1710.4949 | 159107.5815 | 516 | 64% | 64% | 0.032727 | 0.0023377
72 | 4 | 0.68637 | 511 | 72 | 4 | IND | 8.0456 | 0.672 | 554.359 | 46.29 | 0.193 | 0.144 | 1.551 | 0.097 | 106.853 | 6.685 | 0.68637 | 0.011 | 0.001 | 0.0075501 | 0.00068637 | 0.001 | 0.0015662 | 2950 | 15 | Lake Drainage Wells | 0.64 | Orlando | BMP by Parcel | Existing Update | Existing Update | 600 E COLONIAL DR | By Parcel | 725.8602 | 29898.1342 | 511 | 64% | 64% | 0.004832 | 0.00043928
72 | 4 | 0.0023863 | 511 | 72 | 4 | IND | 8.0456 | 0.672 | 554.359 | 46.29 | 0.193 | 0.144 | 1.551 | 0.097 | 106.853 | 6.685 | 0.0023863 | 0.011 | 0.001 | 2.6249e-05 | 2.3863e-06 | 0.001 | 0.0015662 | 2951 | 15 | Lake Drainage Wells | 0.64 | Orlando | BMP by Parcel | Existing Update | Existing Update | 602 N THORNTON AVE | By Parcel | 60.7904 | 103.9467 | 511 | 64% | 64% | 1.68e-05 | 1.5272e-06
73 | 4 | 3.9988 | 516 | 73 | 4 | IND | 8.0329 | 0.602 | 1692.908 | 126.871 | 0.248 | 0.201 | 1.992 | 0.121 | 419.906 | 25.485 | 3.9988 | 0.014 | 0.001 | 0.055983 | 0.0039988 | 0.002 | 0.002163 | 2952 | 15 | Lake Drainage Wells | 0.64 | Orlando | BMP by Parcel | Existing Update | Existing Update | 656 N ORANGE AVE | By Parcel | 1996.1229 | 174186.7948 | 516 | 64% | 64% | 0.035829 | 0.0025592
75 | 2 | 0.13607 | 525 | 75 | 2 | MDR | 4.0181 | 0.212 | 821.93 | 43.453 | 0.398 | 0.494 | 1.599 | 0.105 | 327.079 | 21.486 | 0.13607 | 0.004 | 0 | 0.00054428 | 0 | 0.001 | 0.0018526 | 2953 | 15 | Lake Drainage Wells | 0.64 | Orlando | BMP by Parcel | Existing Update | Existing Update | 700 OAK ST | By Parcel | 340.7167 | 6486.0369 | 525 | 64% | 64% | 0.00034834 | 0
75 | 4 | 0.01283 | 527 | 75 | 4 | IND | 6.4171 | 0.599 | 216.238 | 20.191 | 0.386 | 0.477 | 2.475 | 0.286 | 83.408 | 9.627 | 0.01283 | 0.005 | 0.001 | 6.4148e-05 | 1.283e-05 | 0.001 | 0.0016881 | 2953 | 15 | Lake Drainage Wells | 0.64 | Orlando | BMP by Parcel | Existing Update | Existing Update | 700 OAK ST | By Parcel | 340.7167 | 6486.0369 | 527 | 64% | 64% | 4.1055e-05 | 8.211e-06
69 | 2 | 0.050629 | 491 | 69 | 2 | MDR | 9.3846 | 0.438 | 505.751 | 23.618 | 0.663 | 0.46 | 6.225 | 0.202 | 335.457 | 10.872 | 0.050629 | 0.139 | 0.012 | 0.0070374 | 0.00060755 | 0.015 | 0.02792 | 2954 | 15 | Lake Drainage Wells | 0.64 | Orlando | BMP by Parcel | Existing Update | Existing Update | 701 VIRGINIA DR | By Parcel | 656.4527 | 18750.3373 | 491 | 64% | 64% | 0.004504 | 0.00038883
69 | 4 | 0.31371 | 493 | 69 | 4 | IND | 14.9159 | 1.234 | 1131.699 | 93.64 | 0.651 | 0.447 | 9.715 | 0.552 | 737.083 | 41.902 | 0.31371 | 0.196 | 0.031 | 0.061487 | 0.009725 | 0.013 | 0.025516 | 2954 | 15 | Lake Drainage Wells | 0.64 | Orlando | BMP by Parcel | Existing Update | Existing Update | 701 VIRGINIA DR | By Parcel | 656.4527 | 18750.3373 | 493 | 64% | 64% | 0.039352 | 0.006224
70 | 4 | 0.06611 | 499 | 70 | 4 | IND | 8.7985 | 0.717 | 2253.879 | 183.718 | 0.374 | 0.198 | 3.292 | 0.142 | 843.264 | 36.33 | 0.06611 | 0.05 | 0.006 | 0.0033055 | 0.00039666 | 0.006 | 0.0076716 | 2954 | 15 | Lake Drainage Wells | 0.64 | Orlando | BMP by Parcel | Existing Update | Existing Update | 701 VIRGINIA DR | By Parcel | 656.4527 | 18750.3373 | 499 | 64% | 64% | 0.0021155 | 0.00025386
75 | 2 | 0.13661 | 525 | 75 | 2 | MDR | 4.0181 | 0.212 | 821.93 | 43.453 | 0.398 | 0.494 | 1.599 | 0.105 | 327.079 | 21.486 | 0.13661 | 0.004 | 0 | 0.00054644 | 0 | 0.001 | 0.0018526 | 2955 | 15 | Lake Drainage Wells | 0.64 | Orlando | BMP by Parcel | Existing Update | Existing Update | 714 OAK ST | By Parcel | 331.9907 | 6158.6312 | 525 | 64% | 64% | 0.00034972 | 0
75 | 4 | 0.0047725 | 527 | 75 | 4 | IND | 6.4171 | 0.599 | 216.238 | 20.191 | 0.386 | 0.477 | 2.475 | 0.286 | 83.408 | 9.627 | 0.0047725 | 0.005 | 0.001 | 2.3862e-05 | 4.7725e-06 | 0.001 | 0.0016881 | 2955 | 15 | Lake Drainage Wells | 0.64 | Orlando | BMP by Parcel | Existing Update | Existing Update | 714 OAK ST | By Parcel | 331.9907 | 6158.6312 | 527 | 64% | 64% | 1.5272e-05 | 3.0544e-06
73 | 4 | 0.85219 | 516 | 73 | 4 | IND | 8.0329 | 0.602 | 1692.908 | 126.871 | 0.248 | 0.201 | 1.992 | 0.121 | 419.906 | 25.485 | 0.85219 | 0.014 | 0.001 | 0.011931 | 0.00085219 | 0.002 | 0.002163 | 2956 | 15 | Lake Drainage Wells | 0.64 | Orlando | BMP by Parcel | Existing Update | Existing Update | 715 N GARLAND AVE | By Parcel | 766.28 | 38050.1723 | 516 | 64% | 64% | 0.0076356 | 0.0005454
73 | 6 | 0.021328 | 517 | 73 | 6 | OPE | 2.2652 | 0.083 | 1.961 | 0.072 | 0.271 | 0.222 | 0.614 | 0.018 | 0.531 | 0.016 | 0.021328 | 0.005 | 0 | 0.00010664 | 0 | 0.002 | 0.0023263 | 2956 | 15 | Lake Drainage Wells | 0.64 | Orlando | BMP by Parcel | Existing Update | Existing Update | 715 N GARLAND AVE | By Parcel | 766.28 | 38050.1723 | 517 | 64% | 64% | 6.825e-05 | 0
73 | 2 | 0.50824 | 514 | 73 | 2 | MDR | 5.0631 | 0.214 | 299.067 | 12.628 | 0.259 | 0.209 | 1.313 | 0.045 | 77.57 | 2.635 | 0.50824 | 0.01 | 0.001 | 0.0050824 | 0.00050824 | 0.002 | 0.0023691 | 2957 | 15 | Lake Drainage Wells | 0.64 | Orlando | BMP by Parcel | Existing Update | Existing Update | 719 PEACHTREE ST | By Parcel | 745.3783 | 32262.1073 | 514 | 64% | 64% | 0.0032527 | 0.00032527
73 | 4 | 0.23238 | 516 | 73 | 4 | IND | 8.0329 | 0.602 | 1692.908 | 126.871 | 0.248 | 0.201 | 1.992 | 0.121 | 419.906 | 25.485 | 0.23238 | 0.014 | 0.001 | 0.0032534 | 0.00023238 | 0.002 | 0.002163 | 2957 | 15 | Lake Drainage Wells | 0.64 | Orlando | BMP by Parcel | Existing Update | Existing Update | 719 PEACHTREE ST | By Parcel | 745.3783 | 32262.1073 | 516 | 64% | 64% | 0.0020821 | 0.00014872
73 | 12 | 2.1222e-05 | 519 | 73 | 12 | WAT | 0.26192 | 0.005 | 16.99 | 0.299 | 0.304 | 0.252 | 0.08 | 0.001 | 5.17 | 0.075 | 2.1222e-05 | 0.001 | 0 | 2.1222e-08 | 0 | 0.002 | 0.003623 | 2957 | 15 | Lake Drainage Wells | 0.64 | Orlando | BMP by Parcel | Existing Update | Existing Update | 719 PEACHTREE ST | By Parcel | 745.3783 | 32262.1073 | 519 | 64% | 64% | 1.3582e-08 | 0
70 | 4 | 3.1629 | 499 | 70 | 4 | IND | 8.7985 | 0.717 | 2253.879 | 183.718 | 0.374 | 0.198 | 3.292 | 0.142 | 843.264 | 36.33 | 3.1629 | 0.05 | 0.006 | 0.15815 | 0.018978 | 0.006 | 0.0076716 | 2958 | 15 | Lake Drainage Wells | 0.64 | Orlando | BMP by Parcel | Existing Update | Existing Update | 730 N MAGNOLIA AVE | By Parcel | 2200.9237 | 137777.0536 | 499 | 64% | 64% | 0.10121 | 0.012146
70 | 4 | 0.23909 | 499 | 70 | 4 | IND | 8.7985 | 0.717 | 2253.879 | 183.718 | 0.374 | 0.198 | 3.292 | 0.142 | 843.264 | 36.33 | 0.23909 | 0.05 | 0.006 | 0.011955 | 0.0014346 | 0.006 | 0.0076716 | 2959 | 15 | Lake Drainage Wells | 0.64 | Orlando | BMP by Parcel | Existing Update | Existing Update | 797 N ORANGE AVE | By Parcel | 420.1467 | 10414.9197 | 499 | 64% | 64% | 0.007651 | 0.00091812
70 | 4 | 0.9193 | 499 | 70 | 4 | IND | 8.7985 | 0.717 | 2253.879 | 183.718 | 0.374 | 0.198 | 3.292 | 0.142 | 843.264 | 36.33 | 0.9193 | 0.05 | 0.006 | 0.045965 | 0.0055158 | 0.006 | 0.0076716 | 2960 | 15 | Lake Drainage Wells | 0.64 | Orlando | BMP by Parcel | Existing Update | Existing Update | 801 N ORANGE AVE | By Parcel | 926.0312 | 40044.7088 | 499 | 64% | 64% | 0.029418 | 0.0035301
73 | 4 | 1.0947 | 516 | 73 | 4 | IND | 8.0329 | 0.602 | 1692.908 | 126.871 | 0.248 | 0.201 | 1.992 | 0.121 | 419.906 | 25.485 | 1.0947 | 0.014 | 0.001 | 0.015325 | 0.0010947 | 0.002 | 0.002163 | 2961 | 15 | Lake Drainage Wells | 0.64 | Orlando | BMP by Parcel | Existing Update | Existing Update | 815 N GARLAND AVE | By Parcel | 961.7508 | 47683.4255 | 516 | 64% | 64% | 0.0098082 | 0.00070059
76 | 3 | 0.024384 | 531 | 76 | 3 | HDR | 9.6413 | 0.743 | 247.926 | 19.112 | 0.207 | 0.149 | 1.992 | 0.111 | 51.232 | 2.857 | 0.024384 | 0.002 | 0 | 4.8769e-05 | 0 | 0 | 0.00043602 | 2962 | 15 | Lake Drainage Wells | 0.64 | Orlando | BMP by Parcel | Existing Update | Existing Update | 822 ELLWOOD AVE | By Parcel | 138.7228 | 1062.1805 | 531 | 64% | 64% | 3.1212e-05 | 0
70 | 4 | 0.82937 | 499 | 70 | 4 | IND | 8.7985 | 0.717 | 2253.879 | 183.718 | 0.374 | 0.198 | 3.292 | 0.142 | 843.264 | 36.33 | 0.82937 | 0.05 | 0.006 | 0.041468 | 0.0049762 | 0.006 | 0.0076716 | 2963 | 15 | Lake Drainage Wells | 0.64 | Orlando | BMP by Parcel | Existing Update | Existing Update | 824 HIGHLAND AVE | By Parcel | 855.4802 | 36127.0636 | 499 | 64% | 64% | 0.02654 | 0.0031848
73 | 4 | 0.58486 | 516 | 73 | 4 | IND | 8.0329 | 0.602 | 1692.908 | 126.871 | 0.248 | 0.201 | 1.992 | 0.121 | 419.906 | 25.485 | 0.58486 | 0.014 | 0.001 | 0.0081881 | 0.00058486 | 0.002 | 0.002163 | 2964 | 15 | Lake Drainage Wells | 0.64 | Orlando | BMP by Parcel | Existing Update | Existing Update | 825 N GARLAND AVE | By Parcel | 643.7775 | 25476.5889 | 516 | 64% | 64% | 0.0052404 | 0.00037431
76 | 3 | 0.019625 | 531 | 76 | 3 | HDR | 9.6413 | 0.743 | 247.926 | 19.112 | 0.207 | 0.149 | 1.992 | 0.111 | 51.232 | 2.857 | 0.019625 | 0.002 | 0 | 3.925e-05 | 0 | 0 | 0.00043602 | 2965 | 15 | Lake Drainage Wells | 0.64 | Orlando | BMP by Parcel | Existing Update | Existing Update | 826 ELLWOOD AVE | By Parcel | 166.5569 | 854.854 | 531 | 64% | 64% | 2.512e-05 | 0
76 | 3 | 0.043624 | 531 | 76 | 3 | HDR | 9.6413 | 0.743 | 247.926 | 19.112 | 0.207 | 0.149 | 1.992 | 0.111 | 51.232 | 2.857 | 0.043624 | 0.002 | 0 | 8.7247e-05 | 0 | 0 | 0.00043602 | 2966 | 15 | Lake Drainage Wells | 0.64 | Orlando | BMP by Parcel | Existing Update | Existing Update | 828 ELLWOOD AVE | By Parcel | 180.0504 | 1900.2334 | 531 | 64% | 64% | 5.5838e-05 | 0
76 | 3 | 0.021237 | 531 | 76 | 3 | HDR | 9.6413 | 0.743 | 247.926 | 19.112 | 0.207 | 0.149 | 1.992 | 0.111 | 51.232 | 2.857 | 0.021237 | 0.002 | 0 | 4.2475e-05 | 0 | 0 | 0.00043602 | 2967 | 15 | Lake Drainage Wells | 0.64 | Orlando | BMP by Parcel | Existing Update | Existing Update | 830 ELLWOOD AVE | By Parcel | 169.9463 | 925.0996 | 531 | 64% | 64% | 2.7184e-05 | 0
76 | 3 | 0.00042788 | 531 | 76 | 3 | HDR | 9.6413 | 0.743 | 247.926 | 19.112 | 0.207 | 0.149 | 1.992 | 0.111 | 51.232 | 2.857 | 0.00042788 | 0.002 | 0 | 8.5576e-07 | 0 | 0 | 0.00043602 | 2968 | 15 | Lake Drainage Wells | 0.64 | Orlando | BMP by Parcel | Existing Update | Existing Update | 836 ELLWOOD AVE | By Parcel | 20.9793 | 18.6383 | 531 | 64% | 64% | 5.4769e-07 | 0
76 | 3 | 0.0018138 | 531 | 76 | 3 | HDR | 9.6413 | 0.743 | 247.926 | 19.112 | 0.207 | 0.149 | 1.992 | 0.111 | 51.232 | 2.857 | 0.0018138 | 0.002 | 0 | 3.6276e-06 | 0 | 0 | 0.00043602 | 2969 | 15 | Lake Drainage Wells | 0.64 | Orlando | BMP by Parcel | Existing Update | Existing Update | 836 ELLWOOD AVE | By Parcel | 43.1941 | 79.0086 | 531 | 64% | 64% | 2.3217e-06 | 0
70 | 4 | 2.4673 | 499 | 70 | 4 | IND | 8.7985 | 0.717 | 2253.879 | 183.718 | 0.374 | 0.198 | 3.292 | 0.142 | 843.264 | 36.33 | 2.4673 | 0.05 | 0.006 | 0.12336 | 0.014804 | 0.006 | 0.0076716 | 2970 | 15 | Lake Drainage Wells | 0.64 | Orlando | BMP by Parcel | Existing Update | Existing Update | 911 N ORANGE AVE | By Parcel | 1662.2157 | 107474.6834 | 499 | 64% | 64% | 0.078953 | 0.0094744
70 | 4 | 2.3667 | 499 | 70 | 4 | IND | 8.7985 | 0.717 | 2253.879 | 183.718 | 0.374 | 0.198 | 3.292 | 0.142 | 843.264 | 36.33 | 2.3667 | 0.05 | 0.006 | 0.11833 | 0.0142 | 0.006 | 0.0076716 | 2971 | 15 | Lake Drainage Wells | 0.64 | Orlando | BMP by Parcel | Existing Update | Existing Update | 99 E MARKS ST | By Parcel | 1325.7373 | 103093.0004 | 499 | 64% | 64% | 0.075734 | 0.0090881
73 | 4 | 0.064649 | 516 | 73 | 4 | IND | 8.0329 | 0.602 | 1692.908 | 126.871 | 0.248 | 0.201 | 1.992 | 0.121 | 419.906 | 25.485 | 0.064649 | 0.014 | 0.001 | 0.00090508 | 6.4649e-05 | 0.002 | 0.002163 | 2972 | 15 | Lake Drainage Wells | 0.64 | Orlando | BMP-01: Lake Dot Water Quality Restoration | Existing Update | Project Completed |  | BMP-01 | 231.8163 | 2816.0878 | 516 | 64% | 64% | 0.00057925 | 4.1375e-05
73 | 4 | 0.076469 | 516 | 73 | 4 | IND | 8.0329 | 0.602 | 1692.908 | 126.871 | 0.248 | 0.201 | 1.992 | 0.121 | 419.906 | 25.485 | 0.076469 | 0.014 | 0.001 | 0.0010706 | 7.6469e-05 | 0.002 | 0.002163 | 2973 | 15 | Lake Drainage Wells | 0.64 | Orlando | BMP-01: Lake Dot Water Quality Restoration | Existing Update | Project Completed |  | BMP-01 | 282.2794 | 3330.9582 | 516 | 64% | 64% | 0.00068516 | 4.894e-05
68 | 2 | 0.012919 | 482 | 68 | 2 | MDR | 8.1781 | 0.451 | 3278.673 | 180.849 | 0.368 | 0.359 | 3.013 | 0.162 | 1208.098 | 65.009 | 0.012919 | 0.029 | 0.003 | 0.00037466 | 3.8758e-05 | 0.004 | 0.0066584 | 2974 | 15 | Lake Drainage Wells | 0.64 | Orlando | BMP-02: Hazel St Outfall Improvements | Existing Update | Project Completed |  | BMP-02 | 2482.0613 | 9174.3426 | 482 | 64% | 64% | 0.00023978 | 2.4805e-05
68 | 4 | 0.11351 | 484 | 68 | 4 | IND | 13.0109 | 1.271 | 1684.79 | 164.641 | 0.356 | 0.352 | 4.638 | 0.448 | 600.604 | 57.953 | 0.11351 | 0.04 | 0.008 | 0.0045403 | 0.00090807 | 0.003 | 0.00609 | 2974 | 15 | Lake Drainage Wells | 0.64 | Orlando | BMP-02: Hazel St Outfall Improvements | Existing Update | Project Completed |  | BMP-02 | 2482.0613 | 9174.3426 | 484 | 64% | 64% | 0.0029058 | 0.00058116
70 | 2 | 0.060945 | 497 | 70 | 2 | MDR | 5.5229 | 0.254 | 1760.42 | 81.108 | 0.385 | 0.206 | 2.127 | 0.052 | 677.966 | 16.675 | 0.060945 | 0.036 | 0.002 | 0.002194 | 0.00012189 | 0.007 | 0.0084055 | 2974 | 15 | Lake Drainage Wells | 0.64 | Orlando | BMP-02: Hazel St Outfall Improvements | Existing Update | Project Completed |  | BMP-02 | 2482.0613 | 9174.3426 | 497 | 64% | 64% | 0.0014042 | 7.8009e-05
70 | 4 | 0.023243 | 499 | 70 | 4 | IND | 8.7985 | 0.717 | 2253.879 | 183.718 | 0.374 | 0.198 | 3.292 | 0.142 | 843.264 | 36.33 | 0.023243 | 0.05 | 0.006 | 0.0011621 | 0.00013946 | 0.006 | 0.0076716 | 2974 | 15 | Lake Drainage Wells | 0.64 | Orlando | BMP-02: Hazel St Outfall Improvements | Existing Update | Project Completed |  | BMP-02 | 2482.0613 | 9174.3426 | 499 | 64% | 64% | 0.00074376 | 8.9251e-05
68 | 4 | 0.17788 | 484 | 68 | 4 | IND | 13.0109 | 1.271 | 1684.79 | 164.641 | 0.356 | 0.352 | 4.638 | 0.448 | 600.604 | 57.953 | 0.17788 | 0.04 | 0.008 | 0.0071151 | 0.001423 | 0.003 | 0.00609 | 2975 | 15 | Lake Drainage Wells | 0.64 | Orlando | BMP-02: Hazel St Outfall Improvements | Existing Update | Project Completed |  | BMP-02 | 711.4793 | 13025.2319 | 484 | 64% | 64% | 0.0045536 | 0.00091073
68 | 6 | 0.10878 | 485 | 68 | 6 | OPE | 3.647 | 0.175 | 38.95 | 1.871 | 0.381 | 0.373 | 1.389 | 0.065 | 14.834 | 0.699 | 0.10878 | 0.015 | 0.001 | 0.0016317 | 0.00010878 | 0.004 | 0.0081487 | 2975 | 15 | Lake Drainage Wells | 0.64 | Orlando | BMP-02: Hazel St Outfall Improvements | Existing Update | Project Completed |  | BMP-02 | 711.4793 | 13025.2319 | 485 | 64% | 64% | 0.0010443 | 6.962e-05
69 | 6 | 0.012361 | 494 | 69 | 6 | OPE | 4.1906 | 0.17 | 61.542 | 2.496 | 0.675 | 0.481 | 2.829 | 0.082 | 41.551 | 1.202 | 0.012361 | 0.07 | 0.006 | 0.00086528 | 7.4167e-05 | 0.017 | 0.034185 | 2975 | 15 | Lake Drainage Wells | 0.64 | Orlando | BMP-02: Hazel St Outfall Improvements | Existing Update | Project Completed |  | BMP-02 | 711.4793 | 13025.2319 | 494 | 64% | 64% | 0.00055378 | 4.7467e-05
68 | 2 | 0.066867 | 482 | 68 | 2 | MDR | 8.1781 | 0.451 | 3278.673 | 180.849 | 0.368 | 0.359 | 3.013 | 0.162 | 1208.098 | 65.009 | 0.066867 | 0.029 | 0.003 | 0.0019391 | 0.0002006 | 0.004 | 0.0066584 | 2976 | 15 | Lake Drainage Wells | 0.64 | Orlando | BMP-02: Hazel St Outfall Improvements | Existing Update | Project Completed |  | BMP-02 | 1453.9703 | 7449.2759 | 482 | 64% | 64% | 0.0012411 | 0.00012838
70 | 2 | 0.10415 | 497 | 70 | 2 | MDR | 5.5229 | 0.254 | 1760.42 | 81.108 | 0.385 | 0.206 | 2.127 | 0.052 | 677.966 | 16.675 | 0.10415 | 0.036 | 0.002 | 0.0037492 | 0.00020829 | 0.007 | 0.0084055 | 2976 | 15 | Lake Drainage Wells | 0.64 | Orlando | BMP-02: Hazel St Outfall Improvements | Existing Update | Project Completed |  | BMP-02 | 1453.9703 | 7449.2759 | 497 | 64% | 64% | 0.0023995 | 0.00013331
72 | 4 | 0.00057077 | 511 | 72 | 4 | IND | 8.0456 | 0.672 | 554.359 | 46.29 | 0.193 | 0.144 | 1.551 | 0.097 | 106.853 | 6.685 | 0.00057077 | 0.011 | 0.001 | 6.2785e-06 | 5.7077e-07 | 0.001 | 0.0015662 | 2977 | 15 | Lake Drainage Wells | 0.64 | Orlando | BMP-04: Lake Highland CDS Unit | Existing Update | Project Completed |  | BMP-04 | 33.453 | 24.8628 | 511 | 64% | 64% | 4.0183e-06 | 3.653e-07
72 | 4 | 0.0054448 | 511 | 72 | 4 | IND | 8.0456 | 0.672 | 554.359 | 46.29 | 0.193 | 0.144 | 1.551 | 0.097 | 106.853 | 6.685 | 0.0054448 | 0.011 | 0.001 | 5.9893e-05 | 5.4448e-06 | 0.001 | 0.0015662 | 2978 | 15 | Lake Drainage Wells | 0.64 | Orlando | BMP-04: Lake Highland CDS Unit | Existing Update | Project Completed |  | BMP-04 | 362.9171 | 237.1752 | 511 | 64% | 64% | 3.8331e-05 | 3.4847e-06
72 | 4 | 0.077733 | 511 | 72 | 4 | IND | 8.0456 | 0.672 | 554.359 | 46.29 | 0.193 | 0.144 | 1.551 | 0.097 | 106.853 | 6.685 | 0.077733 | 0.011 | 0.001 | 0.00085506 | 7.7733e-05 | 0.001 | 0.0015662 | 2979 | 15 | Lake Drainage Wells | 0.64 | Orlando | BMP-04: Lake Highland CDS Unit | Existing Update | Project Completed |  | BMP-04 | 672.2619 | 3386.0317 | 511 | 64% | 64% | 0.00054724 | 4.9749e-05
76 | 3 | 0.0017947 | 531 | 76 | 3 | HDR | 9.6413 | 0.743 | 247.926 | 19.112 | 0.207 | 0.149 | 1.992 | 0.111 | 51.232 | 2.857 | 0.0017947 | 0.002 | 0 | 3.5894e-06 | 0 | 0 | 0.00043602 | 2980 | 15 | Lake Drainage Wells | 0.64 | Orlando | BMP-06: Overbrook Stormwater Improvements | Existing Update | Project Completed |  | BMP-06 | 45.4217 | 78.177 | 531 | 64% | 64% | 2.2972e-06 | 0
73 | 2 | 0.38901 | 514 | 73 | 2 | MDR | 5.0631 | 0.214 | 299.067 | 12.628 | 0.259 | 0.209 | 1.313 | 0.045 | 77.57 | 2.635 | 0.38901 | 0.01 | 0.001 | 0.0038901 | 0.00038901 | 0.002 | 0.0023691 | 2981 | 15 | Lake Drainage Wells | 0.64 | Orlando | BMP-06: Overbrook Stormwater Improvements | Existing Update | Project Completed |  | BMP-06 | 19883.6577 | 4506411.3393 | 514 | 64% | 64% | 0.0024897 | 0.00024897
73 | 3 | 1.154 | 515 | 73 | 3 | HDR | 11.5849 | 0.759 | 171.532 | 11.245 | 0.259 | 0.209 | 3.004 | 0.159 | 44.478 | 2.353 | 1.154 | 0.023 | 0.002 | 0.026542 | 0.002308 | 0.002 | 0.0025716 | 2981 | 15 | Lake Drainage Wells | 0.64 | Orlando | BMP-06: Overbrook Stormwater Improvements | Existing Update | Project Completed |  | BMP-06 | 19883.6577 | 4506411.3393 | 515 | 64% | 64% | 0.016987 | 0.0014771
73 | 4 | 0.28702 | 516 | 73 | 4 | IND | 8.0329 | 0.602 | 1692.908 | 126.871 | 0.248 | 0.201 | 1.992 | 0.121 | 419.906 | 25.485 | 0.28702 | 0.014 | 0.001 | 0.0040183 | 0.00028702 | 0.002 | 0.002163 | 2981 | 15 | Lake Drainage Wells | 0.64 | Orlando | BMP-06: Overbrook Stormwater Improvements | Existing Update | Project Completed |  | BMP-06 | 19883.6577 | 4506411.3393 | 516 | 64% | 64% | 0.0025717 | 0.00018369
75 | 2 | 10.4765 | 525 | 75 | 2 | MDR | 4.0181 | 0.212 | 821.93 | 43.453 | 0.398 | 0.494 | 1.599 | 0.105 | 327.079 | 21.486 | 10.4765 | 0.004 | 0 | 0.041906 | 0 | 0.001 | 0.0018526 | 2981 | 15 | Lake Drainage Wells | 0.64 | Orlando | BMP-06: Overbrook Stormwater Improvements | Existing Update | Project Completed |  | BMP-06 | 19883.6577 | 4506411.3393 | 525 | 64% | 64% | 0.02682 | 0
75 | 3 | 0.037309 | 526 | 75 | 3 | HDR | 9.1935 | 0.757 | 92.045 | 7.584 | 0.398 | 0.506 | 3.659 | 0.383 | 36.633 | 3.837 | 0.037309 | 0.008 | 0.002 | 0.00029847 | 7.4618e-05 | 0.001 | 0.0020218 | 2981 | 15 | Lake Drainage Wells | 0.64 | Orlando | BMP-06: Overbrook Stormwater Improvements | Existing Update | Project Completed |  | BMP-06 | 19883.6577 | 4506411.3393 | 526 | 64% | 64% | 0.00019102 | 4.7756e-05
75 | 4 | 0.22236 | 527 | 75 | 4 | IND | 6.4171 | 0.599 | 216.238 | 20.191 | 0.386 | 0.477 | 2.475 | 0.286 | 83.408 | 9.627 | 0.22236 | 0.005 | 0.001 | 0.0011118 | 0.00022236 | 0.001 | 0.0016881 | 2981 | 15 | Lake Drainage Wells | 0.64 | Orlando | BMP-06: Overbrook Stormwater Improvements | Existing Update | Project Completed |  | BMP-06 | 19883.6577 | 4506411.3393 | 527 | 64% | 64% | 0.00071156 | 0.00014231
76 | 2 | 42.4153 | 530 | 76 | 2 | MDR | 4.2138 | 0.209 | 811.452 | 40.21 | 0.207 | 0.148 | 0.871 | 0.031 | 167.702 | 5.958 | 42.4153 | 0.001 | 0 | 0.042415 | 0 | 0 | 0.00039998 | 2981 | 15 | Lake Drainage Wells | 0.64 | Orlando | BMP-06: Overbrook Stormwater Improvements | Existing Update | Project Completed |  | BMP-06 | 19883.6577 | 4506411.3393 | 530 | 64% | 64% | 0.027146 | 0
76 | 3 | 6.2392 | 531 | 76 | 3 | HDR | 9.6413 | 0.743 | 247.926 | 19.112 | 0.207 | 0.149 | 1.992 | 0.111 | 51.232 | 2.857 | 6.2392 | 0.002 | 0 | 0.012478 | 0 | 0 | 0.00043602 | 2981 | 15 | Lake Drainage Wells | 0.64 | Orlando | BMP-06: Overbrook Stormwater Improvements | Existing Update | Project Completed |  | BMP-06 | 19883.6577 | 4506411.3393 | 531 | 64% | 64% | 0.0079862 | 0
76 | 4 | 34.3086 | 532 | 76 | 4 | IND | 6.7195 | 0.588 | 843.724 | 73.858 | 0.195 | 0.142 | 1.313 | 0.084 | 164.818 | 10.493 | 34.3086 | 0.001 | 0 | 0.034309 | 0 | 0 | 0.00036669 | 2981 | 15 | Lake Drainage Wells | 0.64 | Orlando | BMP-06: Overbrook Stormwater Improvements | Existing Update | Project Completed |  | BMP-06 | 19883.6577 | 4506411.3393 | 532 | 64% | 64% | 0.021958 | 0
76 | 8 | 7.1867 | 533 | 76 | 8 | AGR | 4.5948 | 0.246 | 506.728 | 27.16 | 0.228 | 0.166 | 1.046 | 0.041 | 115.387 | 4.515 | 7.1867 | 0.002 | 0 | 0.014373 | 0 | 0 | 0.0005983 | 2981 | 15 | Lake Drainage Wells | 0.64 | Orlando | BMP-06: Overbrook Stormwater Improvements | Existing Update | Project Completed |  | BMP-06 | 19883.6577 | 4506411.3393 | 533 | 64% | 64% | 0.0091989 | 0
76 | 12 | 0.64103 | 535 | 76 | 12 | WAT | 0.21682 | 0.004 | 9.259 | 0.192 | 0.237 | 0.182 | 0.051 | 0.001 | 2.194 | 0.035 | 0.64103 | 0 | 0 | 0 | 0 | 0 | 0.00043432 | 2981 | 15 | Lake Drainage Wells | 0.64 | Orlando | BMP-06: Overbrook Stormwater Improvements | Existing Update | Project Completed |  | BMP-06 | 19883.6577 | 4506411.3393 | 535 | 64% | 64% | 0 | 0
75 | 2 | 0.94072 | 525 | 75 | 2 | MDR | 4.0181 | 0.212 | 821.93 | 43.453 | 0.398 | 0.494 | 1.599 | 0.105 | 327.079 | 21.486 | 0.94072 | 0.004 | 0 | 0.0037629 | 0 | 0.001 | 0.0018526 | 2982 | 15 | Lake Drainage Wells | 0.64 | Orlando | BMP-07: Guernsey Park - Expansion of Wet DP | Project | Future Project |  | BMP-07 | 1472.4462 | 40977.6192 | 525 | 64% | 64% | 0.0024082 | 0
75 | 2 | 1.1467 | 525 | 75 | 2 | MDR | 4.0181 | 0.212 | 821.93 | 43.453 | 0.398 | 0.494 | 1.599 | 0.105 | 327.079 | 21.486 | 1.1467 | 0.004 | 0 | 0.0045867 | 0 | 0.001 | 0.0018526 | 2983 | 15 | Lake Drainage Wells | 0.64 | Orlando | BMP-07: Guernsey Park - Expansion of Wet DP | Project | Future Project |  | BMP-07 | 3541.2293 | 89416.1242 | 525 | 64% | 64% | 0.0029355 | 0
70 | 2 | 0.34813 | 497 | 70 | 2 | MDR | 5.5229 | 0.254 | 1760.42 | 81.108 | 0.385 | 0.206 | 2.127 | 0.052 | 677.966 | 16.675 | 0.34813 | 0.036 | 0.002 | 0.012533 | 0.00069626 | 0.007 | 0.0084055 | 2984 | 15 | Lake Drainage Wells | 0.64 | Orlando | BMP-08: Ivanhoe Plaza Park Exfiltration | Project | Future Project |  | BMP-08 | 11029.2091 | 2050977.3098 | 497 | 64% | 64% | 0.008021 | 0.00044561
70 | 4 | 0.39714 | 499 | 70 | 4 | IND | 8.7985 | 0.717 | 2253.879 | 183.718 | 0.374 | 0.198 | 3.292 | 0.142 | 843.264 | 36.33 | 0.39714 | 0.05 | 0.006 | 0.019857 | 0.0023828 | 0.006 | 0.0076716 | 2984 | 15 | Lake Drainage Wells | 0.64 | Orlando | BMP-08: Ivanhoe Plaza Park Exfiltration | Project | Future Project |  | BMP-08 | 11029.2091 | 2050977.3098 | 499 | 64% | 64% | 0.012708 | 0.001525
75 | 2 | 25.3349 | 525 | 75 | 2 | MDR | 4.0181 | 0.212 | 821.93 | 43.453 | 0.398 | 0.494 | 1.599 | 0.105 | 327.079 | 21.486 | 25.3349 | 0.004 | 0 | 0.10134 | 0 | 0.001 | 0.0018526 | 2984 | 15 | Lake Drainage Wells | 0.64 | Orlando | BMP-08: Ivanhoe Plaza Park Exfiltration | Project | Future Project |  | BMP-08 | 11029.2091 | 2050977.3098 | 525 | 64% | 64% | 0.064857 | 0
75 | 4 | 19.4869 | 527 | 75 | 4 | IND | 6.4171 | 0.599 | 216.238 | 20.191 | 0.386 | 0.477 | 2.475 | 0.286 | 83.408 | 9.627 | 19.4869 | 0.005 | 0.001 | 0.097434 | 0.019487 | 0.001 | 0.0016881 | 2984 | 15 | Lake Drainage Wells | 0.64 | Orlando | BMP-08: Ivanhoe Plaza Park Exfiltration | Project | Future Project |  | BMP-08 | 11029.2091 | 2050977.3098 | 527 | 64% | 64% | 0.062358 | 0.012472
75 | 6 | 0.70903 | 528 | 75 | 6 | OPE | 1.7853 | 0.082 | 8.335 | 0.384 | 0.411 | 0.533 | 0.734 | 0.044 | 3.425 | 0.205 | 0.70903 | 0.002 | 0 | 0.0014181 | 0 | 0.001 | 0.0021679 | 2984 | 15 | Lake Drainage Wells | 0.64 | Orlando | BMP-08: Ivanhoe Plaza Park Exfiltration | Project | Future Project |  | BMP-08 | 11029.2091 | 2050977.3098 | 528 | 64% | 64% | 0.00090755 | 0
75 | 4 | 0.16892 | 527 | 75 | 4 | IND | 6.4171 | 0.599 | 216.238 | 20.191 | 0.386 | 0.477 | 2.475 | 0.286 | 83.408 | 9.627 | 0.16892 | 0.005 | 0.001 | 0.00084458 | 0.00016892 | 0.001 | 0.0016881 | 2985 | 15 | Lake Drainage Wells | 0.64 | Orlando | BMP-08: Ivanhoe Plaza Park Exfiltration & BMP by Parcel | Project | Future Project | 1720 EDGEWATER DR | BMP-08 | 394.1658 | 7357.9836 | 527 | 64% | 64% | 0.00054053 | 0.00010811
75 | 4 | 0.15668 | 527 | 75 | 4 | IND | 6.4171 | 0.599 | 216.238 | 20.191 | 0.386 | 0.477 | 2.475 | 0.286 | 83.408 | 9.627 | 0.15668 | 0.005 | 0.001 | 0.0007834 | 0.00015668 | 0.001 | 0.0016881 | 2986 | 15 | Lake Drainage Wells | 0.64 | Orlando | BMP-08: Ivanhoe Plaza Park Exfiltration & BMP by Parcel | Project | Future Project | 1822 EDGEWATER DR | BMP-08 | 349.4237 | 7124.6984 | 527 | 64% | 64% | 0.00050138 | 0.00010028
75 | 2 | 25.5089 | 525 | 75 | 2 | MDR | 4.0181 | 0.212 | 821.93 | 43.453 | 0.398 | 0.494 | 1.599 | 0.105 | 327.079 | 21.486 | 25.5089 | 0.004 | 0 | 0.10204 | 0 | 0.001 | 0.0018526 | 2987 | 15 | Lake Drainage Wells | 0.64 | Orlando | BMP-09: Reading Dr Baffle Box | Project | Future Project |  | BMP-09 | 7188.9924 | 1152984.0054 | 525 | 64% | 64% | 0.065303 | 0
76 | 2 | 0.96011 | 530 | 76 | 2 | MDR | 4.2138 | 0.209 | 811.452 | 40.21 | 0.207 | 0.148 | 0.871 | 0.031 | 167.702 | 5.958 | 0.96011 | 0.001 | 0 | 0.00096011 | 0 | 0 | 0.00039998 | 2987 | 15 | Lake Drainage Wells | 0.64 | Orlando | BMP-09: Reading Dr Baffle Box | Project | Future Project |  | BMP-09 | 7188.9924 | 1152984.0054 | 530 | 64% | 64% | 0.00061447 | 0
76 | 2 | 31.7358 | 530 | 76 | 2 | MDR | 4.2138 | 0.209 | 811.452 | 40.21 | 0.207 | 0.148 | 0.871 | 0.031 | 167.702 | 5.958 | 31.7358 | 0.001 | 0 | 0.031736 | 0 | 0 | 0.00039998 | 2988 | 15 | Lake Drainage Wells | 0.64 | Orlando | BMP-10: DOT Pond west of Spring Lake | Project | Future Project |  | BMP-10 | 24022.7183 | 4449529.6742 | 530 | 64% | 64% | 0.020311 | 0
76 | 3 | 12.7972 | 531 | 76 | 3 | HDR | 9.6413 | 0.743 | 247.926 | 19.112 | 0.207 | 0.149 | 1.992 | 0.111 | 51.232 | 2.857 | 12.7972 | 0.002 | 0 | 0.025594 | 0 | 0 | 0.00043602 | 2988 | 15 | Lake Drainage Wells | 0.64 | Orlando | BMP-10: DOT Pond west of Spring Lake | Project | Future Project |  | BMP-10 | 24022.7183 | 4449529.6742 | 531 | 64% | 64% | 0.01638 | 0
76 | 4 | 30.3443 | 532 | 76 | 4 | IND | 6.7195 | 0.588 | 843.724 | 73.858 | 0.195 | 0.142 | 1.313 | 0.084 | 164.818 | 10.493 | 30.3443 | 0.001 | 0 | 0.030344 | 0 | 0 | 0.00036669 | 2988 | 15 | Lake Drainage Wells | 0.64 | Orlando | BMP-10: DOT Pond west of Spring Lake | Project | Future Project |  | BMP-10 | 24022.7183 | 4449529.6742 | 532 | 64% | 64% | 0.01942 | 0
76 | 8 | 23.0987 | 533 | 76 | 8 | AGR | 4.5948 | 0.246 | 506.728 | 27.16 | 0.228 | 0.166 | 1.046 | 0.041 | 115.387 | 4.515 | 23.0987 | 0.002 | 0 | 0.046197 | 0 | 0 | 0.0005983 | 2988 | 15 | Lake Drainage Wells | 0.64 | Orlando | BMP-10: DOT Pond west of Spring Lake | Project | Future Project |  | BMP-10 | 24022.7183 | 4449529.6742 | 533 | 64% | 64% | 0.029566 | 0
76 | 13 | 3.2132 | 536 | 76 | 13 | WET | 0.63 | 0.025 | 2.023 | 0.082 | 0.241 | 0.195 | 0.152 | 0.005 | 0.487 | 0.016 | 3.2132 | 0 | 0 | 0 | 0 | 0 | 0 | 2988 | 15 | Lake Drainage Wells | 0.64 | Orlando | BMP-10: DOT Pond west of Spring Lake | Project | Future Project |  | BMP-10 | 24022.7183 | 4449529.6742 | 536 | 64% | 64% | 0 | 0
76 | 2 | 0.42742 | 530 | 76 | 2 | MDR | 4.2138 | 0.209 | 811.452 | 40.21 | 0.207 | 0.148 | 0.871 | 0.031 | 167.702 | 5.958 | 0.42742 | 0.001 | 0 | 0.00042742 | 0 | 0 | 0.00039998 | 2989 | 15 | Lake Drainage Wells | 0.64 | Orlando | BMP-10: DOT Pond west of Spring Lake & BMP by Parcel | Project | Future Project | 1112 COUNTRY LN | BMP-10 | 544.9624 | 18618.4113 | 530 | 64% | 64% | 0.00027355 | 0
76 | 2 | 0.40806 | 530 | 76 | 2 | MDR | 4.2138 | 0.209 | 811.452 | 40.21 | 0.207 | 0.148 | 0.871 | 0.031 | 167.702 | 5.958 | 0.40806 | 0.001 | 0 | 0.00040806 | 0 | 0 | 0.00039998 | 2990 | 15 | Lake Drainage Wells | 0.64 | Orlando | BMP-10: DOT Pond west of Spring Lake & BMP by Parcel | Project | Future Project | 1113 COUNTRY LN | BMP-10 | 582.7557 | 17775.0056 | 530 | 64% | 64% | 0.00026116 | 0
76 | 2 | 0.32138 | 530 | 76 | 2 | MDR | 4.2138 | 0.209 | 811.452 | 40.21 | 0.207 | 0.148 | 0.871 | 0.031 | 167.702 | 5.958 | 0.32138 | 0.001 | 0 | 0.00032138 | 0 | 0 | 0.00039998 | 2991 | 15 | Lake Drainage Wells | 0.64 | Orlando | BMP-10: DOT Pond west of Spring Lake & BMP by Parcel | Project | Future Project | 1121 COUNTRY LN | BMP-10 | 479.9844 | 13999.1187 | 530 | 64% | 64% | 0.00020568 | 0
76 | 2 | 0.32143 | 530 | 76 | 2 | MDR | 4.2138 | 0.209 | 811.452 | 40.21 | 0.207 | 0.148 | 0.871 | 0.031 | 167.702 | 5.958 | 0.32143 | 0.001 | 0 | 0.00032143 | 0 | 0 | 0.00039998 | 2992 | 15 | Lake Drainage Wells | 0.64 | Orlando | BMP-10: DOT Pond west of Spring Lake & BMP by Parcel | Project | Future Project | 1129 COUNTRY LN | BMP-10 | 480.0173 | 14001.4218 | 530 | 64% | 64% | 0.00020572 | 0
76 | 2 | 0.41572 | 530 | 76 | 2 | MDR | 4.2138 | 0.209 | 811.452 | 40.21 | 0.207 | 0.148 | 0.871 | 0.031 | 167.702 | 5.958 | 0.41572 | 0.001 | 0 | 0.00041572 | 0 | 0 | 0.00039998 | 2993 | 15 | Lake Drainage Wells | 0.64 | Orlando | BMP-10: DOT Pond west of Spring Lake & BMP by Parcel | Project | Future Project | 1130 COUNTRY LN | BMP-10 | 538.5035 | 18108.8454 | 530 | 64% | 64% | 0.00026606 | 0
76 | 2 | 0.25894 | 530 | 76 | 2 | MDR | 4.2138 | 0.209 | 811.452 | 40.21 | 0.207 | 0.148 | 0.871 | 0.031 | 167.702 | 5.958 | 0.25894 | 0.001 | 0 | 0.00025894 | 0 | 0 | 0.00039998 | 2994 | 15 | Lake Drainage Wells | 0.64 | Orlando | BMP-10: DOT Pond west of Spring Lake & BMP by Parcel | Project | Future Project | 1200 COUNTRY LN | BMP-10 | 427.9727 | 11279.2736 | 530 | 64% | 64% | 0.00016572 | 0
76 | 2 | 0.33746 | 530 | 76 | 2 | MDR | 4.2138 | 0.209 | 811.452 | 40.21 | 0.207 | 0.148 | 0.871 | 0.031 | 167.702 | 5.958 | 0.33746 | 0.001 | 0 | 0.00033746 | 0 | 0 | 0.00039998 | 2995 | 15 | Lake Drainage Wells | 0.64 | Orlando | BMP-10: DOT Pond west of Spring Lake & BMP by Parcel | Project | Future Project | 1205 COUNTRY LN | BMP-10 | 489.9923 | 14699.6452 | 530 | 64% | 64% | 0.00021597 | 0
76 | 2 | 0.25628 | 530 | 76 | 2 | MDR | 4.2138 | 0.209 | 811.452 | 40.21 | 0.207 | 0.148 | 0.871 | 0.031 | 167.702 | 5.958 | 0.25628 | 0.001 | 0 | 0.00025628 | 0 | 0 | 0.00039998 | 2996 | 15 | Lake Drainage Wells | 0.64 | Orlando | BMP-10: DOT Pond west of Spring Lake & BMP by Parcel | Project | Future Project | 1208 COUNTRY LN | BMP-10 | 426.1047 | 11163.6108 | 530 | 64% | 64% | 0.00016402 | 0
76 | 2 | 0.62667 | 530 | 76 | 2 | MDR | 4.2138 | 0.209 | 811.452 | 40.21 | 0.207 | 0.148 | 0.871 | 0.031 | 167.702 | 5.958 | 0.62667 | 0.001 | 0 | 0.00062667 | 0 | 0 | 0.00039998 | 2997 | 15 | Lake Drainage Wells | 0.64 | Orlando | BMP-10: DOT Pond west of Spring Lake & BMP by Parcel | Project | Future Project | 1209 COUNTRY LN | BMP-10 | 669.9717 | 27297.7194 | 530 | 64% | 64% | 0.00040107 | 0
76 | 2 | 0.2562 | 530 | 76 | 2 | MDR | 4.2138 | 0.209 | 811.452 | 40.21 | 0.207 | 0.148 | 0.871 | 0.031 | 167.702 | 5.958 | 0.2562 | 0.001 | 0 | 0.0002562 | 0 | 0 | 0.00039998 | 2998 | 15 | Lake Drainage Wells | 0.64 | Orlando | BMP-10: DOT Pond west of Spring Lake & BMP by Parcel | Project | Future Project | 1216 COUNTRY LN | BMP-10 | 426.0019 | 11159.8725 | 530 | 64% | 64% | 0.00016397 | 0
76 | 2 | 0.39595 | 530 | 76 | 2 | MDR | 4.2138 | 0.209 | 811.452 | 40.21 | 0.207 | 0.148 | 0.871 | 0.031 | 167.702 | 5.958 | 0.39595 | 0.001 | 0 | 0.00039595 | 0 | 0 | 0.00039998 | 2999 | 15 | Lake Drainage Wells | 0.64 | Orlando | BMP-10: DOT Pond west of Spring Lake & BMP by Parcel | Project | Future Project | 1300 COUNTRY LN | BMP-10 | 527.4537 | 17247.3503 | 530 | 64% | 64% | 0.00025341 | 0
76 | 2 | 0.32138 | 530 | 76 | 2 | MDR | 4.2138 | 0.209 | 811.452 | 40.21 | 0.207 | 0.148 | 0.871 | 0.031 | 167.702 | 5.958 | 0.32138 | 0.001 | 0 | 0.00032138 | 0 | 0 | 0.00039998 | 3000 | 15 | Lake Drainage Wells | 0.64 | Orlando | BMP-10: DOT Pond west of Spring Lake & BMP by Parcel | Project | Future Project | 1301 COUNTRY LN | BMP-10 | 479.9846 | 13999.1299 | 530 | 64% | 64% | 0.00020568 | 0
76 | 2 | 0.40637 | 530 | 76 | 2 | MDR | 4.2138 | 0.209 | 811.452 | 40.21 | 0.207 | 0.148 | 0.871 | 0.031 | 167.702 | 5.958 | 0.40637 | 0.001 | 0 | 0.00040637 | 0 | 0 | 0.00039998 | 3001 | 15 | Lake Drainage Wells | 0.64 | Orlando | BMP-10: DOT Pond west of Spring Lake & BMP by Parcel | Project | Future Project | 1309 COUNTRY LN | BMP-10 | 574.3065 | 17701.2213 | 530 | 64% | 64% | 0.00026007 | 0
76 | 2 | 0.28483 | 530 | 76 | 2 | MDR | 4.2138 | 0.209 | 811.452 | 40.21 | 0.207 | 0.148 | 0.871 | 0.031 | 167.702 | 5.958 | 0.28483 | 0.001 | 0 | 0.00028483 | 0 | 0 | 0.00039998 | 3002 | 15 | Lake Drainage Wells | 0.64 | Orlando | BMP-10: DOT Pond west of Spring Lake & BMP by Parcel | Project | Future Project | 1312 COUNTRY LN | BMP-10 | 517.7665 | 16641.1484 | 530 | 64% | 64% | 0.00018229 | 0
76 | 2 | 0.00085717 | 530 | 76 | 2 | MDR | 4.2138 | 0.209 | 811.452 | 40.21 | 0.207 | 0.148 | 0.871 | 0.031 | 167.702 | 5.958 | 0.00085717 | 0.001 | 0 | 8.5717e-07 | 0 | 0 | 0.00039998 | 3003 | 15 | Lake Drainage Wells | 0.64 | Orlando | BMP-10: DOT Pond west of Spring Lake & BMP by Parcel | Project | Future Project | 1317 COUNTRY LN | BMP-10 | 30.7616 | 37.3428 | 530 | 64% | 64% | 5.4859e-07 | 0
76 | 2 | 0.20074 | 530 | 76 | 2 | MDR | 4.2138 | 0.209 | 811.452 | 40.21 | 0.207 | 0.148 | 0.871 | 0.031 | 167.702 | 5.958 | 0.20074 | 0.001 | 0 | 0.00020074 | 0 | 0 | 0.00039998 | 3004 | 15 | Lake Drainage Wells | 0.64 | Orlando | BMP-10: DOT Pond west of Spring Lake & BMP by Parcel | Project | Future Project | 1317 COUNTRY LN | BMP-10 | 374.8884 | 8744.0123 | 530 | 64% | 64% | 0.00012847 | 0
76 | 2 | 0.19742 | 530 | 76 | 2 | MDR | 4.2138 | 0.209 | 811.452 | 40.21 | 0.207 | 0.148 | 0.871 | 0.031 | 167.702 | 5.958 | 0.19742 | 0.001 | 0 | 0.00019742 | 0 | 0 | 0.00039998 | 3005 | 15 | Lake Drainage Wells | 0.64 | Orlando | BMP-10: DOT Pond west of Spring Lake & BMP by Parcel | Project | Future Project | 1401 COUNTRY LN | BMP-10 | 371.9989 | 8599.3741 | 530 | 64% | 64% | 0.00012635 | 0
76 | 2 | 0.16372 | 530 | 76 | 2 | MDR | 4.2138 | 0.209 | 811.452 | 40.21 | 0.207 | 0.148 | 0.871 | 0.031 | 167.702 | 5.958 | 0.16372 | 0.001 | 0 | 0.00016372 | 0 | 0 | 0.00039998 | 3006 | 15 | Lake Drainage Wells | 0.64 | Orlando | BMP-10: DOT Pond west of Spring Lake & BMP by Parcel | Project | Future Project | 1410 COUNTRY LN | BMP-10 | 537.1287 | 17731.1029 | 530 | 64% | 64% | 0.00010478 | 0
76 | 8 | 0.00049793 | 533 | 76 | 8 | AGR | 4.5948 | 0.246 | 506.728 | 27.16 | 0.228 | 0.166 | 1.046 | 0.041 | 115.387 | 4.515 | 0.00049793 | 0.002 | 0 | 9.9586e-07 | 0 | 0 | 0.0005983 | 3006 | 15 | Lake Drainage Wells | 0.64 | Orlando | BMP-10: DOT Pond west of Spring Lake & BMP by Parcel | Project | Future Project | 1410 COUNTRY LN | BMP-10 | 537.1287 | 17731.1029 | 533 | 64% | 64% | 6.3735e-07 | 0
76 | 2 | 0.194 | 530 | 76 | 2 | MDR | 4.2138 | 0.209 | 811.452 | 40.21 | 0.207 | 0.148 | 0.871 | 0.031 | 167.702 | 5.958 | 0.194 | 0.001 | 0 | 0.000194 | 0 | 0 | 0.00039998 | 3007 | 15 | Lake Drainage Wells | 0.64 | Orlando | BMP-10: DOT Pond west of Spring Lake & BMP by Parcel | Project | Future Project | 1415 COUNTRY LN | BMP-10 | 369.0127 | 8450.6232 | 530 | 64% | 64% | 0.00012416 | 0
76 | 4 | 0.40179 | 532 | 76 | 4 | IND | 6.7195 | 0.588 | 843.724 | 73.858 | 0.195 | 0.142 | 1.313 | 0.084 | 164.818 | 10.493 | 0.40179 | 0.001 | 0 | 0.00040179 | 0 | 0 | 0.00036669 | 3008 | 15 | Lake Drainage Wells | 0.64 | Orlando | BMP-10: DOT Pond west of Spring Lake & BMP by Parcel | Project | Future Project | 1851 W COLONIAL DR | BMP-10 | 530.042 | 17502.106 | 532 | 64% | 64% | 0.00025715 | 0
76 | 4 | 0.54652 | 532 | 76 | 4 | IND | 6.7195 | 0.588 | 843.724 | 73.858 | 0.195 | 0.142 | 1.313 | 0.084 | 164.818 | 10.493 | 0.54652 | 0.001 | 0 | 0.00054652 | 0 | 0 | 0.00036669 | 3009 | 15 | Lake Drainage Wells | 0.64 | Orlando | BMP-10: DOT Pond west of Spring Lake & BMP by Parcel | Project | Future Project | 1999 W COLONIAL DR | BMP-10 | 620.0877 | 23806.1089 | 532 | 64% | 64% | 0.00034977 | 0
76 | 2 | 0.3756 | 530 | 76 | 2 | MDR | 4.2138 | 0.209 | 811.452 | 40.21 | 0.207 | 0.148 | 0.871 | 0.031 | 167.702 | 5.958 | 0.3756 | 0.001 | 0 | 0.0003756 | 0 | 0 | 0.00039998 | 3010 | 15 | Lake Drainage Wells | 0.64 | Orlando | BMP-10: DOT Pond west of Spring Lake & BMP by Parcel | Project | Future Project | 2000 ALAMEDA ST | BMP-10 | 516.2797 | 16442.3876 | 530 | 64% | 64% | 0.00024038 | 0
76 | 3 | 0.0018694 | 531 | 76 | 3 | HDR | 9.6413 | 0.743 | 247.926 | 19.112 | 0.207 | 0.149 | 1.992 | 0.111 | 51.232 | 2.857 | 0.0018694 | 0.002 | 0 | 3.7387e-06 | 0 | 0 | 0.00043602 | 3010 | 15 | Lake Drainage Wells | 0.64 | Orlando | BMP-10: DOT Pond west of Spring Lake & BMP by Parcel | Project | Future Project | 2000 ALAMEDA ST | BMP-10 | 516.2797 | 16442.3876 | 531 | 64% | 64% | 2.3928e-06 | 0
76 | 2 | 0.24255 | 530 | 76 | 2 | MDR | 4.2138 | 0.209 | 811.452 | 40.21 | 0.207 | 0.148 | 0.871 | 0.031 | 167.702 | 5.958 | 0.24255 | 0.001 | 0 | 0.00024255 | 0 | 0 | 0.00039998 | 3011 | 15 | Lake Drainage Wells | 0.64 | Orlando | BMP-10: DOT Pond west of Spring Lake & BMP by Parcel | Project | Future Project | 2008 ALAMEDA ST | BMP-10 | 418.6507 | 10705.7328 | 530 | 64% | 64% | 0.00015523 | 0
76 | 3 | 0.0032195 | 531 | 76 | 3 | HDR | 9.6413 | 0.743 | 247.926 | 19.112 | 0.207 | 0.149 | 1.992 | 0.111 | 51.232 | 2.857 | 0.0032195 | 0.002 | 0 | 6.4389e-06 | 0 | 0 | 0.00043602 | 3011 | 15 | Lake Drainage Wells | 0.64 | Orlando | BMP-10: DOT Pond west of Spring Lake & BMP by Parcel | Project | Future Project | 2008 ALAMEDA ST | BMP-10 | 418.6507 | 10705.7328 | 531 | 64% | 64% | 4.1209e-06 | 0
76 | 2 | 0.2407 | 530 | 76 | 2 | MDR | 4.2138 | 0.209 | 811.452 | 40.21 | 0.207 | 0.148 | 0.871 | 0.031 | 167.702 | 5.958 | 0.2407 | 0.001 | 0 | 0.0002407 | 0 | 0 | 0.00039998 | 3012 | 15 | Lake Drainage Wells | 0.64 | Orlando | BMP-10: DOT Pond west of Spring Lake & BMP by Parcel | Project | Future Project | 2016 ALAMEDA ST | BMP-10 | 418.9177 | 10765.7564 | 530 | 64% | 64% | 0.00015405 | 0
76 | 3 | 0.0064455 | 531 | 76 | 3 | HDR | 9.6413 | 0.743 | 247.926 | 19.112 | 0.207 | 0.149 | 1.992 | 0.111 | 51.232 | 2.857 | 0.0064455 | 0.002 | 0 | 1.2891e-05 | 0 | 0 | 0.00043602 | 3012 | 15 | Lake Drainage Wells | 0.64 | Orlando | BMP-10: DOT Pond west of Spring Lake & BMP by Parcel | Project | Future Project | 2016 ALAMEDA ST | BMP-10 | 418.9177 | 10765.7564 | 531 | 64% | 64% | 8.2502e-06 | 0
76 | 2 | 0.29045 | 530 | 76 | 2 | MDR | 4.2138 | 0.209 | 811.452 | 40.21 | 0.207 | 0.148 | 0.871 | 0.031 | 167.702 | 5.958 | 0.29045 | 0.001 | 0 | 0.00029045 | 0 | 0 | 0.00039998 | 3013 | 15 | Lake Drainage Wells | 0.64 | Orlando | BMP-10: DOT Pond west of Spring Lake & BMP by Parcel | Project | Future Project | 2017 COMPANERO AVE | BMP-10 | 461.0591 | 12651.8956 | 530 | 64% | 64% | 0.00018589 | 0
76 | 2 | 0.27433 | 530 | 76 | 2 | MDR | 4.2138 | 0.209 | 811.452 | 40.21 | 0.207 | 0.148 | 0.871 | 0.031 | 167.702 | 5.958 | 0.27433 | 0.001 | 0 | 0.00027433 | 0 | 0 | 0.00039998 | 3014 | 15 | Lake Drainage Wells | 0.64 | Orlando | BMP-10: DOT Pond west of Spring Lake & BMP by Parcel | Project | Future Project | 2018 COMPANERO AVE | BMP-10 | 450.52 | 11949.729 | 530 | 64% | 64% | 0.00017557 | 0
76 | 2 | 0.31265 | 530 | 76 | 2 | MDR | 4.2138 | 0.209 | 811.452 | 40.21 | 0.207 | 0.148 | 0.871 | 0.031 | 167.702 | 5.958 | 0.31265 | 0.001 | 0 | 0.00031265 | 0 | 0 | 0.00039998 | 3015 | 15 | Lake Drainage Wells | 0.64 | Orlando | BMP-10: DOT Pond west of Spring Lake & BMP by Parcel | Project | Future Project | 2019 SIESTA LN | BMP-10 | 484.0916 | 13619.1673 | 530 | 64% | 64% | 0.0002001 | 0
76 | 2 | 0.14652 | 530 | 76 | 2 | MDR | 4.2138 | 0.209 | 811.452 | 40.21 | 0.207 | 0.148 | 0.871 | 0.031 | 167.702 | 5.958 | 0.14652 | 0.001 | 0 | 0.00014652 | 0 | 0 | 0.00039998 | 3016 | 15 | Lake Drainage Wells | 0.64 | Orlando | BMP-10: DOT Pond west of Spring Lake & BMP by Parcel | Project | Future Project | 2020 FOREST CLUB DR | BMP-10 | 446.1348 | 11910.3715 | 530 | 64% | 64% | 9.3771e-05 | 0
76 | 2 | 0.28906 | 530 | 76 | 2 | MDR | 4.2138 | 0.209 | 811.452 | 40.21 | 0.207 | 0.148 | 0.871 | 0.031 | 167.702 | 5.958 | 0.28906 | 0.001 | 0 | 0.00028906 | 0 | 0 | 0.00039998 | 3017 | 15 | Lake Drainage Wells | 0.64 | Orlando | BMP-10: DOT Pond west of Spring Lake & BMP by Parcel | Project | Future Project | 2020 SIESTA LN | BMP-10 | 451.1537 | 12591.4849 | 530 | 64% | 64% | 0.000185 | 0
76 | 2 | 0.26226 | 530 | 76 | 2 | MDR | 4.2138 | 0.209 | 811.452 | 40.21 | 0.207 | 0.148 | 0.871 | 0.031 | 167.702 | 5.958 | 0.26226 | 0.001 | 0 | 0.00026226 | 0 | 0 | 0.00039998 | 3018 | 15 | Lake Drainage Wells | 0.64 | Orlando | BMP-10: DOT Pond west of Spring Lake & BMP by Parcel | Project | Future Project | 2021 ALAMEDA ST | BMP-10 | 437.6094 | 11424.0194 | 530 | 64% | 64% | 0.00016785 | 0
76 | 2 | 0.30487 | 530 | 76 | 2 | MDR | 4.2138 | 0.209 | 811.452 | 40.21 | 0.207 | 0.148 | 0.871 | 0.031 | 167.702 | 5.958 | 0.30487 | 0.001 | 0 | 0.00030487 | 0 | 0 | 0.00039998 | 3019 | 15 | Lake Drainage Wells | 0.64 | Orlando | BMP-10: DOT Pond west of Spring Lake & BMP by Parcel | Project | Future Project | 2023 COMPANERO AVE | BMP-10 | 479.2435 | 13279.9353 | 530 | 64% | 64% | 0.00019511 | 0
76 | 2 | 0.24509 | 530 | 76 | 2 | MDR | 4.2138 | 0.209 | 811.452 | 40.21 | 0.207 | 0.148 | 0.871 | 0.031 | 167.702 | 5.958 | 0.24509 | 0.001 | 0 | 0.00024509 | 0 | 0 | 0.00039998 | 3020 | 15 | Lake Drainage Wells | 0.64 | Orlando | BMP-10: DOT Pond west of Spring Lake & BMP by Parcel | Project | Future Project | 2024 ALAMEDA ST | BMP-10 | 418.5841 | 10738.1957 | 530 | 64% | 64% | 0.00015685 | 0
76 | 3 | 0.0014303 | 531 | 76 | 3 | HDR | 9.6413 | 0.743 | 247.926 | 19.112 | 0.207 | 0.149 | 1.992 | 0.111 | 51.232 | 2.857 | 0.0014303 | 0.002 | 0 | 2.8605e-06 | 0 | 0 | 0.00043602 | 3020 | 15 | Lake Drainage Wells | 0.64 | Orlando | BMP-10: DOT Pond west of Spring Lake & BMP by Parcel | Project | Future Project | 2024 ALAMEDA ST | BMP-10 | 418.5841 | 10738.1957 | 531 | 64% | 64% | 1.8307e-06 | 0
76 | 2 | 0.23206 | 530 | 76 | 2 | MDR | 4.2138 | 0.209 | 811.452 | 40.21 | 0.207 | 0.148 | 0.871 | 0.031 | 167.702 | 5.958 | 0.23206 | 0.001 | 0 | 0.00023206 | 0 | 0 | 0.00039998 | 3021 | 15 | Lake Drainage Wells | 0.64 | Orlando | BMP-10: DOT Pond west of Spring Lake & BMP by Parcel | Project | Future Project | 2024 COMPANERO AVE | BMP-10 | 418.5885 | 10108.3985 | 530 | 64% | 64% | 0.00014852 | 0
76 | 2 | 0.3355 | 530 | 76 | 2 | MDR | 4.2138 | 0.209 | 811.452 | 40.21 | 0.207 | 0.148 | 0.871 | 0.031 | 167.702 | 5.958 | 0.3355 | 0.001 | 0 | 0.0003355 | 0 | 0 | 0.00039998 | 3022 | 15 | Lake Drainage Wells | 0.64 | Orlando | BMP-10: DOT Pond west of Spring Lake & BMP by Parcel | Project | Future Project | 2025 SIESTA LN | BMP-10 | 497.044 | 14614.4023 | 530 | 64% | 64% | 0.00021472 | 0
76 | 2 | 0.14893 | 530 | 76 | 2 | MDR | 4.2138 | 0.209 | 811.452 | 40.21 | 0.207 | 0.148 | 0.871 | 0.031 | 167.702 | 5.958 | 0.14893 | 0.001 | 0 | 0.00014893 | 0 | 0 | 0.00039998 | 3023 | 15 | Lake Drainage Wells | 0.64 | Orlando | BMP-10: DOT Pond west of Spring Lake & BMP by Parcel | Project | Future Project | 2026 FOREST CLUB DR | BMP-10 | 439.4895 | 11666.5467 | 530 | 64% | 64% | 9.5314e-05 | 0
76 | 2 | 0.30665 | 530 | 76 | 2 | MDR | 4.2138 | 0.209 | 811.452 | 40.21 | 0.207 | 0.148 | 0.871 | 0.031 | 167.702 | 5.958 | 0.30665 | 0.001 | 0 | 0.00030665 | 0 | 0 | 0.00039998 | 3024 | 15 | Lake Drainage Wells | 0.64 | Orlando | BMP-10: DOT Pond west of Spring Lake & BMP by Parcel | Project | Future Project | 2026 SIESTA LN | BMP-10 | 479.7122 | 13357.8127 | 530 | 64% | 64% | 0.00019626 | 0
76 | 2 | 0.22833 | 530 | 76 | 2 | MDR | 4.2138 | 0.209 | 811.452 | 40.21 | 0.207 | 0.148 | 0.871 | 0.031 | 167.702 | 5.958 | 0.22833 | 0.001 | 0 | 0.00022833 | 0 | 0 | 0.00039998 | 3025 | 15 | Lake Drainage Wells | 0.64 | Orlando | BMP-10: DOT Pond west of Spring Lake & BMP by Parcel | Project | Future Project | 2029 ALAMEDA ST | BMP-10 | 403.0401 | 9945.9249 | 530 | 64% | 64% | 0.00014613 | 0
76 | 2 | 0.34069 | 530 | 76 | 2 | MDR | 4.2138 | 0.209 | 811.452 | 40.21 | 0.207 | 0.148 | 0.871 | 0.031 | 167.702 | 5.958 | 0.34069 | 0.001 | 0 | 0.00034069 | 0 | 0 | 0.00039998 | 3026 | 15 | Lake Drainage Wells | 0.64 | Orlando | BMP-10: DOT Pond west of Spring Lake & BMP by Parcel | Project | Future Project | 2029 COMPANERO AVE | BMP-10 | 498.2628 | 14840.2166 | 530 | 64% | 64% | 0.00021804 | 0
76 | 2 | 0.23092 | 530 | 76 | 2 | MDR | 4.2138 | 0.209 | 811.452 | 40.21 | 0.207 | 0.148 | 0.871 | 0.031 | 167.702 | 5.958 | 0.23092 | 0.001 | 0 | 0.00023092 | 0 | 0 | 0.00039998 | 3028 | 15 | Lake Drainage Wells | 0.64 | Orlando | BMP-10: DOT Pond west of Spring Lake & BMP by Parcel | Project | Future Project | 2030 COMPANERO AVE | BMP-10 | 412.5496 | 10058.802 | 530 | 64% | 64% | 0.00014779 | 0
76 | 2 | 0.24547 | 530 | 76 | 2 | MDR | 4.2138 | 0.209 | 811.452 | 40.21 | 0.207 | 0.148 | 0.871 | 0.031 | 167.702 | 5.958 | 0.24547 | 0.001 | 0 | 0.00024547 | 0 | 0 | 0.00039998 | 3029 | 15 | Lake Drainage Wells | 0.64 | Orlando | BMP-10: DOT Pond west of Spring Lake & BMP by Parcel | Project | Future Project | 2032 ALAMEDA ST | BMP-10 | 418.6223 | 10741.8387 | 530 | 64% | 64% | 0.0001571 | 0
76 | 3 | 0.0011277 | 531 | 76 | 3 | HDR | 9.6413 | 0.743 | 247.926 | 19.112 | 0.207 | 0.149 | 1.992 | 0.111 | 51.232 | 2.857 | 0.0011277 | 0.002 | 0 | 2.2554e-06 | 0 | 0 | 0.00043602 | 3029 | 15 | Lake Drainage Wells | 0.64 | Orlando | BMP-10: DOT Pond west of Spring Lake & BMP by Parcel | Project | Future Project | 2032 ALAMEDA ST | BMP-10 | 418.6223 | 10741.8387 | 531 | 64% | 64% | 1.4435e-06 | 0
76 | 2 | 0.050223 | 530 | 76 | 2 | MDR | 4.2138 | 0.209 | 811.452 | 40.21 | 0.207 | 0.148 | 0.871 | 0.031 | 167.702 | 5.958 | 0.050223 | 0.001 | 0 | 5.0223e-05 | 0 | 0 | 0.00039998 | 3030 | 15 | Lake Drainage Wells | 0.64 | Orlando | BMP-10: DOT Pond west of Spring Lake & BMP by Parcel | Project | Future Project | 2032 FOREST CLUB DR | BMP-10 | 337.6848 | 4092.2468 | 530 | 64% | 64% | 3.2143e-05 | 0
76 | 2 | 0.2912 | 530 | 76 | 2 | MDR | 4.2138 | 0.209 | 811.452 | 40.21 | 0.207 | 0.148 | 0.871 | 0.031 | 167.702 | 5.958 | 0.2912 | 0.001 | 0 | 0.0002912 | 0 | 0 | 0.00039998 | 3031 | 15 | Lake Drainage Wells | 0.64 | Orlando | BMP-10: DOT Pond west of Spring Lake & BMP by Parcel | Project | Future Project | 2033 SIESTA LN | BMP-10 | 460.2938 | 12684.6881 | 530 | 64% | 64% | 0.00018637 | 0
76 | 2 | 0.56968 | 530 | 76 | 2 | MDR | 4.2138 | 0.209 | 811.452 | 40.21 | 0.207 | 0.148 | 0.871 | 0.031 | 167.702 | 5.958 | 0.56968 | 0.001 | 0 | 0.00056968 | 0 | 0 | 0.00039998 | 3032 | 15 | Lake Drainage Wells | 0.64 | Orlando | BMP-10: DOT Pond west of Spring Lake & BMP by Parcel | Project | Future Project | 2035 COMPANERO AVE | BMP-10 | 648.9198 | 24815.3045 | 530 | 64% | 64% | 0.0003646 | 0
76 | 2 | 0.25351 | 530 | 76 | 2 | MDR | 4.2138 | 0.209 | 811.452 | 40.21 | 0.207 | 0.148 | 0.871 | 0.031 | 167.702 | 5.958 | 0.25351 | 0.001 | 0 | 0.00025351 | 0 | 0 | 0.00039998 | 3034 | 15 | Lake Drainage Wells | 0.64 | Orlando | BMP-10: DOT Pond west of Spring Lake & BMP by Parcel | Project | Future Project | 2036 COMPANERO AVE | BMP-10 | 429.8236 | 11042.781 | 530 | 64% | 64% | 0.00016225 | 0
76 | 2 | 0.23962 | 530 | 76 | 2 | MDR | 4.2138 | 0.209 | 811.452 | 40.21 | 0.207 | 0.148 | 0.871 | 0.031 | 167.702 | 5.958 | 0.23962 | 0.001 | 0 | 0.00023962 | 0 | 0 | 0.00039998 | 3035 | 15 | Lake Drainage Wells | 0.64 | Orlando | BMP-10: DOT Pond west of Spring Lake & BMP by Parcel | Project | Future Project | 2037 SIESTA LN | BMP-10 | 420.9244 | 10437.6467 | 530 | 64% | 64% | 0.00015335 | 0
76 | 2 | 0.24738 | 530 | 76 | 2 | MDR | 4.2138 | 0.209 | 811.452 | 40.21 | 0.207 | 0.148 | 0.871 | 0.031 | 167.702 | 5.958 | 0.24738 | 0.001 | 0 | 0.00024738 | 0 | 0 | 0.00039998 | 3036 | 15 | Lake Drainage Wells | 0.64 | Orlando | BMP-10: DOT Pond west of Spring Lake & BMP by Parcel | Project | Future Project | 2040 ALAMEDA ST | BMP-10 | 419.5109 | 10775.6482 | 530 | 64% | 64% | 0.00015832 | 0
76 | 2 | 0.30523 | 530 | 76 | 2 | MDR | 4.2138 | 0.209 | 811.452 | 40.21 | 0.207 | 0.148 | 0.871 | 0.031 | 167.702 | 5.958 | 0.30523 | 0.001 | 0 | 0.00030523 | 0 | 0 | 0.00039998 | 3037 | 15 | Lake Drainage Wells | 0.64 | Orlando | BMP-10: DOT Pond west of Spring Lake & BMP by Parcel | Project | Future Project | 2041 ALAMEDA ST | BMP-10 | 458.262 | 13295.7192 | 530 | 64% | 64% | 0.00019535 | 0
76 | 2 | 0.26843 | 530 | 76 | 2 | MDR | 4.2138 | 0.209 | 811.452 | 40.21 | 0.207 | 0.148 | 0.871 | 0.031 | 167.702 | 5.958 | 0.26843 | 0.001 | 0 | 0.00026843 | 0 | 0 | 0.00039998 | 3038 | 15 | Lake Drainage Wells | 0.64 | Orlando | BMP-10: DOT Pond west of Spring Lake & BMP by Parcel | Project | Future Project | 2042 COMPANERO AVE | BMP-10 | 439.8431 | 11692.5522 | 530 | 64% | 64% | 0.00017179 | 0
76 | 2 | 0.25463 | 530 | 76 | 2 | MDR | 4.2138 | 0.209 | 811.452 | 40.21 | 0.207 | 0.148 | 0.871 | 0.031 | 167.702 | 5.958 | 0.25463 | 0.001 | 0 | 0.00025463 | 0 | 0 | 0.00039998 | 3039 | 15 | Lake Drainage Wells | 0.64 | Orlando | BMP-10: DOT Pond west of Spring Lake & BMP by Parcel | Project | Future Project | 2043 SIESTA LN | BMP-10 | 430.9584 | 11091.7527 | 530 | 64% | 64% | 0.00016296 | 0
76 | 2 | 0.0054362 | 530 | 76 | 2 | MDR | 4.2138 | 0.209 | 811.452 | 40.21 | 0.207 | 0.148 | 0.871 | 0.031 | 167.702 | 5.958 | 0.0054362 | 0.001 | 0 | 5.4362e-06 | 0 | 0 | 0.00039998 | 3040 | 15 | Lake Drainage Wells | 0.64 | Orlando | BMP-10: DOT Pond west of Spring Lake & BMP by Parcel | Project | Future Project | 2046 FOREST CLUB DR | BMP-10 | 166.4398 | 236.7999 | 530 | 64% | 64% | 3.4792e-06 | 0
76 | 2 | 0.26854 | 530 | 76 | 2 | MDR | 4.2138 | 0.209 | 811.452 | 40.21 | 0.207 | 0.148 | 0.871 | 0.031 | 167.702 | 5.958 | 0.26854 | 0.001 | 0 | 0.00026854 | 0 | 0 | 0.00039998 | 3041 | 15 | Lake Drainage Wells | 0.64 | Orlando | BMP-10: DOT Pond west of Spring Lake & BMP by Parcel | Project | Future Project | 2047 COMPANERO AVE | BMP-10 | 439.9201 | 11697.4209 | 530 | 64% | 64% | 0.00017186 | 0
76 | 2 | 0.29175 | 530 | 76 | 2 | MDR | 4.2138 | 0.209 | 811.452 | 40.21 | 0.207 | 0.148 | 0.871 | 0.031 | 167.702 | 5.958 | 0.29175 | 0.001 | 0 | 0.00029175 | 0 | 0 | 0.00039998 | 3042 | 15 | Lake Drainage Wells | 0.64 | Orlando | BMP-10: DOT Pond west of Spring Lake & BMP by Parcel | Project | Future Project | 2047 SIESTA LN | BMP-10 | 468.9011 | 12708.6367 | 530 | 64% | 64% | 0.00018672 | 0
76 | 2 | 0.3062 | 530 | 76 | 2 | MDR | 4.2138 | 0.209 | 811.452 | 40.21 | 0.207 | 0.148 | 0.871 | 0.031 | 167.702 | 5.958 | 0.3062 | 0.001 | 0 | 0.0003062 | 0 | 0 | 0.00039998 | 3043 | 15 | Lake Drainage Wells | 0.64 | Orlando | BMP-10: DOT Pond west of Spring Lake & BMP by Parcel | Project | Future Project | 2053 SIESTA LN | BMP-10 | 493.3973 | 13337.8935 | 530 | 64% | 64% | 0.00019597 | 0
76 | 3 | 0.12544 | 531 | 76 | 3 | HDR | 9.6413 | 0.743 | 247.926 | 19.112 | 0.207 | 0.149 | 1.992 | 0.111 | 51.232 | 2.857 | 0.12544 | 0.002 | 0 | 0.00025088 | 0 | 0 | 0.00043602 | 3044 | 15 | Lake Drainage Wells | 0.64 | Orlando | BMP-10: DOT Pond west of Spring Lake & BMP by Parcel | Project | Future Project | 2055 W COLONIAL DR | BMP-10 | 2541.0728 | 304697.0134 | 531 | 64% | 64% | 0.00016056 | 0
76 | 4 | 6.8695 | 532 | 76 | 4 | IND | 6.7195 | 0.588 | 843.724 | 73.858 | 0.195 | 0.142 | 1.313 | 0.084 | 164.818 | 10.493 | 6.8695 | 0.001 | 0 | 0.0068695 | 0 | 0 | 0.00036669 | 3044 | 15 | Lake Drainage Wells | 0.64 | Orlando | BMP-10: DOT Pond west of Spring Lake & BMP by Parcel | Project | Future Project | 2055 W COLONIAL DR | BMP-10 | 2541.0728 | 304697.0134 | 532 | 64% | 64% | 0.0043965 | 0
76 | 2 | 0.24772 | 530 | 76 | 2 | MDR | 4.2138 | 0.209 | 811.452 | 40.21 | 0.207 | 0.148 | 0.871 | 0.031 | 167.702 | 5.958 | 0.24772 | 0.001 | 0 | 0.00024772 | 0 | 0 | 0.00039998 | 3045 | 15 | Lake Drainage Wells | 0.64 | Orlando | BMP-10: DOT Pond west of Spring Lake & BMP by Parcel | Project | Future Project | 2100 ALAMEDA ST | BMP-10 | 419.7532 | 10790.4737 | 530 | 64% | 64% | 0.00015854 | 0
76 | 2 | 0.017897 | 530 | 76 | 2 | MDR | 4.2138 | 0.209 | 811.452 | 40.21 | 0.207 | 0.148 | 0.871 | 0.031 | 167.702 | 5.958 | 0.017897 | 0.001 | 0 | 1.7897e-05 | 0 | 0 | 0.00039998 | 3046 | 15 | Lake Drainage Wells | 0.64 | Orlando | BMP-10: DOT Pond west of Spring Lake & BMP by Parcel | Project | Future Project | 2100 FOREST CLUB DR | BMP-10 | 198.5499 | 779.5793 | 530 | 64% | 64% | 1.1454e-05 | 0
76 | 2 | 0.26852 | 530 | 76 | 2 | MDR | 4.2138 | 0.209 | 811.452 | 40.21 | 0.207 | 0.148 | 0.871 | 0.031 | 167.702 | 5.958 | 0.26852 | 0.001 | 0 | 0.00026852 | 0 | 0 | 0.00039998 | 3047 | 15 | Lake Drainage Wells | 0.64 | Orlando | BMP-10: DOT Pond west of Spring Lake & BMP by Parcel | Project | Future Project | 2101 COMPANERO AVE | BMP-10 | 439.9284 | 11696.6927 | 530 | 64% | 64% | 0.00017185 | 0
76 | 2 | 0.26848 | 530 | 76 | 2 | MDR | 4.2138 | 0.209 | 811.452 | 40.21 | 0.207 | 0.148 | 0.871 | 0.031 | 167.702 | 5.958 | 0.26848 | 0.001 | 0 | 0.00026848 | 0 | 0 | 0.00039998 | 3048 | 15 | Lake Drainage Wells | 0.64 | Orlando | BMP-10: DOT Pond west of Spring Lake & BMP by Parcel | Project | Future Project | 2102 COMPANERO AVE | BMP-10 | 439.881 | 11694.8992 | 530 | 64% | 64% | 0.00017183 | 0
76 | 2 | 0.24064 | 530 | 76 | 2 | MDR | 4.2138 | 0.209 | 811.452 | 40.21 | 0.207 | 0.148 | 0.871 | 0.031 | 167.702 | 5.958 | 0.24064 | 0.001 | 0 | 0.00024064 | 0 | 0 | 0.00039998 | 3049 | 15 | Lake Drainage Wells | 0.64 | Orlando | BMP-10: DOT Pond west of Spring Lake & BMP by Parcel | Project | Future Project | 2107 COMPANERO AVE | BMP-10 | 421.6046 | 10482.3602 | 530 | 64% | 64% | 0.00015401 | 0
76 | 2 | 0.2476 | 530 | 76 | 2 | MDR | 4.2138 | 0.209 | 811.452 | 40.21 | 0.207 | 0.148 | 0.871 | 0.031 | 167.702 | 5.958 | 0.2476 | 0.001 | 0 | 0.0002476 | 0 | 0 | 0.00039998 | 3050 | 15 | Lake Drainage Wells | 0.64 | Orlando | BMP-10: DOT Pond west of Spring Lake & BMP by Parcel | Project | Future Project | 2108 ALAMEDA ST | BMP-10 | 419.7081 | 10785.5397 | 530 | 64% | 64% | 0.00015847 | 0
76 | 2 | 0.28465 | 530 | 76 | 2 | MDR | 4.2138 | 0.209 | 811.452 | 40.21 | 0.207 | 0.148 | 0.871 | 0.031 | 167.702 | 5.958 | 0.28465 | 0.001 | 0 | 0.00028465 | 0 | 0 | 0.00039998 | 3051 | 15 | Lake Drainage Wells | 0.64 | Orlando | BMP-10: DOT Pond west of Spring Lake & BMP by Parcel | Project | Future Project | 2108 COMPANERO AVE | BMP-10 | 452.8438 | 12399.234 | 530 | 64% | 64% | 0.00018217 | 0
76 | 2 | 0.029888 | 530 | 76 | 2 | MDR | 4.2138 | 0.209 | 811.452 | 40.21 | 0.207 | 0.148 | 0.871 | 0.031 | 167.702 | 5.958 | 0.029888 | 0.001 | 0 | 2.9888e-05 | 0 | 0 | 0.00039998 | 3052 | 15 | Lake Drainage Wells | 0.64 | Orlando | BMP-10: DOT Pond west of Spring Lake & BMP by Parcel | Project | Future Project | 2108 FOREST CLUB DR | BMP-10 | 210.1422 | 1301.9174 | 530 | 64% | 64% | 1.9128e-05 | 0
76 | 2 | 0.30138 | 530 | 76 | 2 | MDR | 4.2138 | 0.209 | 811.452 | 40.21 | 0.207 | 0.148 | 0.871 | 0.031 | 167.702 | 5.958 | 0.30138 | 0.001 | 0 | 0.00030138 | 0 | 0 | 0.00039998 | 3053 | 15 | Lake Drainage Wells | 0.64 | Orlando | BMP-10: DOT Pond west of Spring Lake & BMP by Parcel | Project | Future Project | 2115 ALAMEDA ST | BMP-10 | 477.2314 | 13128.0292 | 530 | 64% | 64% | 0.00019288 | 0
76 | 2 | 0.24764 | 530 | 76 | 2 | MDR | 4.2138 | 0.209 | 811.452 | 40.21 | 0.207 | 0.148 | 0.871 | 0.031 | 167.702 | 5.958 | 0.24764 | 0.001 | 0 | 0.00024764 | 0 | 0 | 0.00039998 | 3054 | 15 | Lake Drainage Wells | 0.64 | Orlando | BMP-10: DOT Pond west of Spring Lake & BMP by Parcel | Project | Future Project | 2116 ALAMEDA ST | BMP-10 | 419.7467 | 10787.3049 | 530 | 64% | 64% | 0.00015849 | 0
76 | 2 | 0.052053 | 530 | 76 | 2 | MDR | 4.2138 | 0.209 | 811.452 | 40.21 | 0.207 | 0.148 | 0.871 | 0.031 | 167.702 | 5.958 | 0.052053 | 0.001 | 0 | 5.2053e-05 | 0 | 0 | 0.00039998 | 3055 | 15 | Lake Drainage Wells | 0.64 | Orlando | BMP-10: DOT Pond west of Spring Lake & BMP by Parcel | Project | Future Project | 2116 FOREST CLUB DR | BMP-10 | 260.6128 | 2267.4107 | 530 | 64% | 64% | 3.3314e-05 | 0
76 | 2 | 0.34836 | 530 | 76 | 2 | MDR | 4.2138 | 0.209 | 811.452 | 40.21 | 0.207 | 0.148 | 0.871 | 0.031 | 167.702 | 5.958 | 0.34836 | 0.001 | 0 | 0.00034836 | 0 | 0 | 0.00039998 | 3056 | 15 | Lake Drainage Wells | 0.64 | Orlando | BMP-10: DOT Pond west of Spring Lake & BMP by Parcel | Project | Future Project | 2118 COMPANERO AVE | BMP-10 | 492.8545 | 15174.5637 | 530 | 64% | 64% | 0.00022295 | 0
76 | 2 | 0.072551 | 530 | 76 | 2 | MDR | 4.2138 | 0.209 | 811.452 | 40.21 | 0.207 | 0.148 | 0.871 | 0.031 | 167.702 | 5.958 | 0.072551 | 0.001 | 0 | 7.2551e-05 | 0 | 0 | 0.00039998 | 3057 | 15 | Lake Drainage Wells | 0.64 | Orlando | BMP-10: DOT Pond west of Spring Lake & BMP by Parcel | Project | Future Project | 2122 FOREST CLUB DR | BMP-10 | 282.1933 | 3160.2906 | 530 | 64% | 64% | 4.6432e-05 | 0
76 | 2 | 0.24885 | 530 | 76 | 2 | MDR | 4.2138 | 0.209 | 811.452 | 40.21 | 0.207 | 0.148 | 0.871 | 0.031 | 167.702 | 5.958 | 0.24885 | 0.001 | 0 | 0.00024885 | 0 | 0 | 0.00039998 | 3058 | 15 | Lake Drainage Wells | 0.64 | Orlando | BMP-10: DOT Pond west of Spring Lake & BMP by Parcel | Project | Future Project | 2123 ALAMEDA ST | BMP-10 | 443.8843 | 10839.6786 | 530 | 64% | 64% | 0.00015926 | 0
76 | 2 | 0.12246 | 530 | 76 | 2 | MDR | 4.2138 | 0.209 | 811.452 | 40.21 | 0.207 | 0.148 | 0.871 | 0.031 | 167.702 | 5.958 | 0.12246 | 0.001 | 0 | 0.00012246 | 0 | 0 | 0.00039998 | 3059 | 15 | Lake Drainage Wells | 0.64 | Orlando | BMP-10: DOT Pond west of Spring Lake & BMP by Parcel | Project | Future Project | 2123 COMPANERO AVE | BMP-10 | 351.3624 | 5334.3153 | 530 | 64% | 64% | 7.8374e-05 | 0
76 | 2 | 0.24772 | 530 | 76 | 2 | MDR | 4.2138 | 0.209 | 811.452 | 40.21 | 0.207 | 0.148 | 0.871 | 0.031 | 167.702 | 5.958 | 0.24772 | 0.001 | 0 | 0.00024772 | 0 | 0 | 0.00039998 | 3060 | 15 | Lake Drainage Wells | 0.64 | Orlando | BMP-10: DOT Pond west of Spring Lake & BMP by Parcel | Project | Future Project | 2124 ALAMEDA ST | BMP-10 | 419.8117 | 10790.4503 | 530 | 64% | 64% | 0.00015854 | 0
76 | 2 | 0.20105 | 530 | 76 | 2 | MDR | 4.2138 | 0.209 | 811.452 | 40.21 | 0.207 | 0.148 | 0.871 | 0.031 | 167.702 | 5.958 | 0.20105 | 0.001 | 0 | 0.00020105 | 0 | 0 | 0.00039998 | 3061 | 15 | Lake Drainage Wells | 0.64 | Orlando | BMP-10: DOT Pond west of Spring Lake & BMP by Parcel | Project | Future Project | 2124 COMPANERO AVE | BMP-10 | 402.827 | 8757.8477 | 530 | 64% | 64% | 0.00012867 | 0
76 | 2 | 0.22536 | 530 | 76 | 2 | MDR | 4.2138 | 0.209 | 811.452 | 40.21 | 0.207 | 0.148 | 0.871 | 0.031 | 167.702 | 5.958 | 0.22536 | 0.001 | 0 | 0.00022536 | 0 | 0 | 0.00039998 | 3062 | 15 | Lake Drainage Wells | 0.64 | Orlando | BMP-10: DOT Pond west of Spring Lake & BMP by Parcel | Project | Future Project | 2131 ALAMEDA ST | BMP-10 | 398.743 | 9816.537 | 530 | 64% | 64% | 0.00014423 | 0
76 | 2 | 0.24782 | 530 | 76 | 2 | MDR | 4.2138 | 0.209 | 811.452 | 40.21 | 0.207 | 0.148 | 0.871 | 0.031 | 167.702 | 5.958 | 0.24782 | 0.001 | 0 | 0.00024782 | 0 | 0 | 0.00039998 | 3063 | 15 | Lake Drainage Wells | 0.64 | Orlando | BMP-10: DOT Pond west of Spring Lake & BMP by Parcel | Project | Future Project | 2132 ALAMEDA ST | BMP-10 | 419.8985 | 10794.9438 | 530 | 64% | 64% | 0.0001586 | 0
76 | 2 | 0.057359 | 530 | 76 | 2 | MDR | 4.2138 | 0.209 | 811.452 | 40.21 | 0.207 | 0.148 | 0.871 | 0.031 | 167.702 | 5.958 | 0.057359 | 0.001 | 0 | 5.7359e-05 | 0 | 0 | 0.00039998 | 3064 | 15 | Lake Drainage Wells | 0.64 | Orlando | BMP-10: DOT Pond west of Spring Lake & BMP by Parcel | Project | Future Project | 2139 ALAMEDA ST | BMP-10 | 274.4773 | 2498.5496 | 530 | 64% | 64% | 3.671e-05 | 0
76 | 2 | 0.25671 | 530 | 76 | 2 | MDR | 4.2138 | 0.209 | 811.452 | 40.21 | 0.207 | 0.148 | 0.871 | 0.031 | 167.702 | 5.958 | 0.25671 | 0.001 | 0 | 0.00025671 | 0 | 0 | 0.00039998 | 3065 | 15 | Lake Drainage Wells | 0.64 | Orlando | BMP-10: DOT Pond west of Spring Lake & BMP by Parcel | Project | Future Project | 2146 ALAMEDA ST | BMP-10 | 559.3561 | 11288.5347 | 530 | 64% | 64% | 0.00016429 | 0
76 | 2 | 0.00019874 | 530 | 76 | 2 | MDR | 4.2138 | 0.209 | 811.452 | 40.21 | 0.207 | 0.148 | 0.871 | 0.031 | 167.702 | 5.958 | 0.00019874 | 0.001 | 0 | 1.9874e-07 | 0 | 0 | 0.00039998 | 3067 | 15 | Lake Drainage Wells | 0.64 | Orlando | BMP-13: Spring Lake Baffle Box @ Rio Grande | Project | Future Project |  | BMP-13 | 15.6236 | 8.657 | 530 | 64% | 64% | 1.2719e-07 | 0
73 | 4 | 0.00078662 | 516 | 73 | 4 | IND | 8.0329 | 0.602 | 1692.908 | 126.871 | 0.248 | 0.201 | 1.992 | 0.121 | 419.906 | 25.485 | 0.00078662 | 0.014 | 0.001 | 1.1013e-05 | 7.8662e-07 | 0.002 | 0.002163 | 3068 | 15 | Lake Drainage Wells | 0.64 | Orlando | BMP-13: Spring Lake Baffle Box @ Rio Grande | Project | Future Project |  | BMP-13 | 8377.2734 | 1481175.9468 | 516 | 64% | 64% | 7.0482e-06 | 5.0344e-07
76 | 2 | 10.221 | 530 | 76 | 2 | MDR | 4.2138 | 0.209 | 811.452 | 40.21 | 0.207 | 0.148 | 0.871 | 0.031 | 167.702 | 5.958 | 10.221 | 0.001 | 0 | 0.010221 | 0 | 0 | 0.00039998 | 3068 | 15 | Lake Drainage Wells | 0.64 | Orlando | BMP-13: Spring Lake Baffle Box @ Rio Grande | Project | Future Project |  | BMP-13 | 8377.2734 | 1481175.9468 | 530 | 64% | 64% | 0.0065414 | 0
76 | 4 | 23.749 | 532 | 76 | 4 | IND | 6.7195 | 0.588 | 843.724 | 73.858 | 0.195 | 0.142 | 1.313 | 0.084 | 164.818 | 10.493 | 23.749 | 0.001 | 0 | 0.023749 | 0 | 0 | 0.00036669 | 3068 | 15 | Lake Drainage Wells | 0.64 | Orlando | BMP-13: Spring Lake Baffle Box @ Rio Grande | Project | Future Project |  | BMP-13 | 8377.2734 | 1481175.9468 | 532 | 64% | 64% | 0.015199 | 0
72 | 4 | 0.23268 | 511 | 72 | 4 | IND | 8.0456 | 0.672 | 554.359 | 46.29 | 0.193 | 0.144 | 1.551 | 0.097 | 106.853 | 6.685 | 0.23268 | 0.011 | 0.001 | 0.0025595 | 0.00023268 | 0.001 | 0.0015662 | 3069 | 15 | Lake Drainage Wells | 0.64 | Orlando | BMP-14: Lake Highland Inlet Baskets | Existing Update | Project Completed |  | BMP-14 | 1330.5732 | 10135.6179 | 511 | 64% | 64% | 0.0016381 | 0.00014892
72 | 2 | 0.077606 | 510 | 72 | 2 | MDR | 5.0885 | 0.239 | 264.617 | 12.433 | 0.201 | 0.15 | 1.024 | 0.036 | 53.228 | 1.859 | 0.077606 | 0.008 | 0 | 0.00062085 | 0 | 0.002 | 0.0017025 | 3070 | 15 | Lake Drainage Wells | 0.64 | Orlando | BMP-14: Lake Highland Inlet Baskets | Existing Update | Project Completed |  | BMP-14 | 1113.1608 | 5403.2079 | 510 | 64% | 64% | 0.00039734 | 0
72 | 4 | 0.046435 | 511 | 72 | 4 | IND | 8.0456 | 0.672 | 554.359 | 46.29 | 0.193 | 0.144 | 1.551 | 0.097 | 106.853 | 6.685 | 0.046435 | 0.011 | 0.001 | 0.00051078 | 4.6435e-05 | 0.001 | 0.0015662 | 3070 | 15 | Lake Drainage Wells | 0.64 | Orlando | BMP-14: Lake Highland Inlet Baskets | Existing Update | Project Completed |  | BMP-14 | 1113.1608 | 5403.2079 | 511 | 64% | 64% | 0.0003269 | 2.9718e-05
70 | 2 | 6.2455e-05 | 497 | 70 | 2 | MDR | 5.5229 | 0.254 | 1760.42 | 81.108 | 0.385 | 0.206 | 2.127 | 0.052 | 677.966 | 16.675 | 6.2455e-05 | 0.036 | 0.002 | 2.2484e-06 | 1.2491e-07 | 0.007 | 0.0084055 | 3071 | 15 | Lake Drainage Wells | 0.64 | Orlando | BMP-14: Lake Highland Inlet Baskets | Existing Update | Project Completed |  | BMP-14 | 326.941 | 1027.0448 | 497 | 64% | 64% | 1.439e-06 | 7.9942e-08
72 | 2 | 0.023515 | 510 | 72 | 2 | MDR | 5.0885 | 0.239 | 264.617 | 12.433 | 0.201 | 0.15 | 1.024 | 0.036 | 53.228 | 1.859 | 0.023515 | 0.008 | 0 | 0.00018812 | 0 | 0.002 | 0.0017025 | 3071 | 15 | Lake Drainage Wells | 0.64 | Orlando | BMP-14: Lake Highland Inlet Baskets | Existing Update | Project Completed |  | BMP-14 | 326.941 | 1027.0448 | 510 | 64% | 64% | 0.0001204 | 0
71 | 4 | 0.0012615 | 505 | 71 | 4 | IND | 14.4417 | 1.28 | 1471.032 | 130.382 | 0.173 | 0.121 | 2.492 | 0.155 | 253.873 | 15.745 | 0.0012615 | 0.018 | 0.002 | 2.2706e-05 | 2.5229e-06 | 0.001 | 0.001355 | 3072 | 15 | Lake Drainage Wells | 0.64 | Orlando | BMP-14: Lake Highland Inlet Baskets | Existing Update | Project Completed |  | BMP-14 | 90.5823 | 216.0958 | 505 | 64% | 64% | 1.4532e-05 | 1.6147e-06
71 | 6 | 0.0036997 | 506 | 71 | 6 | OPE | 4.0542 | 0.176 | 6.166 | 0.268 | 0.188 | 0.133 | 0.763 | 0.024 | 1.161 | 0.036 | 0.0036997 | 0.007 | 0 | 2.5898e-05 | 0 | 0.002 | 0.0018632 | 3072 | 15 | Lake Drainage Wells | 0.64 | Orlando | BMP-14: Lake Highland Inlet Baskets | Existing Update | Project Completed |  | BMP-14 | 90.5823 | 216.0958 | 506 | 64% | 64% | 1.6575e-05 | 0
70 | 4 | 0.048472 | 499 | 70 | 4 | IND | 8.7985 | 0.717 | 2253.879 | 183.718 | 0.374 | 0.198 | 3.292 | 0.142 | 843.264 | 36.33 | 0.048472 | 0.05 | 0.006 | 0.0024236 | 0.00029083 | 0.006 | 0.0076716 | 3073 | 15 | Lake Drainage Wells | 0.64 | Orlando | BMP-14: Lake Highland Inlet Baskets | Existing Update | Project Completed |  | BMP-14 | 1582.0493 | 2111.4318 | 499 | 64% | 64% | 0.0015511 | 0.00018613
69 | 2 | 0.43382 | 491 | 69 | 2 | MDR | 9.3846 | 0.438 | 505.751 | 23.618 | 0.663 | 0.46 | 6.225 | 0.202 | 335.457 | 10.872 | 0.43382 | 0.139 | 0.012 | 0.060301 | 0.0052058 | 0.015 | 0.02792 | 3074 | 15 | Lake Drainage Wells | 0.64 | Orlando | BMP-16: Lake Formosa Inlet Baskets | Existing Update | Project Completed |  | BMP-16 | 1969.9217 | 18897.1431 | 491 | 64% | 64% | 0.038593 | 0.0033317
73 | 2 | 1.4709 | 514 | 73 | 2 | MDR | 5.0631 | 0.214 | 299.067 | 12.628 | 0.259 | 0.209 | 1.313 | 0.045 | 77.57 | 2.635 | 1.4709 | 0.01 | 0.001 | 0.014709 | 0.0014709 | 0.002 | 0.0023691 | 3075 | 15 | Lake Drainage Wells | 0.64 | Orlando | BMP-19: Lake Adair Inlet Baskets | Existing Update | Project Completed |  | BMP-19 | 5812.9253 | 1064276.876 | 514 | 64% | 64% | 0.0094135 | 0.00094135
75 | 2 | 22.9228 | 525 | 75 | 2 | MDR | 4.0181 | 0.212 | 821.93 | 43.453 | 0.398 | 0.494 | 1.599 | 0.105 | 327.079 | 21.486 | 22.9228 | 0.004 | 0 | 0.091691 | 0 | 0.001 | 0.0018526 | 3075 | 15 | Lake Drainage Wells | 0.64 | Orlando | BMP-19: Lake Adair Inlet Baskets | Existing Update | Project Completed |  | BMP-19 | 5812.9253 | 1064276.876 | 525 | 64% | 64% | 0.058682 | 0
75 | 12 | 0.038829 | 529 | 75 | 12 | WAT | 0.20599 | 0.005 | 5.009 | 0.111 | 0.406 | 0.57 | 0.084 | 0.003 | 2.032 | 0.063 | 0.038829 | 0 | 0 | 0 | 0 | 0.001 | 0.0030117 | 3075 | 15 | Lake Drainage Wells | 0.64 | Orlando | BMP-19: Lake Adair Inlet Baskets | Existing Update | Project Completed |  | BMP-19 | 5812.9253 | 1064276.876 | 529 | 64% | 64% | 0 | 0
73 | 2 | 4.1423 | 514 | 73 | 2 | MDR | 5.0631 | 0.214 | 299.067 | 12.628 | 0.259 | 0.209 | 1.313 | 0.045 | 77.57 | 2.635 | 4.1423 | 0.01 | 0.001 | 0.041423 | 0.0041423 | 0.002 | 0.0023691 | 3076 | 15 | Lake Drainage Wells | 0.64 | Orlando | BMP-20: Westmoreland Baffle Box | Existing Update | Project Completed |  | BMP-20 | 6193.2553 | 672192.8117 | 514 | 64% | 64% | 0.026511 | 0.0026511
73 | 3 | 1.2888 | 515 | 73 | 3 | HDR | 11.5849 | 0.759 | 171.532 | 11.245 | 0.259 | 0.209 | 3.004 | 0.159 | 44.478 | 2.353 | 1.2888 | 0.023 | 0.002 | 0.029642 | 0.0025776 | 0.002 | 0.0025716 | 3076 | 15 | Lake Drainage Wells | 0.64 | Orlando | BMP-20: Westmoreland Baffle Box | Existing Update | Project Completed |  | BMP-20 | 6193.2553 | 672192.8117 | 515 | 64% | 64% | 0.018971 | 0.0016497
73 | 4 | 0.80556 | 516 | 73 | 4 | IND | 8.0329 | 0.602 | 1692.908 | 126.871 | 0.248 | 0.201 | 1.992 | 0.121 | 419.906 | 25.485 | 0.80556 | 0.014 | 0.001 | 0.011278 | 0.00080556 | 0.002 | 0.002163 | 3076 | 15 | Lake Drainage Wells | 0.64 | Orlando | BMP-20: Westmoreland Baffle Box | Existing Update | Project Completed |  | BMP-20 | 6193.2553 | 672192.8117 | 516 | 64% | 64% | 0.0072179 | 0.00051556
75 | 2 | 6.8306 | 525 | 75 | 2 | MDR | 4.0181 | 0.212 | 821.93 | 43.453 | 0.398 | 0.494 | 1.599 | 0.105 | 327.079 | 21.486 | 6.8306 | 0.004 | 0 | 0.027323 | 0 | 0.001 | 0.0018526 | 3076 | 15 | Lake Drainage Wells | 0.64 | Orlando | BMP-20: Westmoreland Baffle Box | Existing Update | Project Completed |  | BMP-20 | 6193.2553 | 672192.8117 | 525 | 64% | 64% | 0.017486 | 0
75 | 3 | 0.48111 | 526 | 75 | 3 | HDR | 9.1935 | 0.757 | 92.045 | 7.584 | 0.398 | 0.506 | 3.659 | 0.383 | 36.633 | 3.837 | 0.48111 | 0.008 | 0.002 | 0.0038489 | 0.00096223 | 0.001 | 0.0020218 | 3076 | 15 | Lake Drainage Wells | 0.64 | Orlando | BMP-20: Westmoreland Baffle Box | Existing Update | Project Completed |  | BMP-20 | 6193.2553 | 672192.8117 | 526 | 64% | 64% | 0.0024633 | 0.00061583
76 | 2 | 0.74065 | 530 | 76 | 2 | MDR | 4.2138 | 0.209 | 811.452 | 40.21 | 0.207 | 0.148 | 0.871 | 0.031 | 167.702 | 5.958 | 0.74065 | 0.001 | 0 | 0.00074065 | 0 | 0 | 0.00039998 | 3076 | 15 | Lake Drainage Wells | 0.64 | Orlando | BMP-20: Westmoreland Baffle Box | Existing Update | Project Completed |  | BMP-20 | 6193.2553 | 672192.8117 | 530 | 64% | 64% | 0.00047402 | 0
76 | 3 | 1.1424 | 531 | 76 | 3 | HDR | 9.6413 | 0.743 | 247.926 | 19.112 | 0.207 | 0.149 | 1.992 | 0.111 | 51.232 | 2.857 | 1.1424 | 0.002 | 0 | 0.0022848 | 0 | 0 | 0.00043602 | 3076 | 15 | Lake Drainage Wells | 0.64 | Orlando | BMP-20: Westmoreland Baffle Box | Existing Update | Project Completed |  | BMP-20 | 6193.2553 | 672192.8117 | 531 | 64% | 64% | 0.0014623 | 0
70 | 12 | 0.029617 | 502 | 70 | 12 | WAT | 0.2829 | 0.005 | 34.355 | 0.664 | 0.416 | 0.251 | 0.118 | 0.001 | 14.285 | 0.166 | 0.029617 | 0.002 | 0 | 5.9234e-05 | 0 | 0.007 | 0.013176 | 3077 | 15 | Lake Drainage Wells | 0.64 | Orlando | BMP-21: Lake Ivanhoe Inlet Baskets | Existing Update | Project Completed |  | BMP-21 | 777.2217 | 32045.2359 | 502 | 64% | 64% | 3.791e-05 | 0
70 | 13 | 0.70604 | 503 | 70 | 13 | WET | 0.82208 | 0.031 | 3.13 | 0.118 | 0.42 | 0.268 | 0.345 | 0.008 | 1.315 | 0.032 | 0.70604 | 0.006 | 0 | 0.0042363 | 0 | 0.007 | 0.014822 | 3077 | 15 | Lake Drainage Wells | 0.64 | Orlando | BMP-21: Lake Ivanhoe Inlet Baskets | Existing Update | Project Completed |  | BMP-21 | 777.2217 | 32045.2359 | 503 | 64% | 64% | 0.0027112 | 0
70 | 2 | 0.063957 | 497 | 70 | 2 | MDR | 5.5229 | 0.254 | 1760.42 | 81.108 | 0.385 | 0.206 | 2.127 | 0.052 | 677.966 | 16.675 | 0.063957 | 0.036 | 0.002 | 0.0023024 | 0.00012791 | 0.007 | 0.0084055 | 3078 | 15 | Lake Drainage Wells | 0.64 | Orlando | BMP-21: Lake Ivanhoe Inlet Baskets | Existing Update | Project Completed |  | BMP-21 | 591.7242 | 2880.2321 | 497 | 64% | 64% | 0.0014736 | 8.1864e-05
70 | 12 | 0.0021659 | 502 | 70 | 12 | WAT | 0.2829 | 0.005 | 34.355 | 0.664 | 0.416 | 0.251 | 0.118 | 0.001 | 14.285 | 0.166 | 0.0021659 | 0.002 | 0 | 4.3318e-06 | 0 | 0.007 | 0.013176 | 3078 | 15 | Lake Drainage Wells | 0.64 | Orlando | BMP-21: Lake Ivanhoe Inlet Baskets | Existing Update | Project Completed |  | BMP-21 | 591.7242 | 2880.2321 | 502 | 64% | 64% | 2.7723e-06 | 0
70 | 2 | 188.9679 | 497 | 70 | 2 | MDR | 5.5229 | 0.254 | 1760.42 | 81.108 | 0.385 | 0.206 | 2.127 | 0.052 | 677.966 | 16.675 | 188.9679 | 0.036 | 0.002 | 6.8028 | 0.37794 | 0.007 | 0.0084055 | 3079 | 15 | Lake Drainage Wells | 0.64 | Orlando | BMP-21: Lake Ivanhoe Inlet Baskets | Existing Update | Project Completed |  | BMP-21 | 22684.3078 | 9306777.8514 | 497 | 64% | 64% | 4.3538 | 0.24188
70 | 3 | 0.27865 | 498 | 70 | 3 | HDR | 12.6366 | 0.906 | 99.975 | 7.166 | 0.385 | 0.207 | 4.866 | 0.188 | 38.494 | 1.486 | 0.27865 | 0.082 | 0.008 | 0.02285 | 0.0022292 | 0.007 | 0.0091169 | 3079 | 15 | Lake Drainage Wells | 0.64 | Orlando | BMP-21: Lake Ivanhoe Inlet Baskets | Existing Update | Project Completed |  | BMP-21 | 22684.3078 | 9306777.8514 | 498 | 64% | 64% | 0.014624 | 0.0014267
70 | 4 | 13.6997 | 499 | 70 | 4 | IND | 8.7985 | 0.717 | 2253.879 | 183.718 | 0.374 | 0.198 | 3.292 | 0.142 | 843.264 | 36.33 | 13.6997 | 0.05 | 0.006 | 0.68498 | 0.082198 | 0.006 | 0.0076716 | 3079 | 15 | Lake Drainage Wells | 0.64 | Orlando | BMP-21: Lake Ivanhoe Inlet Baskets | Existing Update | Project Completed |  | BMP-21 | 22684.3078 | 9306777.8514 | 499 | 64% | 64% | 0.43839 | 0.052607
70 | 6 | 2.5769 | 500 | 70 | 6 | OPE | 2.4604 | 0.099 | 11.619 | 0.465 | 0.397 | 0.22 | 0.976 | 0.022 | 4.608 | 0.102 | 2.5769 | 0.018 | 0.001 | 0.046384 | 0.0025769 | 0.007 | 0.010205 | 3079 | 15 | Lake Drainage Wells | 0.64 | Orlando | BMP-21: Lake Ivanhoe Inlet Baskets | Existing Update | Project Completed |  | BMP-21 | 22684.3078 | 9306777.8514 | 500 | 64% | 64% | 0.029685 | 0.0016492
70 | 12 | 0.11502 | 502 | 70 | 12 | WAT | 0.2829 | 0.005 | 34.355 | 0.664 | 0.416 | 0.251 | 0.118 | 0.001 | 14.285 | 0.166 | 0.11502 | 0.002 | 0 | 0.00023004 | 0 | 0.007 | 0.013176 | 3079 | 15 | Lake Drainage Wells | 0.64 | Orlando | BMP-21: Lake Ivanhoe Inlet Baskets | Existing Update | Project Completed |  | BMP-21 | 22684.3078 | 9306777.8514 | 502 | 64% | 64% | 0.00014723 | 0
75 | 2 | 5.2898 | 525 | 75 | 2 | MDR | 4.0181 | 0.212 | 821.93 | 43.453 | 0.398 | 0.494 | 1.599 | 0.105 | 327.079 | 21.486 | 5.2898 | 0.004 | 0 | 0.021159 | 0 | 0.001 | 0.0018526 | 3079 | 15 | Lake Drainage Wells | 0.64 | Orlando | BMP-21: Lake Ivanhoe Inlet Baskets | Existing Update | Project Completed |  | BMP-21 | 22684.3078 | 9306777.8514 | 525 | 64% | 64% | 0.013542 | 0
75 | 4 | 2.7153 | 527 | 75 | 4 | IND | 6.4171 | 0.599 | 216.238 | 20.191 | 0.386 | 0.477 | 2.475 | 0.286 | 83.408 | 9.627 | 2.7153 | 0.005 | 0.001 | 0.013576 | 0.0027153 | 0.001 | 0.0016881 | 3079 | 15 | Lake Drainage Wells | 0.64 | Orlando | BMP-21: Lake Ivanhoe Inlet Baskets | Existing Update | Project Completed |  | BMP-21 | 22684.3078 | 9306777.8514 | 527 | 64% | 64% | 0.0086889 | 0.0017378
70 | 3 | 2.6298e-05 | 498 | 70 | 3 | HDR | 12.6366 | 0.906 | 99.975 | 7.166 | 0.385 | 0.207 | 4.866 | 0.188 | 38.494 | 1.486 | 2.6298e-05 | 0.082 | 0.008 | 2.1564e-06 | 2.1038e-07 | 0.007 | 0.0091169 | 3080 | 15 | Lake Drainage Wells | 0.64 | Orlando | BMP-21: Lake Ivanhoe Inlet Baskets & BMP by Parcel | Existing Update | Project Completed | 1110 SW IVANHOE BLVD | BMP-21 | 843.9665 | 37486.8575 | 498 | 64% | 64% | 1.3801e-06 | 1.3464e-07
70 | 4 | 0.86056 | 499 | 70 | 4 | IND | 8.7985 | 0.717 | 2253.879 | 183.718 | 0.374 | 0.198 | 3.292 | 0.142 | 843.264 | 36.33 | 0.86056 | 0.05 | 0.006 | 0.043028 | 0.0051633 | 0.006 | 0.0076716 | 3080 | 15 | Lake Drainage Wells | 0.64 | Orlando | BMP-21: Lake Ivanhoe Inlet Baskets & BMP by Parcel | Existing Update | Project Completed | 1110 SW IVANHOE BLVD | BMP-21 | 843.9665 | 37486.8575 | 499 | 64% | 64% | 0.027538 | 0.0033045
70 | 2 | 0.031495 | 497 | 70 | 2 | MDR | 5.5229 | 0.254 | 1760.42 | 81.108 | 0.385 | 0.206 | 2.127 | 0.052 | 677.966 | 16.675 | 0.031495 | 0.036 | 0.002 | 0.0011338 | 6.299e-05 | 0.007 | 0.0084055 | 3081 | 15 | Lake Drainage Wells | 0.64 | Orlando | BMP-21: Lake Ivanhoe Inlet Baskets & BMP by Parcel | Existing Update | Project Completed | 2118 UNIVERSITY DR | BMP-21 | 177.189 | 1371.9205 | 497 | 64% | 64% | 0.00072565 | 4.0314e-05
70 | 2 | 0.031495 | 497 | 70 | 2 | MDR | 5.5229 | 0.254 | 1760.42 | 81.108 | 0.385 | 0.206 | 2.127 | 0.052 | 677.966 | 16.675 | 0.031495 | 0.036 | 0.002 | 0.0011338 | 6.2991e-05 | 0.007 | 0.0084055 | 3082 | 15 | Lake Drainage Wells | 0.64 | Orlando | BMP-21: Lake Ivanhoe Inlet Baskets & BMP by Parcel | Existing Update | Project Completed | 2120 UNIVERSITY DR | BMP-21 | 177.1893 | 1371.9308 | 497 | 64% | 64% | 0.00072565 | 4.0314e-05
70 | 2 | 0.031469 | 497 | 70 | 2 | MDR | 5.5229 | 0.254 | 1760.42 | 81.108 | 0.385 | 0.206 | 2.127 | 0.052 | 677.966 | 16.675 | 0.031469 | 0.036 | 0.002 | 0.0011329 | 6.2939e-05 | 0.007 | 0.0084055 | 3083 | 15 | Lake Drainage Wells | 0.64 | Orlando | BMP-21: Lake Ivanhoe Inlet Baskets & BMP by Parcel | Existing Update | Project Completed | 2124 UNIVERSITY DR | BMP-21 | 177.1566 | 1370.7992 | 497 | 64% | 64% | 0.00072505 | 4.0281e-05
70 | 2 | 0.031528 | 497 | 70 | 2 | MDR | 5.5229 | 0.254 | 1760.42 | 81.108 | 0.385 | 0.206 | 2.127 | 0.052 | 677.966 | 16.675 | 0.031528 | 0.036 | 0.002 | 0.001135 | 6.3055e-05 | 0.007 | 0.0084055 | 3084 | 15 | Lake Drainage Wells | 0.64 | Orlando | BMP-21: Lake Ivanhoe Inlet Baskets & BMP by Parcel | Existing Update | Project Completed | 2126 UNIVERSITY DR | BMP-21 | 177.2498 | 1373.3354 | 497 | 64% | 64% | 0.0007264 | 4.0355e-05
70 | 2 | 0.13777 | 497 | 70 | 2 | MDR | 5.5229 | 0.254 | 1760.42 | 81.108 | 0.385 | 0.206 | 2.127 | 0.052 | 677.966 | 16.675 | 0.13777 | 0.036 | 0.002 | 0.0049599 | 0.00027555 | 0.007 | 0.0084055 | 3085 | 15 | Lake Drainage Wells | 0.64 | Orlando | BMP-21: Lake Ivanhoe Inlet Baskets & BMP by Parcel | Existing Update | Project Completed | 626 W YALE ST | BMP-21 | 319.9924 | 6001.3961 | 497 | 64% | 64% | 0.0031743 | 0.00017635
70 | 2 | 0.26149 | 497 | 70 | 2 | MDR | 5.5229 | 0.254 | 1760.42 | 81.108 | 0.385 | 0.206 | 2.127 | 0.052 | 677.966 | 16.675 | 0.26149 | 0.036 | 0.002 | 0.0094137 | 0.00052298 | 0.007 | 0.0084055 | 3086 | 15 | Lake Drainage Wells | 0.64 | Orlando | BMP-21: Lake Ivanhoe Inlet Baskets & BMP by Parcel | Existing Update | Project Completed | 636 W YALE ST | BMP-21 | 440.0423 | 11999.3603 | 497 | 64% | 64% | 0.0060248 | 0.00033471
70 | 4 | 0.013976 | 499 | 70 | 4 | IND | 8.7985 | 0.717 | 2253.879 | 183.718 | 0.374 | 0.198 | 3.292 | 0.142 | 843.264 | 36.33 | 0.013976 | 0.05 | 0.006 | 0.00069882 | 8.3859e-05 | 0.006 | 0.0076716 | 3086 | 15 | Lake Drainage Wells | 0.64 | Orlando | BMP-21: Lake Ivanhoe Inlet Baskets & BMP by Parcel | Existing Update | Project Completed | 636 W YALE ST | BMP-21 | 440.0423 | 11999.3603 | 499 | 64% | 64% | 0.00044725 | 5.367e-05
66 | 2 | 0.044546 | 474 | 66 | 2 | MDR | 8.9792 | 0.44 | 638.788 | 31.3 | 0.204 | 0.154 | 1.833 | 0.068 | 130.37 | 4.828 | 0.044546 | 0.043 | 0.004 | 0.0019155 | 0.00017818 | 0.005 | 0.0099068 | 3087 | 15 | Lake Drainage Wells | 0.64 | Orlando | BMP-22: Lake Druid Inlet Baskets | Existing Update | Project Completed |  | BMP-22 | 1870.1235 | 1940.4007 | 474 | 64% | 64% | 0.0012259 | 0.00011404
76 | 2 | 24.9849 | 530 | 76 | 2 | MDR | 4.2138 | 0.209 | 811.452 | 40.21 | 0.207 | 0.148 | 0.871 | 0.031 | 167.702 | 5.958 | 24.9849 | 0.001 | 0 | 0.024985 | 0 | 0 | 0.00039998 | 3088 | 15 | Lake Drainage Wells | 0.64 | Orlando | BMP-23: Spring Lake Inlet Baskets | Existing Update | Project Completed |  | BMP-23 | 6357.4153 | 1100124.937 | 530 | 64% | 64% | 0.01599 | 0
76 | 4 | 0.18563 | 532 | 76 | 4 | IND | 6.7195 | 0.588 | 843.724 | 73.858 | 0.195 | 0.142 | 1.313 | 0.084 | 164.818 | 10.493 | 0.18563 | 0.001 | 0 | 0.00018563 | 0 | 0 | 0.00036669 | 3088 | 15 | Lake Drainage Wells | 0.64 | Orlando | BMP-23: Spring Lake Inlet Baskets | Existing Update | Project Completed |  | BMP-23 | 6357.4153 | 1100124.937 | 532 | 64% | 64% | 0.00011881 | 0
76 | 12 | 0.084932 | 535 | 76 | 12 | WAT | 0.21682 | 0.004 | 9.259 | 0.192 | 0.237 | 0.182 | 0.051 | 0.001 | 2.194 | 0.035 | 0.084932 | 0 | 0 | 0 | 0 | 0 | 0.00043432 | 3088 | 15 | Lake Drainage Wells | 0.64 | Orlando | BMP-23: Spring Lake Inlet Baskets | Existing Update | Project Completed |  | BMP-23 | 6357.4153 | 1100124.937 | 535 | 64% | 64% | 0 | 0
76 | 2 | 20.4166 | 530 | 76 | 2 | MDR | 4.2138 | 0.209 | 811.452 | 40.21 | 0.207 | 0.148 | 0.871 | 0.031 | 167.702 | 5.958 | 20.4166 | 0.001 | 0 | 0.020417 | 0 | 0 | 0.00039998 | 3089 | 15 | Lake Drainage Wells | 0.64 | Orlando | BMP-24: Spring Lake Baffle Box @ Springdale | Existing Update | Project Completed |  | BMP-24 | 4233.2487 | 930970.0457 | 530 | 64% | 64% | 0.013067 | 0
76 | 4 | 0.90786 | 532 | 76 | 4 | IND | 6.7195 | 0.588 | 843.724 | 73.858 | 0.195 | 0.142 | 1.313 | 0.084 | 164.818 | 10.493 | 0.90786 | 0.001 | 0 | 0.00090786 | 0 | 0 | 0.00036669 | 3089 | 15 | Lake Drainage Wells | 0.64 | Orlando | BMP-24: Spring Lake Baffle Box @ Springdale | Existing Update | Project Completed |  | BMP-24 | 4233.2487 | 930970.0457 | 532 | 64% | 64% | 0.00058103 | 0
76 | 12 | 0.045306 | 535 | 76 | 12 | WAT | 0.21682 | 0.004 | 9.259 | 0.192 | 0.237 | 0.182 | 0.051 | 0.001 | 2.194 | 0.035 | 0.045306 | 0 | 0 | 0 | 0 | 0 | 0.00043432 | 3089 | 15 | Lake Drainage Wells | 0.64 | Orlando | BMP-24: Spring Lake Baffle Box @ Springdale | Existing Update | Project Completed |  | BMP-24 | 4233.2487 | 930970.0457 | 535 | 64% | 64% | 0 | 0
53 | 4 | 3.8536 | 397 | 53 | 4 | IND | 14.2092 | 1.148 | 5078.608 | 410.432 | 0.376 | 0.28 | 5.338 | 0.321 | 1907.765 | 114.742 | 3.8536 | 0.948 | 0.097 | 3.6532 | 0.3738 | 0.067 | 0.084638 | 3090 | 15 | Lake Drainage Wells | 0.64 | Winter Park | Drainwell | Existing | Existing |  |  | 37861.8088 | 10319352.7022 | 397 | 64% | 64% | 2.338 | 0.23923
54 | 2 | 109.4622 | 403 | 54 | 2 | MDR | 7.7954 | 0.381 | 2954.832 | 144.529 | 0.256 | 0.097 | 1.997 | 0.037 | 756.882 | 14.091 | 109.4622 | 0.157 | 0.004 | 17.1856 | 0.43785 | 0.02 | 0.010971 | 3090 | 15 | Lake Drainage Wells | 0.64 | Winter Park | Drainwell | Existing | Existing |  |  | 37861.8088 | 10319352.7022 | 403 | 64% | 64% | 10.9988 | 0.28022
54 | 3 | 33.989 | 404 | 54 | 3 | HDR | 17.8456 | 1.33 | 737.078 | 54.952 | 0.256 | 0.098 | 4.572 | 0.131 | 188.841 | 5.401 | 33.989 | 0.36 | 0.015 | 12.236 | 0.50983 | 0.02 | 0.011434 | 3090 | 15 | Lake Drainage Wells | 0.64 | Winter Park | Drainwell | Existing | Existing |  |  | 37861.8088 | 10319352.7022 | 404 | 64% | 64% | 7.8311 | 0.32629
54 | 4 | 86.3437 | 405 | 54 | 4 | IND | 12.8914 | 1.1 | 4692.599 | 400.236 | 0.246 | 0.095 | 3.169 | 0.104 | 1153.707 | 37.957 | 86.3437 | 0.239 | 0.011 | 20.6361 | 0.94978 | 0.019 | 0.010459 | 3090 | 15 | Lake Drainage Wells | 0.64 | Winter Park | Drainwell | Existing | Existing |  |  | 37861.8088 | 10319352.7022 | 405 | 64% | 64% | 13.2071 | 0.60786
54 | 10 | 1.6789 | 406 | 54 | 10 | RAN | 2.7072 | 0.108 | 4.665 | 0.187 | 0.271 | 0.105 | 0.734 | 0.011 | 1.264 | 0.02 | 1.6789 | 0.061 | 0.001 | 0.10241 | 0.0016789 | 0.022 | 0.013394 | 3090 | 15 | Lake Drainage Wells | 0.64 | Winter Park | Drainwell | Existing | Existing |  |  | 37861.8088 | 10319352.7022 | 406 | 64% | 64% | 0.065544 | 0.0010745
54 | 12 | 0.91106 | 407 | 54 | 12 | WAT | 0.19348 | 0.005 | 46.617 | 1.179 | 0.255 | 0.108 | 0.049 | 0.001 | 11.875 | 0.128 | 0.91106 | 0.004 | 0 | 0.0036442 | 0 | 0.019 | 0.014625 | 3090 | 15 | Lake Drainage Wells | 0.64 | Winter Park | Drainwell | Existing | Existing |  |  | 37861.8088 | 10319352.7022 | 407 | 64% | 64% | 0.0023323 | 0
55 | 4 | 0.66232 | 410 | 55 | 4 | IND | 9.3984 | 0.78 | 1374.955 | 114.092 | 0.224 | 0.227 | 2.103 | 0.177 | 307.589 | 25.895 | 0.66232 | 0.043 | 0.002 | 0.02848 | 0.0013246 | 0.005 | 0.0027609 | 3090 | 15 | Lake Drainage Wells | 0.64 | Winter Park | Drainwell | Existing | Existing |  |  | 37861.8088 | 10319352.7022 | 410 | 64% | 64% | 0.018227 | 0.00084778
53 | 2 | 53.1224 | 395 | 53 | 2 | MDR | 8.612 | 0.399 | 1877.4 | 87.022 | 0.387 | 0.285 | 3.331 | 0.114 | 726.09 | 24.84 | 53.1224 | 0.61 | 0.035 | 32.4047 | 1.8593 | 0.071 | 0.088045 | 3091 | 15 | Lake Drainage Wells | 0.64 | Winter Park | Drainwell | Existing | Existing |  |  | 21786.6556 | 5191435.8625 | 395 | 64% | 64% | 20.739 | 1.1899
53 | 3 | 6.0453 | 396 | 53 | 3 | HDR | 19.7158 | 1.391 | 2366.646 | 166.991 | 0.387 | 0.287 | 7.626 | 0.4 | 915.351 | 48.009 | 6.0453 | 1.395 | 0.127 | 8.4333 | 0.76776 | 0.071 | 0.091424 | 3091 | 15 | Lake Drainage Wells | 0.64 | Winter Park | Drainwell | Existing | Existing |  |  | 21786.6556 | 5191435.8625 | 396 | 64% | 64% | 5.3973 | 0.49137
53 | 4 | 20.914 | 397 | 53 | 4 | IND | 14.2092 | 1.148 | 5078.608 | 410.432 | 0.376 | 0.28 | 5.338 | 0.321 | 1907.765 | 114.742 | 20.914 | 0.948 | 0.097 | 19.8264 | 2.0287 | 0.067 | 0.084638 | 3091 | 15 | Lake Drainage Wells | 0.64 | Winter Park | Drainwell | Existing | Existing |  |  | 21786.6556 | 5191435.8625 | 397 | 64% | 64% | 12.6889 | 1.2983
53 | 6 | 11.8128 | 398 | 53 | 6 | OPE | 3.7267 | 0.149 | 69.498 | 2.783 | 0.398 | 0.296 | 1.481 | 0.044 | 27.627 | 0.823 | 11.8128 | 0.277 | 0.014 | 3.2721 | 0.16538 | 0.074 | 0.095584 | 3091 | 15 | Lake Drainage Wells | 0.64 | Winter Park | Drainwell | Existing | Existing |  |  | 21786.6556 | 5191435.8625 | 398 | 64% | 64% | 2.0942 | 0.10584
53 | 11 | 5.617 | 400 | 53 | 11 | FOR | 1.3208 | 0.05 | 59.997 | 2.262 | 0.418 | 0.314 | 0.552 | 0.016 | 25.077 | 0.711 | 5.617 | 0.115 | 0.007 | 0.64596 | 0.039319 | 0.087 | 0.13105 | 3091 | 15 | Lake Drainage Wells | 0.64 | Winter Park | Drainwell | Existing | Existing |  |  | 21786.6556 | 5191435.8625 | 400 | 64% | 64% | 0.41341 | 0.025164
53 | 12 | 0.042386 | 401 | 53 | 12 | WAT | 0.21338 | 0.005 | 20.811 | 0.501 | 0.392 | 0.307 | 0.084 | 0.002 | 8.154 | 0.154 | 0.042386 | 0.014 | 0.001 | 0.00059341 | 4.2386e-05 | 0.067 | 0.11583 | 3091 | 15 | Lake Drainage Wells | 0.64 | Winter Park | Drainwell | Existing | Existing |  |  | 21786.6556 | 5191435.8625 | 401 | 64% | 64% | 0.00037978 | 2.7127e-05
53 | 13 | 0.064869 | 402 | 53 | 13 | WET | 0.58178 | 0.021 | 30.177 | 1.087 | 0.396 | 0.318 | 0.23 | 0.007 | 11.955 | 0.345 | 0.064869 | 0.04 | 0.003 | 0.0025948 | 0.00019461 | 0.068 | 0.13483 | 3091 | 15 | Lake Drainage Wells | 0.64 | Winter Park | Drainwell | Existing | Existing |  |  | 21786.6556 | 5191435.8625 | 402 | 64% | 64% | 0.0016606 | 0.00012455
54 | 2 | 11.3052 | 403 | 54 | 2 | MDR | 7.7954 | 0.381 | 2954.832 | 144.529 | 0.256 | 0.097 | 1.997 | 0.037 | 756.882 | 14.091 | 11.3052 | 0.157 | 0.004 | 1.7749 | 0.045221 | 0.02 | 0.010971 | 3091 | 15 | Lake Drainage Wells | 0.64 | Winter Park | Drainwell | Existing | Existing |  |  | 21786.6556 | 5191435.8625 | 403 | 64% | 64% | 1.136 | 0.028941
54 | 3 | 0.0707 | 404 | 54 | 3 | HDR | 17.8456 | 1.33 | 737.078 | 54.952 | 0.256 | 0.098 | 4.572 | 0.131 | 188.841 | 5.401 | 0.0707 | 0.36 | 0.015 | 0.025452 | 0.0010605 | 0.02 | 0.011434 | 3091 | 15 | Lake Drainage Wells | 0.64 | Winter Park | Drainwell | Existing | Existing |  |  | 21786.6556 | 5191435.8625 | 404 | 64% | 64% | 0.016289 | 0.00067872
54 | 4 | 10.1848 | 405 | 54 | 4 | IND | 12.8914 | 1.1 | 4692.599 | 400.236 | 0.246 | 0.095 | 3.169 | 0.104 | 1153.707 | 37.957 | 10.1848 | 0.239 | 0.011 | 2.4342 | 0.11203 | 0.019 | 0.010459 | 3091 | 15 | Lake Drainage Wells | 0.64 | Winter Park | Drainwell | Existing | Existing |  |  | 21786.6556 | 5191435.8625 | 405 | 64% | 64% | 1.5579 | 0.071701
58 | 4 | 0.11825 | 429 | 58 | 4 | IND | 15.6534 | 1.223 | 3061.189 | 239.111 | 0.496 | 0.309 | 7.77 | 0.378 | 1519.482 | 73.842 | 0.11825 | 0.973 | 0.063 | 0.11506 | 0.0074497 | 0.062 | 0.051479 | 3092 | 15 | Lake Drainage Wells | 0.64 | Winter Park | Lake Island Interconnect | Existing | Existing |  |  | 1491.0889 | 80946.4162 | 429 | 64% | 64% | 0.073636 | 0.0047678
54 | 4 | 0.076989 | 405 | 54 | 4 | IND | 12.8914 | 1.1 | 4692.599 | 400.236 | 0.246 | 0.095 | 3.169 | 0.104 | 1153.707 | 37.957 | 0.076989 | 0.239 | 0.011 | 0.0184 | 0.00084688 | 0.019 | 0.010459 | 3093 | 15 | Lake Drainage Wells | 0.64 | Winter Park | Lake Island Interconnect | Existing | Existing |  |  | 303.3398 | 3917.9017 | 405 | 64% | 64% | 0.011776 | 0.000542
55 | 4 | 0.012954 | 410 | 55 | 4 | IND | 9.3984 | 0.78 | 1374.955 | 114.092 | 0.224 | 0.227 | 2.103 | 0.177 | 307.589 | 25.895 | 0.012954 | 0.043 | 0.002 | 0.00055702 | 2.5908e-05 | 0.005 | 0.0027609 | 3093 | 15 | Lake Drainage Wells | 0.64 | Winter Park | Lake Island Interconnect | Existing | Existing |  |  | 303.3398 | 3917.9017 | 410 | 64% | 64% | 0.00035649 | 1.6581e-05
58 | 4 | 1.7045 | 429 | 58 | 4 | IND | 15.6534 | 1.223 | 3061.189 | 239.111 | 0.496 | 0.309 | 7.77 | 0.378 | 1519.482 | 73.842 | 1.7045 | 0.973 | 0.063 | 1.6585 | 0.10739 | 0.062 | 0.051479 | 3094 | 15 | Lake Drainage Wells | 0.64 | Winter Park | Mead Garden Pond | Existing | Existing |  |  | 2798.1405 | 136204.4538 | 429 | 64% | 64% | 1.0615 | 0.068727
70 | 2 | 0.00030325 | 497 | 70 | 2 | MDR | 5.5229 | 0.254 | 1760.42 | 81.108 | 0.385 | 0.206 | 2.127 | 0.052 | 677.966 | 16.675 | 0.00030325 | 0.036 | 0.002 | 1.0917e-05 | 6.0651e-07 | 0.007 | 0.0084055 | 2862 | 15 | Lake Drainage Wells | 0.64 |  |  | TMDL | TMDL |  |  | 56218.2142 | 16279175.5551 | 497 | 64% | 64% | 6.987e-06 | 3.8817e-07
72 | 2 | 0.00030325 | 510 | 72 | 2 | MDR | 5.0885 | 0.239 | 264.617 | 12.433 | 0.201 | 0.15 | 1.024 | 0.036 | 53.228 | 1.859 | 0.00030325 | 0.008 | 0 | 2.426e-06 | 0 | 0.002 | 0.0017025 | 2862 | 15 | Lake Drainage Wells | 0.64 |  |  | TMDL | TMDL |  |  | 56218.2142 | 16279175.5551 | 510 | 64% | 64% | 1.5527e-06 | 0
70 | 6 | 0.001709 | 500 | 70 | 6 | OPE | 2.4604 | 0.099 | 11.619 | 0.465 | 0.397 | 0.22 | 0.976 | 0.022 | 4.608 | 0.102 | 0.001709 | 0.018 | 0.001 | 3.0762e-05 | 1.709e-06 | 0.007 | 0.010205 | 2862 | 15 | Lake Drainage Wells | 0.64 |  |  | TMDL | TMDL |  |  | 56218.2142 | 16279175.5551 | 500 | 64% | 64% | 1.9688e-05 | 1.0938e-06
71 | 6 | 0.001709 | 506 | 71 | 6 | OPE | 4.0542 | 0.176 | 6.166 | 0.268 | 0.188 | 0.133 | 0.763 | 0.024 | 1.161 | 0.036 | 0.001709 | 0.007 | 0 | 1.1963e-05 | 0 | 0.002 | 0.0018632 | 2862 | 15 | Lake Drainage Wells | 0.64 |  |  | TMDL | TMDL |  |  | 56218.2142 | 16279175.5551 | 506 | 64% | 64% | 7.6564e-06 | 0
70 | 2 | 0.00090662 | 497 | 70 | 2 | MDR | 5.5229 | 0.254 | 1760.42 | 81.108 | 0.385 | 0.206 | 2.127 | 0.052 | 677.966 | 16.675 | 0.00090662 | 0.036 | 0.002 | 3.2638e-05 | 1.8132e-06 | 0.007 | 0.0084055 | 2984 | 15 | Lake Drainage Wells | 0.64 | Orlando | BMP-08: Ivanhoe Plaza Park Exfiltration | Project | Future Project |  | BMP-08 | 11029.2091 | 2050977.3098 | 497 | 64% | 64% | 2.0889e-05 | 1.1605e-06
70 | 2 | 0.00090662 | 497 | 70 | 2 | MDR | 5.5229 | 0.254 | 1760.42 | 81.108 | 0.385 | 0.206 | 2.127 | 0.052 | 677.966 | 16.675 | 0.00090662 | 0.036 | 0.002 | 3.2638e-05 | 1.8132e-06 | 0.007 | 0.0084055 | 3079 | 15 | Lake Drainage Wells | 0.64 | Orlando | BMP-21: Lake Ivanhoe Inlet Baskets | Existing Update | Project Completed |  | BMP-21 | 22684.3078 | 9306777.8514 | 497 | 64% | 64% | 2.0889e-05 | 1.1605e-06
75 | 2 | 0.011005 | 525 | 75 | 2 | MDR | 4.0181 | 0.212 | 821.93 | 43.453 | 0.398 | 0.494 | 1.599 | 0.105 | 327.079 | 21.486 | 0.011005 | 0.004 | 0 | 4.4022e-05 | 0 | 0.001 | 0.0018526 | 2984 | 15 | Lake Drainage Wells | 0.64 | Orlando | BMP-08: Ivanhoe Plaza Park Exfiltration | Project | Future Project |  | BMP-08 | 11029.2091 | 2050977.3098 | 525 | 64% | 64% | 2.8174e-05 | 0
75 | 2 | 0.011005 | 525 | 75 | 2 | MDR | 4.0181 | 0.212 | 821.93 | 43.453 | 0.398 | 0.494 | 1.599 | 0.105 | 327.079 | 21.486 | 0.011005 | 0.004 | 0 | 4.4022e-05 | 0 | 0.001 | 0.0018526 | 3079 | 15 | Lake Drainage Wells | 0.64 | Orlando | BMP-21: Lake Ivanhoe Inlet Baskets | Existing Update | Project Completed |  | BMP-21 | 22684.3078 | 9306777.8514 | 525 | 64% | 64% | 2.8174e-05 | 0
76 | 4 | 0.0024473 | 532 | 76 | 4 | IND | 6.7195 | 0.588 | 843.724 | 73.858 | 0.195 | 0.142 | 1.313 | 0.084 | 164.818 | 10.493 | 0.0024473 | 0.001 | 0 | 2.4473e-06 | 0 | 0 | 0.00036669 | 3068 | 15 | Lake Drainage Wells | 0.64 | Orlando | BMP-13: Spring Lake Baffle Box @ Rio Grande | Project | Future Project |  | BMP-13 | 8377.2734 | 1481175.9468 | 532 | 64% | 64% | 1.5663e-06 | 0
76 | 4 | 0.0024473 | 532 | 76 | 4 | IND | 6.7195 | 0.588 | 843.724 | 73.858 | 0.195 | 0.142 | 1.313 | 0.084 | 164.818 | 10.493 | 0.0024473 | 0.001 | 0 | 2.4473e-06 | 0 | 0 | 0.00036669 | 3089 | 15 | Lake Drainage Wells | 0.64 | Orlando | BMP-24: Spring Lake Baffle Box @ Springdale | Existing Update | Project Completed |  | BMP-24 | 4233.2487 | 930970.0457 | 532 | 64% | 64% | 1.5663e-06 | 0
58 | 4 | 1.5896 | 429 | 58 | 4 | IND | 15.6534 | 1.223 | 3061.189 | 239.111 | 0.496 | 0.309 | 7.77 | 0.378 | 1519.482 | 73.842 | 1.5896 | 0.973 | 0.063 | 1.5466 | 0.10014 | 0.062 | 0.051479 | 3092 | 15 | Lake Drainage Wells | 0.64 | Winter Park | Lake Island Interconnect | Existing | Existing |  |  | 1491.0889 | 80946.4162 | 429 | 64% | 64% | 0.98986 | 0.064091
58 | 6 | 0.10813 | 430 | 58 | 6 | OPE | 4.3897 | 0.172 | 211.467 | 8.278 | 0.506 | 0.326 | 2.221 | 0.056 | 106.999 | 2.698 | 0.10813 | 0.292 | 0.01 | 0.031573 | 0.0010813 | 0.066 | 0.057901 | 3092 | 15 | Lake Drainage Wells | 0.64 | Winter Park | Lake Island Interconnect | Existing | Existing |  |  | 1491.0889 | 80946.4162 | 430 | 64% | 64% | 0.020207 | 0.00069202
68 | 4 | 0.042339 | 484 | 68 | 4 | IND | 13.0109 | 1.271 | 1684.79 | 164.641 | 0.356 | 0.352 | 4.638 | 0.448 | 600.604 | 57.953 | 0.042339 | 0.04 | 0.008 | 0.0016935 | 0.00033871 | 0.003 | 0.00609 | 3092 | 15 | Lake Drainage Wells | 0.64 | Winter Park | Lake Island Interconnect | Existing | Existing |  |  | 1491.0889 | 80946.4162 | 484 | 64% | 64% | 0.0010839 | 0.00021677
58 | 4 | 1.3365 | 429 | 58 | 4 | IND | 15.6534 | 1.223 | 3061.189 | 239.111 | 0.496 | 0.309 | 7.77 | 0.378 | 1519.482 | 73.842 | 1.3365 | 0.973 | 0.063 | 1.3004 | 0.084196 | 0.062 | 0.051479 | 3094 | 15 | Lake Drainage Wells | 0.64 | Winter Park | Mead Garden Pond | Existing | Existing |  |  | 2798.1405 | 136204.4538 | 429 | 64% | 64% | 0.83223 | 0.053886
58 | 6 | 0.085844 | 430 | 58 | 6 | OPE | 4.3897 | 0.172 | 211.467 | 8.278 | 0.506 | 0.326 | 2.221 | 0.056 | 106.999 | 2.698 | 0.085844 | 0.292 | 0.01 | 0.025066 | 0.00085844 | 0.066 | 0.057901 | 3094 | 15 | Lake Drainage Wells | 0.64 | Winter Park | Mead Garden Pond | Existing | Existing |  |  | 2798.1405 | 136204.4538 | 430 | 64% | 64% | 0.016042 | 0.0005494
58 | 2 | 8.669 | 427 | 58 | 2 | MDR | 9.8281 | 0.44 | 3808.185 | 170.631 | 0.501 | 0.315 | 4.924 | 0.139 | 1908.105 | 53.755 | 8.669 | 0.633 | 0.023 | 5.4875 | 0.19939 | 0.064 | 0.052984 | 3356 | 64 | Landlocked Basin | 1 | TBD | LandLocked LAKE CHELTON Basin | Existing Update |  | Landlocked areas defined by SJRWMD coverage |  | 20182.1763 | 7133534.624 | 427 | 100% | 100% | 5.4875 | 0.19939
58 | 4 | 1.4515 | 429 | 58 | 4 | IND | 15.6534 | 1.223 | 3061.189 | 239.111 | 0.496 | 0.309 | 7.77 | 0.378 | 1519.482 | 73.842 | 1.4515 | 0.973 | 0.063 | 1.4123 | 0.091445 | 0.062 | 0.051479 | 3356 | 64 | Landlocked Basin | 1 | TBD | LandLocked LAKE CHELTON Basin | Existing Update |  | Landlocked areas defined by SJRWMD coverage |  | 20182.1763 | 7133534.624 | 429 | 100% | 100% | 1.4123 | 0.091445
58 | 6 | 0.17649 | 430 | 58 | 6 | OPE | 4.3897 | 0.172 | 211.467 | 8.278 | 0.506 | 0.326 | 2.221 | 0.056 | 106.999 | 2.698 | 0.17649 | 0.292 | 0.01 | 0.051534 | 0.0017649 | 0.066 | 0.057901 | 3356 | 64 | Landlocked Basin | 1 | TBD | LandLocked LAKE CHELTON Basin | Existing Update |  | Landlocked areas defined by SJRWMD coverage |  | 20182.1763 | 7133534.624 | 430 | 100% | 100% | 0.051534 | 0.0017649
61 | 2 | 7.2555 | 452 | 61 | 2 | MDR | 14.6836 | 0.846 | 4285.373 | 247.044 | 0.522 | 0.455 | 7.661 | 0.385 | 2235.766 | 112.484 | 7.2555 | 0.549 | 0.028 | 3.9833 | 0.20315 | 0.037 | 0.032831 | 3356 | 64 | Landlocked Basin | 1 | TBD | LandLocked LAKE CHELTON Basin | Existing Update |  | Landlocked areas defined by SJRWMD coverage |  | 20182.1763 | 7133534.624 | 452 | 100% | 100% | 3.9833 | 0.20315
62 | 2 | 106.1737 | 456 | 62 | 2 | MDR | 5.1315 | 0.314 | 561.15 | 34.379 | 0.358 | 0.211 | 1.836 | 0.066 | 200.824 | 7.256 | 106.1737 | 0.076 | 0.003 | 8.0692 | 0.31852 | 0.015 | 0.0089443 | 3356 | 64 | Landlocked Basin | 1 | TBD | LandLocked LAKE CHELTON Basin | Existing Update |  | Landlocked areas defined by SJRWMD coverage |  | 20182.1763 | 7133534.624 | 456 | 100% | 100% | 8.0692 | 0.31852
62 | 3 | 3.0104 | 457 | 62 | 3 | HDR | 11.7405 | 1.123 | 36.883 | 3.528 | 0.358 | 0.213 | 4.201 | 0.239 | 13.198 | 0.75 | 3.0104 | 0.174 | 0.011 | 0.5238 | 0.033114 | 0.015 | 0.0094965 | 3356 | 64 | Landlocked Basin | 1 | TBD | LandLocked LAKE CHELTON Basin | Existing Update |  | Landlocked areas defined by SJRWMD coverage |  | 20182.1763 | 7133534.624 | 457 | 100% | 100% | 0.5238 | 0.033114
62 | 4 | 0.10531 | 458 | 62 | 4 | IND | 8.2097 | 0.89 | 0.864 | 0.094 | 0.349 | 0.205 | 2.863 | 0.182 | 0.301 | 0.019 | 0.10531 | 0.11 | 0.007 | 0.011584 | 0.00073717 | 0.013 | 0.0080096 | 3356 | 64 | Landlocked Basin | 1 | TBD | LandLocked LAKE CHELTON Basin | Existing Update |  | Landlocked areas defined by SJRWMD coverage |  | 20182.1763 | 7133534.624 | 458 | 100% | 100% | 0.011584 | 0.00073717
62 | 6 | 4.0022 | 459 | 62 | 6 | OPE | 2.2752 | 0.121 | 9.099 | 0.486 | 0.368 | 0.223 | 0.837 | 0.027 | 3.348 | 0.108 | 4.0022 | 0.038 | 0.001 | 0.15208 | 0.0040022 | 0.017 | 0.01064 | 3356 | 64 | Landlocked Basin | 1 | TBD | LandLocked LAKE CHELTON Basin | Existing Update |  | Landlocked areas defined by SJRWMD coverage |  | 20182.1763 | 7133534.624 | 459 | 100% | 100% | 0.15208 | 0.0040022
62 | 12 | 7.1042 | 460 | 62 | 12 | WAT | 0.26594 | 0.007 | 1.888 | 0.048 | 0.387 | 0.245 | 0.103 | 0.002 | 0.73 | 0.012 | 7.1042 | 0.004 | 0 | 0.028417 | 0 | 0.014 | 0.014003 | 3356 | 64 | Landlocked Basin | 1 | TBD | LandLocked LAKE CHELTON Basin | Existing Update |  | Landlocked areas defined by SJRWMD coverage |  | 20182.1763 | 7133534.624 | 460 | 100% | 100% | 0.028417 | 0
63 | 2 | 6.5232 | 461 | 63 | 2 | MDR | 7.4475 | 0.374 | 3959.7 | 198.599 | 0.503 | 1.085 | 3.745 | 0.405 | 1991.138 | 215.521 | 6.5232 | 0.153 | 0.012 | 0.99805 | 0.078279 | 0.021 | 0.031522 | 3356 | 64 | Landlocked Basin | 1 | TBD | LandLocked LAKE CHELTON Basin | Existing Update |  | Landlocked areas defined by SJRWMD coverage |  | 20182.1763 | 7133534.624 | 461 | 100% | 100% | 0.99805 | 0.078279
63 | 4 | 0.95338 | 463 | 63 | 4 | IND | 11.8601 | 1.053 | 2855.017 | 253.563 | 0.492 | 1.055 | 5.832 | 1.112 | 1403.806 | 267.598 | 0.95338 | 0.219 | 0.03 | 0.20879 | 0.028602 | 0.018 | 0.028585 | 3356 | 64 | Landlocked Basin | 1 | TBD | LandLocked LAKE CHELTON Basin | Existing Update |  | Landlocked areas defined by SJRWMD coverage |  | 20182.1763 | 7133534.624 | 463 | 100% | 100% | 0.20879 | 0.028602
16 | 2 | 0.025012 | 58 | 0 | 0 |  | 0 | 0 | 0 | 0 | 0 | 0 | 0 | 0 | 0 | 0 | 0.025012 | 0 | 0 | 0 | 0 | 0 | 0 | 3361 | 64 | Landlocked Basin | 1 | TBD | LandLocked LAKE MYRTLE Basin | Existing Update |  | Landlocked areas defined by SJRWMD coverage |  | 4378.8922 | 1050421.468 | 58 | 100% | 100% | 0 | 0
17 | 2 | 9.3751 | 68 | 17 | 2 | MDR | 6.4584 | 0.305 | 670.572 | 31.619 | 0.194 | 0.242 | 1.253 | 0.074 | 130.107 | 7.661 | 9.3751 | 0.671 | 0.037 | 6.2907 | 0.34688 | 0.104 | 0.12061 | 3361 | 64 | Landlocked Basin | 1 | TBD | LandLocked LAKE MYRTLE Basin | Existing Update |  | Landlocked areas defined by SJRWMD coverage |  | 4378.8922 | 1050421.468 | 68 | 100% | 100% | 6.2907 | 0.34688
17 | 4 | 0.75919 | 70 | 17 | 4 | IND | 10.6803 | 0.917 | 6923.519 | 594.527 | 0.185 | 0.241 | 1.98 | 0.221 | 1283.288 | 143.117 | 0.75919 | 1.044 | 0.109 | 0.7926 | 0.082752 | 0.098 | 0.11912 | 3361 | 64 | Landlocked Basin | 1 | TBD | LandLocked LAKE MYRTLE Basin | Existing Update |  | Landlocked areas defined by SJRWMD coverage |  | 4378.8922 | 1050421.468 | 70 | 100% | 100% | 0.7926 | 0.082752
20 | 2 | 12.9517 | 90 | 20 | 2 | MDR | 6.2353 | 0.295 | 1827.302 | 86.532 | 0.261 | 0.306 | 1.626 | 0.09 | 476.632 | 26.453 | 12.9517 | 1.457 | 0.082 | 18.8707 | 1.062 | 0.234 | 0.27918 | 3361 | 64 | Landlocked Basin | 1 | TBD | LandLocked LAKE MYRTLE Basin | Existing Update |  | Landlocked areas defined by SJRWMD coverage |  | 4378.8922 | 1050421.468 | 90 | 100% | 100% | 18.8707 | 1.062
20 | 12 | 1.0035 | 98 | 20 | 12 | WAT | 0.16087 | 0.003 | 7.65 | 0.163 | 0.298 | 0.384 | 0.048 | 0.001 | 2.283 | 0.063 | 1.0035 | 0.043 | 0.001 | 0.043148 | 0.0010035 | 0.27 | 0.35322 | 3361 | 64 | Landlocked Basin | 1 | TBD | LandLocked LAKE MYRTLE Basin | Existing Update |  | Landlocked areas defined by SJRWMD coverage |  | 4378.8922 | 1050421.468 | 98 | 100% | 100% | 0.043148 | 0.0010035
25 | 2 | 0.0037674 | 143 | 25 | 2 | MDR | 7.5947 | 0.683 | 4904.55 | 441.294 | 0.568 | 0.482 | 4.316 | 0.329 | 2787.239 | 212.506 | 0.0037674 | 4.316 | 0.329 | 0.01626 | 0.0012395 | 0.568 | 0.48155 | 3362 | 64 | Landlocked Basin | 1 | TBD | LandLocked LAKE ONORA Basin | Existing Update |  | Landlocked areas defined by SJRWMD coverage |  | 12771.4421 | 11028560.3224 | 143 | 100% | 100% | 0.01626 | 0.0012395
25 | 6 | 0.0011333 | 146 | 25 | 6 | OPE | 3.6205 | 0.302 | 81.319 | 6.781 | 0.574 | 0.489 | 2.08 | 0.148 | 46.71 | 3.314 | 0.0011333 | 2.08 | 0.148 | 0.0023572 | 0.00016773 | 0.574 | 0.48869 | 3362 | 64 | Landlocked Basin | 1 | TBD | LandLocked LAKE ONORA Basin | Existing Update |  | Landlocked areas defined by SJRWMD coverage |  | 12771.4421 | 11028560.3224 | 146 | 100% | 100% | 0.0023572 | 0.00016773
27 | 1 | 69.9971 | 160 | 27 | 1 | LDR | 3.5863 | 0.278 | 520.236 | 40.302 | 0.318 | 0.314 | 1.14 | 0.087 | 165.438 | 12.639 | 69.9971 | 1.14 | 0.087 | 79.7966 | 6.0897 | 0.318 | 0.31361 | 3362 | 64 | Landlocked Basin | 1 | TBD | LandLocked LAKE ONORA Basin | Existing Update |  | Landlocked areas defined by SJRWMD coverage |  | 12771.4421 | 11028560.3224 | 160 | 100% | 100% | 79.7966 | 6.0897
27 | 2 | 20.7984 | 161 | 27 | 2 | MDR | 6.9313 | 0.556 | 152.295 | 12.207 | 0.317 | 0.312 | 2.194 | 0.173 | 48.203 | 3.804 | 20.7984 | 2.194 | 0.173 | 45.6318 | 3.5981 | 0.317 | 0.31158 | 3362 | 64 | Landlocked Basin | 1 | TBD | LandLocked LAKE ONORA Basin | Existing Update |  | Landlocked areas defined by SJRWMD coverage |  | 12771.4421 | 11028560.3224 | 161 | 100% | 100% | 45.6318 | 3.5981
27 | 4 | 22.6843 | 162 | 27 | 4 | IND | 11.0624 | 1.21 | 10869.185 | 1188.593 | 0.31 | 0.307 | 3.425 | 0.372 | 3365.144 | 365.357 | 22.6843 | 3.425 | 0.372 | 77.6936 | 8.4385 | 0.31 | 0.30739 | 3362 | 64 | Landlocked Basin | 1 | TBD | LandLocked LAKE ONORA Basin | Existing Update |  | Landlocked areas defined by SJRWMD coverage |  | 12771.4421 | 11028560.3224 | 162 | 100% | 100% | 77.6936 | 8.4385
27 | 6 | 0.21534 | 163 | 27 | 6 | OPE | 3.2115 | 0.238 | 0.695 | 0.052 | 0.322 | 0.32 | 1.036 | 0.076 | 0.224 | 0.016 | 0.21534 | 1.035 | 0.077 | 0.22287 | 0.016581 | 0.322 | 0.32174 | 3362 | 64 | Landlocked Basin | 1 | TBD | LandLocked LAKE ONORA Basin | Existing Update |  | Landlocked areas defined by SJRWMD coverage |  | 12771.4421 | 11028560.3224 | 163 | 100% | 100% | 0.22287 | 0.016581
27 | 7 | 32.765 | 164 | 27 | 7 | PAS | 5.695 | 0.446 | 525.602 | 41.141 | 0.328 | 0.329 | 1.869 | 0.147 | 172.478 | 13.55 | 32.765 | 1.869 | 0.147 | 61.2378 | 4.8165 | 0.328 | 0.32937 | 3362 | 64 | Landlocked Basin | 1 | TBD | LandLocked LAKE ONORA Basin | Existing Update |  | Landlocked areas defined by SJRWMD coverage |  | 12771.4421 | 11028560.3224 | 164 | 100% | 100% | 61.2378 | 4.8165
27 | 8 | 1.3467 | 165 | 27 | 8 | AGR | 6.339 | 0.515 | 127.884 | 10.392 | 0.334 | 0.337 | 2.114 | 0.173 | 42.658 | 3.5 | 1.3467 | 2.114 | 0.173 | 2.8469 | 0.23298 | 0.334 | 0.33678 | 3362 | 64 | Landlocked Basin | 1 | TBD | LandLocked LAKE ONORA Basin | Existing Update |  | Landlocked areas defined by SJRWMD coverage |  | 12771.4421 | 11028560.3224 | 165 | 100% | 100% | 2.8469 | 0.23298
27 | 9 | 4.1722 | 166 | 27 | 9 | AGT | 3.9485 | 0.309 | 50.92 | 3.982 | 0.334 | 0.336 | 1.318 | 0.104 | 16.991 | 1.336 | 4.1722 | 1.318 | 0.104 | 5.4989 | 0.43391 | 0.334 | 0.33552 | 3362 | 64 | Landlocked Basin | 1 | TBD | LandLocked LAKE ONORA Basin | Existing Update |  | Landlocked areas defined by SJRWMD coverage |  | 12771.4421 | 11028560.3224 | 166 | 100% | 100% | 5.4989 | 0.43391
27 | 11 | 49.0175 | 168 | 27 | 11 | FOR | 1.1613 | 0.076 | 160.947 | 10.588 | 0.34 | 0.348 | 0.395 | 0.027 | 54.708 | 3.682 | 49.0175 | 0.395 | 0.027 | 19.3619 | 1.3235 | 0.34 | 0.34778 | 3362 | 64 | Landlocked Basin | 1 | TBD | LandLocked LAKE ONORA Basin | Existing Update |  | Landlocked areas defined by SJRWMD coverage |  | 12771.4421 | 11028560.3224 | 168 | 100% | 100% | 19.3619 | 1.3235
27 | 12 | 48.2356 | 169 | 27 | 12 | WAT | 0.25464 | 0.015 | 22.963 | 1.334 | 0.331 | 0.325 | 0.084 | 0.005 | 7.601 | 0.434 | 48.2356 | 0.084 | 0.005 | 4.0518 | 0.24118 | 0.331 | 0.32541 | 3362 | 64 | Landlocked Basin | 1 | TBD | LandLocked LAKE ONORA Basin | Existing Update |  | Landlocked areas defined by SJRWMD coverage |  | 12771.4421 | 11028560.3224 | 169 | 100% | 100% | 4.0518 | 0.24118
27 | 13 | 3.9449 | 170 | 27 | 13 | WET | 7.3681 | 0.61 | 1220.395 | 101.006 | 0.315 | 0.319 | 2.322 | 0.195 | 384.602 | 32.222 | 3.9449 | 2.322 | 0.195 | 9.16 | 0.76925 | 0.315 | 0.31901 | 3362 | 64 | Landlocked Basin | 1 | TBD | LandLocked LAKE ONORA Basin | Existing Update |  | Landlocked areas defined by SJRWMD coverage |  | 12771.4421 | 11028560.3224 | 170 | 100% | 100% | 9.16 | 0.76925
28 | 11 | 6.1769e-05 | 180 | 28 | 11 | FOR | 1.5853 | 0.119 | 466.751 | 35.171 | 0.747 | 0.714 | 1.184 | 0.085 | 348.649 | 25.116 | 6.1769e-05 | 1.184 | 0.085 | 7.3135e-05 | 5.2504e-06 | 0.747 | 0.7141 | 3362 | 64 | Landlocked Basin | 1 | TBD | LandLocked LAKE ONORA Basin | Existing Update |  | Landlocked areas defined by SJRWMD coverage |  | 12771.4421 | 11028560.3224 | 180 | 100% | 100% | 7.3135e-05 | 5.2504e-06
15 | 2 | 0.00017396 | 48 | 15 | 2 | MDR | 7.3702 | 0.422 | 5942.609 | 340.176 | 0.471 | 0.494 | 3.471 | 0.209 | 2798.745 | 168.156 | 0.00017396 | 3.471 | 0.209 | 0.00060381 | 3.6357e-05 | 0.471 | 0.49432 | 3364 | 64 | Landlocked Basin | 1 | TBD | LandLocked LAKE TONY Basin | Existing Update |  | Landlocked areas defined by SJRWMD coverage |  | 20015.1987 | 15550127.3243 | 48 | 100% | 100% | 0.00060381 | 3.6357e-05
15 | 4 | 0.002965 | 50 | 15 | 4 | IND | 9.745 | 0.997 | 2826.058 | 289.213 | 0.468 | 0.494 | 4.565 | 0.492 | 1323.876 | 142.73 | 0.002965 | 4.565 | 0.492 | 0.013535 | 0.0014588 | 0.468 | 0.49351 | 3364 | 64 | Landlocked Basin | 1 | TBD | LandLocked LAKE TONY Basin | Existing Update |  | Landlocked areas defined by SJRWMD coverage |  | 20015.1987 | 15550127.3243 | 50 | 100% | 100% | 0.013535 | 0.0014588
46 | 2 | 2.9223 | 341 | 46 | 2 | MDR | 13.7343 | 0.645 | 12517.372 | 587.845 | 0.585 | 0.835 | 8.036 | 0.539 | 7324.398 | 490.966 | 2.9223 | 6.155 | 0.317 | 17.9868 | 0.92637 | 0.448 | 0.49116 | 3364 | 64 | Landlocked Basin | 1 | TBD | LandLocked LAKE TONY Basin | Existing Update |  | Landlocked areas defined by SJRWMD coverage |  | 20015.1987 | 15550127.3243 | 341 | 100% | 100% | 17.9868 | 0.92637
90 | 1 | 70.1244 | 545 | 90 | 1 | LDR | 6.1079 | 0.308 | 1822.248 | 91.801 | 0.804 | 0.837 | 4.91 | 0.257 | 1464.821 | 76.812 | 70.1244 | 2.322 | 0.128 | 162.8289 | 8.9759 | 0.38 | 0.41636 | 3364 | 64 | Landlocked Basin | 1 | TBD | LandLocked LAKE TONY Basin | Existing Update |  | Landlocked areas defined by SJRWMD coverage |  | 20015.1987 | 15550127.3243 | 545 | 100% | 100% | 162.8289 | 8.9759
90 | 2 | 145.5315 | 546 | 90 | 2 | MDR | 11.3664 | 0.605 | 14884.136 | 791.874 | 0.804 | 0.836 | 9.135 | 0.506 | 11961.814 | 662.37 | 145.5315 | 4.317 | 0.251 | 628.2597 | 36.5284 | 0.38 | 0.41575 | 3364 | 64 | Landlocked Basin | 1 | TBD | LandLocked LAKE TONY Basin | Existing Update |  | Landlocked areas defined by SJRWMD coverage |  | 20015.1987 | 15550127.3243 | 546 | 100% | 100% | 628.2597 | 36.5284
90 | 4 | 24.7612 | 548 | 90 | 4 | IND | 14.9374 | 1.425 | 2368.245 | 225.99 | 0.803 | 0.836 | 11.993 | 1.191 | 1901.418 | 188.888 | 24.7612 | 5.645 | 0.592 | 139.7772 | 14.6587 | 0.378 | 0.41522 | 3364 | 64 | Landlocked Basin | 1 | TBD | LandLocked LAKE TONY Basin | Existing Update |  | Landlocked areas defined by SJRWMD coverage |  | 20015.1987 | 15550127.3243 | 548 | 100% | 100% | 139.7772 | 14.6587
90 | 6 | 8.9086 | 549 | 90 | 6 | OPE | 6.2286 | 0.301 | 946.924 | 45.732 | 0.804 | 0.837 | 5.007 | 0.252 | 761.157 | 38.267 | 8.9086 | 2.372 | 0.125 | 21.1311 | 1.1136 | 0.381 | 0.41716 | 3364 | 64 | Landlocked Basin | 1 | TBD | LandLocked LAKE TONY Basin | Existing Update |  | Landlocked areas defined by SJRWMD coverage |  | 20015.1987 | 15550127.3243 | 549 | 100% | 100% | 21.1311 | 1.1136
90 | 10 | 18.5432 | 552 | 90 | 10 | RAN | 4.8008 | 0.216 | 176.964 | 7.972 | 0.804 | 0.837 | 3.86 | 0.181 | 142.278 | 6.671 | 18.5432 | 1.835 | 0.09 | 34.0267 | 1.6689 | 0.382 | 0.41812 | 3364 | 64 | Landlocked Basin | 1 | TBD | LandLocked LAKE TONY Basin | Existing Update |  | Landlocked areas defined by SJRWMD coverage |  | 20015.1987 | 15550127.3243 | 552 | 100% | 100% | 34.0267 | 1.6689
90 | 11 | 23.0615 | 553 | 90 | 11 | FOR | 2.8901 | 0.129 | 722.975 | 32.197 | 0.805 | 0.838 | 2.326 | 0.108 | 581.805 | 26.979 | 23.0615 | 1.119 | 0.054 | 25.8058 | 1.2453 | 0.387 | 0.42305 | 3364 | 64 | Landlocked Basin | 1 | TBD | LandLocked LAKE TONY Basin | Existing Update |  | Landlocked areas defined by SJRWMD coverage |  | 20015.1987 | 15550127.3243 | 553 | 100% | 100% | 25.8058 | 1.2453
90 | 12 | 35.8962 | 554 | 90 | 12 | WAT | 0.83586 | 0.028 | 130.779 | 4.341 | 0.808 | 0.839 | 0.676 | 0.023 | 105.721 | 3.643 | 35.8962 | 0.322 | 0.012 | 11.5586 | 0.43075 | 0.385 | 0.41867 | 3364 | 64 | Landlocked Basin | 1 | TBD | LandLocked LAKE TONY Basin | Existing Update |  | Landlocked areas defined by SJRWMD coverage |  | 20015.1987 | 15550127.3243 | 554 | 100% | 100% | 11.5586 | 0.43075
90 | 13 | 26.0568 | 555 | 90 | 13 | WET | 1.6912 | 0.073 | 1170.334 | 50.223 | 0.811 | 0.843 | 1.372 | 0.061 | 949.219 | 42.348 | 26.0568 | 0.66 | 0.031 | 17.1975 | 0.80776 | 0.39 | 0.4275 | 3364 | 64 | Landlocked Basin | 1 | TBD | LandLocked LAKE TONY Basin | Existing Update |  | Landlocked areas defined by SJRWMD coverage |  | 20015.1987 | 15550127.3243 | 555 | 100% | 100% | 17.1975 | 0.80776
91 | 2 | 0.034143 | 557 | 91 | 2 | MDR | 17.0725 | 0.876 | 2453.124 | 125.823 | 0.218 | 0.115 | 3.73 | 0.101 | 535.951 | 14.489 | 0.034143 | 1.431 | 0.043 | 0.048858 | 0.0014681 | 0.084 | 0.048784 | 3364 | 64 | Landlocked Basin | 1 | TBD | LandLocked LAKE TONY Basin | Existing Update |  | Landlocked areas defined by SJRWMD coverage |  | 20015.1987 | 15550127.3243 | 557 | 100% | 100% | 0.048858 | 0.0014681
91 | 6 | 0.0015793 | 560 | 91 | 6 | OPE | 9.3466 | 0.436 | 27.163 | 1.266 | 0.222 | 0.117 | 2.078 | 0.051 | 6.038 | 0.149 | 0.0015793 | 0.799 | 0.022 | 0.0012619 | 3.4745e-05 | 0.085 | 0.049834 | 3364 | 64 | Landlocked Basin | 1 | TBD | LandLocked LAKE TONY Basin | Existing Update |  | Landlocked areas defined by SJRWMD coverage |  | 20015.1987 | 15550127.3243 | 560 | 100% | 100% | 0.0012619 | 3.4745e-05
91 | 11 | 0.52676 | 563 | 91 | 11 | FOR | 4.337 | 0.188 | 39.061 | 1.692 | 0.228 | 0.129 | 0.99 | 0.024 | 8.916 | 0.218 | 0.52676 | 0.387 | 0.01 | 0.20386 | 0.0052676 | 0.089 | 0.055294 | 3364 | 64 | Landlocked Basin | 1 | TBD | LandLocked LAKE TONY Basin | Existing Update |  | Landlocked areas defined by SJRWMD coverage |  | 20015.1987 | 15550127.3243 | 563 | 100% | 100% | 0.20386 | 0.0052676
91 | 12 | 0.0010374 | 564 | 91 | 12 | WAT | 1.2241 | 0.039 | 126.586 | 4.077 | 0.221 | 0.118 | 0.271 | 0.005 | 28.038 | 0.483 | 0.0010374 | 0.105 | 0.002 | 0.00010893 | 2.0748e-06 | 0.086 | 0.050345 | 3364 | 64 | Landlocked Basin | 1 | TBD | LandLocked LAKE TONY Basin | Existing Update |  | Landlocked areas defined by SJRWMD coverage |  | 20015.1987 | 15550127.3243 | 564 | 100% | 100% | 0.00010893 | 2.0748e-06
91 | 13 | 0.61047 | 565 | 91 | 13 | WET | 2.4407 | 0.101 | 90.532 | 3.763 | 0.231 | 0.129 | 0.564 | 0.013 | 20.917 | 0.484 | 0.61047 | 0.222 | 0.006 | 0.13552 | 0.0036628 | 0.091 | 0.055914 | 3364 | 64 | Landlocked Basin | 1 | TBD | LandLocked LAKE TONY Basin | Existing Update |  | Landlocked areas defined by SJRWMD coverage |  | 20015.1987 | 15550127.3243 | 565 | 100% | 100% | 0.13552 | 0.0036628
63 | 2 | 8.5165 | 461 | 63 | 2 | MDR | 7.4475 | 0.374 | 3959.7 | 198.599 | 0.503 | 1.085 | 3.745 | 0.405 | 1991.138 | 215.521 | 8.5165 | 0.153 | 0.012 | 1.303 | 0.1022 | 0.021 | 0.031522 | 3301 | 43 | Landlocked Basin | 1 | Orlando | DW-02 | Existing Update | Project Completed |  | DW-02 | 2457.4486 | 370977.8227 | 461 | 100% | 100% | 1.303 | 0.1022
46 | 3 | 3.3525 | 342 | 46 | 3 | HDR | 29.2966 | 2.128 | 15135.696 | 1099.348 | 0.585 | 0.841 | 17.131 | 1.789 | 8850.484 | 924.087 | 3.3525 | 13.118 | 1.05 | 43.9785 | 3.5202 | 0.448 | 0.49364 | 3102 | 25 | Swales | 0.3 | FDOT | E - 436: Exfiltration | Existing Update | Existing-Update | Exfiltration treatment | SR 436_SC | 15397.0128 | 1480665.2552 | 342 | 15% | 15% | 6.5968 | 0.52802
46 | 4 | 30.2115 | 343 | 46 | 4 | IND | 17.0006 | 1.432 | 5136.665 | 432.629 | 0.581 | 0.828 | 9.877 | 1.185 | 2984.427 | 358.031 | 30.2115 | 7.542 | 0.694 | 227.8548 | 20.9668 | 0.444 | 0.48499 | 3102 | 25 | Swales | 0.3 | FDOT | E - 436: Exfiltration | Existing Update | Existing-Update | Exfiltration treatment | SR 436_SC | 15397.0128 | 1480665.2552 | 343 | 15% | 15% | 34.1782 | 3.145
46 | 13 | 0.2541 | 350 | 46 | 13 | WET | 1.2605 | 0.048 | 423.33 | 16.035 | 0.592 | 0.901 | 0.746 | 0.043 | 250.472 | 14.442 | 0.2541 | 0.571 | 0.025 | 0.14509 | 0.0063525 | 0.453 | 0.53354 | 3102 | 25 | Swales | 0.3 | FDOT | E - 436: Exfiltration | Existing Update | Existing-Update | Exfiltration treatment | SR 436_SC | 15397.0128 | 1480665.2552 | 350 | 15% | 15% | 0.021764 | 0.00095288
10 | 4 | 13.6641 | 13 | 10 | 4 | IND | 13.1528 | 1.186 | 6233.588 | 562.16 | 0.215 | 0.107 | 2.826 | 0.127 | 1339.375 | 60.359 | 13.6641 | 1.344 | 0.064 | 18.3646 | 0.8745 | 0.102 | 0.054107 | 3103 | 25 | Swales | 0.3 | FDOT | E - 436: Exfiltration | Existing Update | Existing-Update | Exfiltration treatment | SR 436_SC | 12286.6785 | 667482.479 | 13 | 15% | 15% | 2.7547 | 0.13118
10 | 13 | 0.067249 | 19 | 10 | 13 | WET | 10.9043 | 0.715 | 2850.635 | 186.795 | 0.218 | 0.109 | 2.376 | 0.078 | 621.194 | 20.323 | 0.067249 | 1.134 | 0.039 | 0.076261 | 0.0026227 | 0.104 | 0.054868 | 3103 | 25 | Swales | 0.3 | FDOT | E - 436: Exfiltration | Existing Update | Existing-Update | Exfiltration treatment | SR 436_SC | 12286.6785 | 667482.479 | 19 | 15% | 15% | 0.011439 | 0.00039341
59 | 2 | 1.0438 | 437 | 59 | 2 | MDR | 8.787 | 0.433 | 2451.334 | 120.688 | 0.245 | 0.087 | 2.154 | 0.038 | 600.843 | 10.559 | 1.0438 | 0.164 | 0.003 | 0.17118 | 0.0031313 | 0.019 | 0.0066397 | 3104 | 25 | Swales | 0.3 | Winter Park | Banchory Exfiltration | Project | Future Project |  |  | 2929.8454 | 361023.6503 | 437 | 15% | 15% | 0.025677 | 0.0004697
60 | 2 | 7.2442 | 444 | 60 | 2 | MDR | 10.4609 | 0.537 | 2663.688 | 136.786 | 0.205 | 0.067 | 2.148 | 0.036 | 546.941 | 9.2 | 7.2442 | 0.164 | 0.003 | 1.1881 | 0.021733 | 0.016 | 0.0051881 | 3104 | 25 | Swales | 0.3 | Winter Park | Banchory Exfiltration | Project | Future Project |  |  | 2929.8454 | 361023.6503 | 444 | 15% | 15% | 0.17821 | 0.0032599
51 | 2 | 15.7854 | 381 | 51 | 2 | MDR | 12.3118 | 0.61 | 8989.592 | 445.055 | 0.471 | 0.624 | 5.799 | 0.38 | 4234.099 | 277.813 | 15.7854 | 2.104 | 0.147 | 33.2125 | 2.3205 | 0.171 | 0.24118 | 3105 | 25 | Swales | 0.3 | Winter Park | Golf Course Exfiltration | Existing Update | Current Projects |  |  | 8245.6137 | 2499871.6846 | 381 | 15% | 15% | 4.9819 | 0.34807
51 | 3 | 6.8322 | 382 | 51 | 3 | HDR | 28.1915 | 2.122 | 1333.612 | 100.381 | 0.471 | 0.635 | 13.277 | 1.348 | 628.08 | 63.761 | 6.8322 | 4.817 | 0.53 | 32.9106 | 3.6211 | 0.171 | 0.24955 | 3105 | 25 | Swales | 0.3 | Winter Park | Golf Course Exfiltration | Existing Update | Current Projects |  |  | 8245.6137 | 2499871.6846 | 382 | 15% | 15% | 4.9366 | 0.54316
51 | 4 | 21.8691 | 383 | 51 | 4 | IND | 19.6928 | 1.698 | 1955.829 | 168.617 | 0.466 | 0.612 | 9.186 | 1.039 | 912.359 | 103.211 | 21.8691 | 3.274 | 0.399 | 71.5995 | 8.7258 | 0.166 | 0.23497 | 3105 | 25 | Swales | 0.3 | Winter Park | Golf Course Exfiltration | Existing Update | Current Projects |  |  | 8245.6137 | 2499871.6846 | 383 | 15% | 15% | 10.7399 | 1.3089
51 | 6 | 1.0884 | 384 | 51 | 6 | OPE | 5.4756 | 0.237 | 44.616 | 1.932 | 0.474 | 0.653 | 2.597 | 0.155 | 21.161 | 1.262 | 1.0884 | 0.958 | 0.061 | 1.0427 | 0.066392 | 0.175 | 0.25879 | 3105 | 25 | Swales | 0.3 | Winter Park | Golf Course Exfiltration | Existing Update | Current Projects |  |  | 8245.6137 | 2499871.6846 | 384 | 15% | 15% | 0.1564 | 0.0099588
51 | 8 | 11.6632 | 385 | 51 | 8 | AGR | 11.8279 | 0.639 | 192.513 | 10.397 | 0.484 | 0.72 | 5.724 | 0.46 | 93.165 | 7.491 | 11.6632 | 2.204 | 0.194 | 25.7056 | 2.2627 | 0.186 | 0.30445 | 3105 | 25 | Swales | 0.3 | Winter Park | Golf Course Exfiltration | Existing Update | Current Projects |  |  | 8245.6137 | 2499871.6846 | 385 | 15% | 15% | 3.8558 | 0.3394
53 | 4 | 0.030887 | 397 | 53 | 4 | IND | 14.2092 | 1.148 | 5078.608 | 410.432 | 0.376 | 0.28 | 5.338 | 0.321 | 1907.765 | 114.742 | 0.030887 | 0.948 | 0.097 | 0.029281 | 0.0029961 | 0.067 | 0.084638 | 3105 | 25 | Swales | 0.3 | Winter Park | Golf Course Exfiltration | Existing Update | Current Projects |  |  | 8245.6137 | 2499871.6846 | 397 | 15% | 15% | 0.0043922 | 0.00044941
53 | 6 | 0.018404 | 398 | 53 | 6 | OPE | 3.7267 | 0.149 | 69.498 | 2.783 | 0.398 | 0.296 | 1.481 | 0.044 | 27.627 | 0.823 | 0.018404 | 0.277 | 0.014 | 0.005098 | 0.00025766 | 0.074 | 0.095584 | 3105 | 25 | Swales | 0.3 | Winter Park | Golf Course Exfiltration | Existing Update | Current Projects |  |  | 8245.6137 | 2499871.6846 | 398 | 15% | 15% | 0.0007647 | 3.8649e-05
57 | 4 | 0.002587 | 420 | 57 | 4 | IND | 14.965 | 1.118 | 1618.052 | 120.881 | 0.652 | 0.441 | 9.757 | 0.493 | 1054.976 | 53.299 | 0.002587 | 1.717 | 0.151 | 0.0044419 | 0.00039064 | 0.115 | 0.13464 | 3105 | 25 | Swales | 0.3 | Winter Park | Golf Course Exfiltration | Existing Update | Current Projects |  |  | 8245.6137 | 2499871.6846 | 420 | 15% | 15% | 0.00066629 | 5.8596e-05
57 | 6 | 0.072854 | 421 | 57 | 6 | OPE | 4.1886 | 0.157 | 14.253 | 0.535 | 0.663 | 0.461 | 2.778 | 0.073 | 9.452 | 0.247 | 0.072854 | 0.51 | 0.023 | 0.037156 | 0.0016757 | 0.122 | 0.14893 | 3105 | 25 | Swales | 0.3 | Winter Park | Golf Course Exfiltration | Existing Update | Current Projects |  |  | 8245.6137 | 2499871.6846 | 421 | 15% | 15% | 0.0055734 | 0.00025135
57 | 8 | 0.026389 | 422 | 57 | 8 | AGR | 9.0386 | 0.423 | 258.618 | 12.091 | 0.682 | 0.481 | 6.164 | 0.203 | 176.355 | 5.816 | 0.026389 | 1.198 | 0.076 | 0.031613 | 0.0020055 | 0.133 | 0.18051 | 3105 | 25 | Swales | 0.3 | Winter Park | Golf Course Exfiltration | Existing Update | Current Projects |  |  | 8245.6137 | 2499871.6846 | 422 | 15% | 15% | 0.004742 | 0.00030083
57 | 2 | 7.3525 | 418 | 57 | 2 | MDR | 9.3885 | 0.403 | 3228.257 | 138.483 | 0.658 | 0.448 | 6.173 | 0.181 | 2122.675 | 62.088 | 7.3525 | 1.112 | 0.056 | 8.176 | 0.41174 | 0.118 | 0.13805 | 3106 | 25 | Swales | 0.3 | Winter Park | Lakewood Exfiltration | Existing | Existing |  |  | 2883.5422 | 320273.5984 | 418 | 15% | 15% | 1.2264 | 0.061761
51 | 2 | 82.0619 | 381 | 51 | 2 | MDR | 12.3118 | 0.61 | 8989.592 | 445.055 | 0.471 | 0.624 | 5.799 | 0.38 | 4234.099 | 277.813 | 82.0619 | 2.104 | 0.147 | 172.6582 | 12.0631 | 0.171 | 0.24118 | 3107 | 25 | Swales | 0.3 | Winter Park | N.Park Exfiltration | Existing | Existing |  |  | 9928.0677 | 3992530.7776 | 381 | 15% | 15% | 25.8987 | 1.8095
51 | 3 | 7.9191 | 382 | 51 | 3 | HDR | 28.1915 | 2.122 | 1333.612 | 100.381 | 0.471 | 0.635 | 13.277 | 1.348 | 628.08 | 63.761 | 7.9191 | 4.817 | 0.53 | 38.1465 | 4.1971 | 0.171 | 0.24955 | 3107 | 25 | Swales | 0.3 | Winter Park | N.Park Exfiltration | Existing | Existing |  |  | 9928.0677 | 3992530.7776 | 382 | 15% | 15% | 5.722 | 0.62957
51 | 4 | 1.5417 | 383 | 51 | 4 | IND | 19.6928 | 1.698 | 1955.829 | 168.617 | 0.466 | 0.612 | 9.186 | 1.039 | 912.359 | 103.211 | 1.5417 | 3.274 | 0.399 | 5.0475 | 0.61514 | 0.166 | 0.23497 | 3107 | 25 | Swales | 0.3 | Winter Park | N.Park Exfiltration | Existing | Existing |  |  | 9928.0677 | 3992530.7776 | 383 | 15% | 15% | 0.75713 | 0.092271
51 | 6 | 0.13352 | 384 | 51 | 6 | OPE | 5.4756 | 0.237 | 44.616 | 1.932 | 0.474 | 0.653 | 2.597 | 0.155 | 21.161 | 1.262 | 0.13352 | 0.958 | 0.061 | 0.12791 | 0.0081448 | 0.175 | 0.25879 | 3107 | 25 | Swales | 0.3 | Winter Park | N.Park Exfiltration | Existing | Existing |  |  | 9928.0677 | 3992530.7776 | 384 | 15% | 15% | 0.019187 | 0.0012217
51 | 2 | 24.129 | 381 | 51 | 2 | MDR | 12.3118 | 0.61 | 8989.592 | 445.055 | 0.471 | 0.624 | 5.799 | 0.38 | 4234.099 | 277.813 | 24.129 | 2.104 | 0.147 | 50.7675 | 3.547 | 0.171 | 0.24118 | 3108 | 25 | Swales | 0.3 | Winter Park | Via Lugano exfiltration | Existing | Existing |  |  | 4936.0265 | 1100307.4757 | 381 | 15% | 15% | 7.6151 | 0.53205
57 | 2 | 1.1307 | 418 | 57 | 2 | MDR | 9.3885 | 0.403 | 3228.257 | 138.483 | 0.658 | 0.448 | 6.173 | 0.181 | 2122.675 | 62.088 | 1.1307 | 1.112 | 0.056 | 1.2573 | 0.063317 | 0.118 | 0.13805 | 3108 | 25 | Swales | 0.3 | Winter Park | Via Lugano exfiltration | Existing | Existing |  |  | 4936.0265 | 1100307.4757 | 418 | 15% | 15% | 0.18859 | 0.0094975
13 | 3 | 4.2928 | 40 | 13 | 3 | HDR | 41.4342 | 2.385 | 2108.516 | 121.38 | 0.525 | 0.33 | 21.76 | 0.786 | 1107.335 | 40.008 | 4.2928 | 10.405 | 0.398 | 44.6668 | 1.7085 | 0.251 | 0.1669 | 3336 | 54 | Swales | 0.3 | Casselberry | Hidden Pines | Existing Update | Existing Update | Identified by Casselberry Staff 2/12/09 | O | 1719.8712 | 190110.6519 | 40 | 15% | 15% | 6.7 | 0.25628
13 | 11 | 0.071537 | 44 | 13 | 11 | FOR | 4.3969 | 0.124 | 76.567 | 2.155 | 0.55 | 0.353 | 2.42 | 0.044 | 42.139 | 0.761 | 0.071537 | 1.179 | 0.022 | 0.084342 | 0.0015738 | 0.268 | 0.18132 | 3336 | 54 | Swales | 0.3 | Casselberry | Hidden Pines | Existing Update | Existing Update | Identified by Casselberry Staff 2/12/09 | O | 1719.8712 | 190110.6519 | 44 | 15% | 15% | 0.012651 | 0.00023607
46 | 3 | 0.022077 | 342 | 46 | 3 | HDR | 29.2966 | 2.128 | 15135.696 | 1099.348 | 0.585 | 0.841 | 17.131 | 1.789 | 8850.484 | 924.087 | 0.022077 | 13.118 | 1.05 | 0.28961 | 0.023181 | 0.448 | 0.49364 | 3102 | 25 | Swales | 0.3 | FDOT | E - 436: Exfiltration | Existing Update | Existing-Update | Exfiltration treatment | SR 436_SC | 15397.0128 | 1480665.2552 | 342 | 15% | 15% | 0.043441 | 0.0034771
46 | 13 | 0.016034 | 350 | 46 | 13 | WET | 1.2605 | 0.048 | 423.33 | 16.035 | 0.592 | 0.901 | 0.746 | 0.043 | 250.472 | 14.442 | 0.016034 | 0.571 | 0.025 | 0.0091554 | 0.00040085 | 0.453 | 0.53354 | 3102 | 25 | Swales | 0.3 | FDOT | E - 436: Exfiltration | Existing Update | Existing-Update | Exfiltration treatment | SR 436_SC | 15397.0128 | 1480665.2552 | 350 | 15% | 15% | 0.0013733 | 6.0128e-05
46 | 4 | 0.1217 | 343 | 46 | 4 | IND | 17.0006 | 1.432 | 5136.665 | 432.629 | 0.581 | 0.828 | 9.877 | 1.185 | 2984.427 | 358.031 | 0.1217 | 7.542 | 0.694 | 0.91789 | 0.084462 | 0.444 | 0.48499 | 3102 | 25 | Swales | 0.3 | FDOT | E - 436: Exfiltration | Existing Update | Existing-Update | Exfiltration treatment | SR 436_SC | 15397.0128 | 1480665.2552 | 343 | 15% | 15% | 0.13768 | 0.012669
46 | 3 | 0.013628 | 342 | 46 | 3 | HDR | 29.2966 | 2.128 | 15135.696 | 1099.348 | 0.585 | 0.841 | 17.131 | 1.789 | 8850.484 | 924.087 | 0.013628 | 13.118 | 1.05 | 0.17877 | 0.014309 | 0.448 | 0.49364 | 3102 | 25 | Swales | 0.3 | FDOT | E - 436: Exfiltration | Existing Update | Existing-Update | Exfiltration treatment | SR 436_SC | 15397.0128 | 1480665.2552 | 342 | 15% | 15% | 0.026816 | 0.0021464
46 | 3 | 5.3632 | 342 | 46 | 3 | HDR | 29.2966 | 2.128 | 15135.696 | 1099.348 | 0.585 | 0.841 | 17.131 | 1.789 | 8850.484 | 924.087 | 5.3632 | 13.118 | 1.05 | 70.3548 | 5.6314 | 0.448 | 0.49364 | 3337 | 55 | Swales | 0.52 | Casselberry | Carmel By The Lake - retention, swales | Existing | Existing | Identified by Casselberry Staff 2/12/09 | AQ | 2709.9518 | 282222.5588 | 342 | 15% | 15% | 10.5532 | 0.84471
46 | 13 | 1.1157 | 350 | 46 | 13 | WET | 1.2605 | 0.048 | 423.33 | 16.035 | 0.592 | 0.901 | 0.746 | 0.043 | 250.472 | 14.442 | 1.1157 | 0.571 | 0.025 | 0.63709 | 0.027894 | 0.453 | 0.53354 | 3337 | 55 | Swales | 0.52 | Casselberry | Carmel By The Lake - retention, swales | Existing | Existing | Identified by Casselberry Staff 2/12/09 | AQ | 2709.9518 | 282222.5588 | 350 | 15% | 15% | 0.095563 | 0.004184
10 | 2 | 9.1375 | 11 | 10 | 2 | MDR | 8.9213 | 0.434 | 10274.538 | 499.47 | 0.218 | 0.108 | 1.945 | 0.047 | 2239.911 | 53.782 | 9.1375 | 0.929 | 0.024 | 8.4888 | 0.2193 | 0.104 | 0.054197 | 3338 | 55 | Swales | 0.52 | Casselberry | Niblick Area - roadway and homes treatment | Existing Update | Existing Update | Identified by Casselberry Staff 2/12/09 | K | 3875.9469 | 592255.6247 | 11 | 15% | 15% | 1.2733 | 0.032895
10 | 8 | 4.0893 | 15 | 10 | 8 | AGR | 10.9183 | 0.574 | 1017.616 | 53.48 | 0.227 | 0.115 | 2.482 | 0.066 | 231.288 | 6.134 | 4.0893 | 1.194 | 0.033 | 4.8826 | 0.13495 | 0.109 | 0.058071 | 3338 | 55 | Swales | 0.52 | Casselberry | Niblick Area - roadway and homes treatment | Existing Update | Existing Update | Identified by Casselberry Staff 2/12/09 | K | 3875.9469 | 592255.6247 | 15 | 15% | 15% | 0.7324 | 0.020242
10 | 11 | 0.36951 | 17 | 10 | 11 | FOR | 1.9398 | 0.077 | 122.463 | 4.863 | 0.239 | 0.122 | 0.463 | 0.009 | 29.233 | 0.593 | 0.36951 | 0.225 | 0.005 | 0.083141 | 0.0018476 | 0.116 | 0.06237 | 3338 | 55 | Swales | 0.52 | Casselberry | Niblick Area - roadway and homes treatment | Existing Update | Existing Update | Identified by Casselberry Staff 2/12/09 | K | 3875.9469 | 592255.6247 | 17 | 15% | 15% | 0.012471 | 0.00027714
46 | 1 | 0.031673 | 340 | 46 | 1 | LDR | 7.475 | 0.335 | 892.731 | 39.971 | 0.586 | 0.84 | 4.38 | 0.281 | 523.1 | 33.572 | 0.031673 | 3.356 | 0.165 | 0.1063 | 0.0052261 | 0.449 | 0.49425 | 3339 | 55 | Swales | 0.52 | Casselberry | Reflections Apartments - retention | Existing | Existing | Identified by Casselberry Staff 2/12/09 | AR | 5670.2317 | 1596364.8661 | 340 | 15% | 15% | 0.015944 | 0.00078392
46 | 3 | 19.609 | 342 | 46 | 3 | HDR | 29.2966 | 2.128 | 15135.696 | 1099.348 | 0.585 | 0.841 | 17.131 | 1.789 | 8850.484 | 924.087 | 19.609 | 13.118 | 1.05 | 257.2309 | 20.5894 | 0.448 | 0.49364 | 3339 | 55 | Swales | 0.52 | Casselberry | Reflections Apartments - retention | Existing | Existing | Identified by Casselberry Staff 2/12/09 | AR | 5670.2317 | 1596364.8661 | 342 | 15% | 15% | 38.5846 | 3.0884
46 | 4 | 1.5652 | 343 | 46 | 4 | IND | 17.0006 | 1.432 | 5136.665 | 432.629 | 0.581 | 0.828 | 9.877 | 1.185 | 2984.427 | 358.031 | 1.5652 | 7.542 | 0.694 | 11.8045 | 1.0862 | 0.444 | 0.48499 | 3339 | 55 | Swales | 0.52 | Casselberry | Reflections Apartments - retention | Existing | Existing | Identified by Casselberry Staff 2/12/09 | AR | 5670.2317 | 1596364.8661 | 343 | 15% | 15% | 1.7707 | 0.16293
46 | 12 | 4.2698 | 349 | 46 | 12 | WAT | 1.258 | 0.048 | 618.54 | 23.423 | 0.591 | 0.9 | 0.744 | 0.043 | 365.844 | 21.08 | 4.2698 | 0.569 | 0.025 | 2.4295 | 0.10675 | 0.452 | 0.53317 | 3339 | 55 | Swales | 0.52 | Casselberry | Reflections Apartments - retention | Existing | Existing | Identified by Casselberry Staff 2/12/09 | AR | 5670.2317 | 1596364.8661 | 349 | 15% | 15% | 0.36443 | 0.016012
46 | 13 | 11.1584 | 350 | 46 | 13 | WET | 1.2605 | 0.048 | 423.33 | 16.035 | 0.592 | 0.901 | 0.746 | 0.043 | 250.472 | 14.442 | 11.1584 | 0.571 | 0.025 | 6.3714 | 0.27896 | 0.453 | 0.53354 | 3339 | 55 | Swales | 0.52 | Casselberry | Reflections Apartments - retention | Existing | Existing | Identified by Casselberry Staff 2/12/09 | AR | 5670.2317 | 1596364.8661 | 350 | 15% | 15% | 0.95571 | 0.041844
13 | 2 | 1.6389 | 39 | 13 | 2 | MDR | 18.0436 | 0.628 | 3512.436 | 122.222 | 0.525 | 0.326 | 9.477 | 0.204 | 1844.865 | 39.803 | 1.6389 | 4.532 | 0.103 | 7.4274 | 0.1688 | 0.251 | 0.16422 | 3340 | 55 | Swales | 0.52 | Casselberry | Wil O Wick Subdivision - retention | Existing | Existing | Identified by Casselberry Staff 2/12/09 | C | 5071.4962 | 1319321.3174 | 39 | 15% | 15% | 1.1141 | 0.025321
13 | 4 | 0.73123 | 41 | 13 | 4 | IND | 26.0926 | 1.754 | 7076.808 | 475.796 | 0.518 | 0.323 | 13.52 | 0.566 | 3666.784 | 153.491 | 0.73123 | 6.43 | 0.285 | 4.7018 | 0.2084 | 0.246 | 0.16272 | 3340 | 55 | Swales | 0.52 | Casselberry | Wil O Wick Subdivision - retention | Existing | Existing | Identified by Casselberry Staff 2/12/09 | C | 5071.4962 | 1319321.3174 | 41 | 15% | 15% | 0.70527 | 0.03126
13 | 13 | 0.38336 | 46 | 13 | 13 | WET | 22.3406 | 1.095 | 1355.616 | 66.432 | 0.523 | 0.329 | 11.678 | 0.36 | 708.636 | 21.829 | 0.38336 | 5.575 | 0.182 | 2.1372 | 0.069771 | 0.25 | 0.16625 | 3340 | 55 | Swales | 0.52 | Casselberry | Wil O Wick Subdivision - retention | Existing | Existing | Identified by Casselberry Staff 2/12/09 | C | 5071.4962 | 1319321.3174 | 46 | 15% | 15% | 0.32058 | 0.010466
15 | 2 | 25.2874 | 48 | 15 | 2 | MDR | 7.3702 | 0.422 | 5942.609 | 340.176 | 0.471 | 0.494 | 3.471 | 0.209 | 2798.745 | 168.156 | 25.2874 | 3.471 | 0.209 | 87.7727 | 5.2851 | 0.471 | 0.49432 | 3340 | 55 | Swales | 0.52 | Casselberry | Wil O Wick Subdivision - retention | Existing | Existing | Identified by Casselberry Staff 2/12/09 | C | 5071.4962 | 1319321.3174 | 48 | 15% | 15% | 13.1659 | 0.79276
15 | 3 | 0.11553 | 49 | 15 | 3 | HDR | 15.855 | 1.386 | 5622.889 | 491.639 | 0.471 | 0.496 | 7.465 | 0.687 | 2647.371 | 243.749 | 0.11553 | 7.465 | 0.687 | 0.86242 | 0.079368 | 0.471 | 0.49579 | 3340 | 55 | Swales | 0.52 | Casselberry | Wil O Wick Subdivision - retention | Existing | Existing | Identified by Casselberry Staff 2/12/09 | C | 5071.4962 | 1319321.3174 | 49 | 15% | 15% | 0.12936 | 0.011905
15 | 4 | 1.0675 | 50 | 15 | 4 | IND | 9.745 | 0.997 | 2826.058 | 289.213 | 0.468 | 0.494 | 4.565 | 0.492 | 1323.876 | 142.73 | 1.0675 | 4.565 | 0.492 | 4.8733 | 0.52523 | 0.468 | 0.49351 | 3340 | 55 | Swales | 0.52 | Casselberry | Wil O Wick Subdivision - retention | Existing | Existing | Identified by Casselberry Staff 2/12/09 | C | 5071.4962 | 1319321.3174 | 50 | 15% | 15% | 0.731 | 0.078785
15 | 13 | 1.0636 | 56 | 15 | 13 | WET | 5.949 | 0.459 | 2341.804 | 180.724 | 0.473 | 0.503 | 2.811 | 0.231 | 1106.548 | 90.851 | 1.0636 | 2.811 | 0.231 | 2.9898 | 0.24569 | 0.473 | 0.50271 | 3340 | 55 | Swales | 0.52 | Casselberry | Wil O Wick Subdivision - retention | Existing | Existing | Identified by Casselberry Staff 2/12/09 | C | 5071.4962 | 1319321.3174 | 56 | 15% | 15% | 0.44846 | 0.036853
46 | 3 | 0.013628 | 342 | 46 | 3 | HDR | 29.2966 | 2.128 | 15135.696 | 1099.348 | 0.585 | 0.841 | 17.131 | 1.789 | 8850.484 | 924.087 | 0.013628 | 13.118 | 1.05 | 0.17877 | 0.014309 | 0.448 | 0.49364 | 3339 | 55 | Swales | 0.52 | Casselberry | Reflections Apartments - retention | Existing | Existing | Identified by Casselberry Staff 2/12/09 | AR | 5670.2317 | 1596364.8661 | 342 | 15% | 15% | 0.026816 | 0.0021464
10 | 4 | 1.2011 | 13 | 10 | 4 | IND | 13.1528 | 1.186 | 6233.588 | 562.16 | 0.215 | 0.107 | 2.826 | 0.127 | 1339.375 | 60.359 | 1.2011 | 1.344 | 0.064 | 1.6143 | 0.076873 | 0.102 | 0.054107 | 3341 | 56 | Swales | 0.65 | Casselberry | Barnhills Property | Existing Update | Existing Update | Identified by Casselberry Staff 2/12/09 | AE | 947.8819 | 52321.5687 | 13 | 15% | 15% | 0.24215 | 0.011531
10 | 2 | 0.0011333 | 11 | 10 | 2 | MDR | 8.9213 | 0.434 | 10274.538 | 499.47 | 0.218 | 0.108 | 1.945 | 0.047 | 2239.911 | 53.782 | 0.0011333 | 0.929 | 0.024 | 0.0010529 | 2.72e-05 | 0.104 | 0.054197 | 3342 | 56 | Swales | 0.65 | Casselberry | Barnhills Property | Existing Update | Existing Update | Identified by Casselberry Staff 2/12/09 | AE | 2009.7307 | 188069.2567 | 11 | 15% | 15% | 0.00015793 | 4.08e-06
10 | 4 | 4.0095 | 13 | 10 | 4 | IND | 13.1528 | 1.186 | 6233.588 | 562.16 | 0.215 | 0.107 | 2.826 | 0.127 | 1339.375 | 60.359 | 4.0095 | 1.344 | 0.064 | 5.3887 | 0.25661 | 0.102 | 0.054107 | 3342 | 56 | Swales | 0.65 | Casselberry | Barnhills Property | Existing Update | Existing Update | Identified by Casselberry Staff 2/12/09 | AE | 2009.7307 | 188069.2567 | 13 | 15% | 15% | 0.80831 | 0.038491
10 | 8 | 0.22741 | 15 | 10 | 8 | AGR | 10.9183 | 0.574 | 1017.616 | 53.48 | 0.227 | 0.115 | 2.482 | 0.066 | 231.288 | 6.134 | 0.22741 | 1.194 | 0.033 | 0.27152 | 0.0075044 | 0.109 | 0.058071 | 3342 | 56 | Swales | 0.65 | Casselberry | Barnhills Property | Existing Update | Existing Update | Identified by Casselberry Staff 2/12/09 | AE | 2009.7307 | 188069.2567 | 15 | 15% | 15% | 0.040728 | 0.0011257
10 | 13 | 0.079485 | 19 | 10 | 13 | WET | 10.9043 | 0.715 | 2850.635 | 186.795 | 0.218 | 0.109 | 2.376 | 0.078 | 621.194 | 20.323 | 0.079485 | 1.134 | 0.039 | 0.090136 | 0.0030999 | 0.104 | 0.054868 | 3342 | 56 | Swales | 0.65 | Casselberry | Barnhills Property | Existing Update | Existing Update | Identified by Casselberry Staff 2/12/09 | AE | 2009.7307 | 188069.2567 | 19 | 15% | 15% | 0.01352 | 0.00046499
13 | 4 | 5.8208 | 41 | 13 | 4 | IND | 26.0926 | 1.754 | 7076.808 | 475.796 | 0.518 | 0.323 | 13.52 | 0.566 | 3666.784 | 153.491 | 5.8208 | 6.43 | 0.285 | 37.4277 | 1.6589 | 0.246 | 0.16272 | 3343 | 56 | Swales | 0.65 | Casselberry | St. Augustine Church - retention pond | Existing | Existing | Identified by Casselberry Staff 2/12/09 | P | 2895.0601 | 385277.6914 | 41 | 15% | 15% | 5.6142 | 0.24884
13 | 11 | 3.024 | 44 | 13 | 11 | FOR | 4.3969 | 0.124 | 76.567 | 2.155 | 0.55 | 0.353 | 2.42 | 0.044 | 42.139 | 0.761 | 3.024 | 1.179 | 0.022 | 3.5653 | 0.066528 | 0.268 | 0.18132 | 3343 | 56 | Swales | 0.65 | Casselberry | St. Augustine Church - retention pond | Existing | Existing | Identified by Casselberry Staff 2/12/09 | P | 2895.0601 | 385277.6914 | 44 | 15% | 15% | 0.53479 | 0.0099792
10 | 2 | 12.0465 | 11 | 10 | 2 | MDR | 8.9213 | 0.434 | 10274.538 | 499.47 | 0.218 | 0.108 | 1.945 | 0.047 | 2239.911 | 53.782 | 12.0465 | 0.929 | 0.024 | 11.1912 | 0.28912 | 0.104 | 0.054197 | 3348 | 57 | Swales | 0.74 | Casselberry | Southport Subdivision - treatment of community, Kia Village & Public ROW | Existing Update | Existing Update | Identified by Casselberry Staff 2/12/09 | M | 4839.3163 | 957406.7322 | 11 | 15% | 15% | 1.6787 | 0.043368
10 | 3 | 9.7028 | 12 | 10 | 3 | HDR | 20.4816 | 1.592 | 2308.35 | 179.368 | 0.218 | 0.11 | 4.463 | 0.176 | 503.021 | 19.791 | 9.7028 | 2.131 | 0.089 | 20.6766 | 0.86355 | 0.104 | 0.055829 | 3348 | 57 | Swales | 0.74 | Casselberry | Southport Subdivision - treatment of community, Kia Village & Public ROW | Existing Update | Existing Update | Identified by Casselberry Staff 2/12/09 | M | 4839.3163 | 957406.7322 | 12 | 15% | 15% | 3.1015 | 0.12953
10 | 4 | 0.22981 | 13 | 10 | 4 | IND | 13.1528 | 1.186 | 6233.588 | 562.16 | 0.215 | 0.107 | 2.826 | 0.127 | 1339.375 | 60.359 | 0.22981 | 1.344 | 0.064 | 0.30886 | 0.014708 | 0.102 | 0.054107 | 3348 | 57 | Swales | 0.74 | Casselberry | Southport Subdivision - treatment of community, Kia Village & Public ROW | Existing Update | Existing Update | Identified by Casselberry Staff 2/12/09 | M | 4839.3163 | 957406.7322 | 13 | 15% | 15% | 0.046329 | 0.0022061
46 | 1 | 0.045423 | 340 | 46 | 1 | LDR | 7.475 | 0.335 | 892.731 | 39.971 | 0.586 | 0.84 | 4.38 | 0.281 | 523.1 | 33.572 | 0.045423 | 3.356 | 0.165 | 0.15244 | 0.0074948 | 0.449 | 0.49425 | 3349 | 57 | Swales | 0.74 | Casselberry | Vinings Apartments - retention | Existing | Existing | Identified by Casselberry Staff 2/12/09 | AP | 5314.9149 | 1398803.8998 | 340 | 15% | 15% | 0.022866 | 0.0011242
46 | 3 | 28.3469 | 342 | 46 | 3 | HDR | 29.2966 | 2.128 | 15135.696 | 1099.348 | 0.585 | 0.841 | 17.131 | 1.789 | 8850.484 | 924.087 | 28.3469 | 13.118 | 1.05 | 371.855 | 29.7643 | 0.448 | 0.49364 | 3349 | 57 | Swales | 0.74 | Casselberry | Vinings Apartments - retention | Existing | Existing | Identified by Casselberry Staff 2/12/09 | AP | 5314.9149 | 1398803.8998 | 342 | 15% | 15% | 55.7782 | 4.4646
46 | 4 | 0.24026 | 343 | 46 | 4 | IND | 17.0006 | 1.432 | 5136.665 | 432.629 | 0.581 | 0.828 | 9.877 | 1.185 | 2984.427 | 358.031 | 0.24026 | 7.542 | 0.694 | 1.812 | 0.16674 | 0.444 | 0.48499 | 3349 | 57 | Swales | 0.74 | Casselberry | Vinings Apartments - retention | Existing | Existing | Identified by Casselberry Staff 2/12/09 | AP | 5314.9149 | 1398803.8998 | 343 | 15% | 15% | 0.2718 | 0.025011
46 | 12 | 0.81728 | 349 | 46 | 12 | WAT | 1.258 | 0.048 | 618.54 | 23.423 | 0.591 | 0.9 | 0.744 | 0.043 | 365.844 | 21.08 | 0.81728 | 0.569 | 0.025 | 0.46503 | 0.020432 | 0.452 | 0.53317 | 3349 | 57 | Swales | 0.74 | Casselberry | Vinings Apartments - retention | Existing | Existing | Identified by Casselberry Staff 2/12/09 | AP | 5314.9149 | 1398803.8998 | 349 | 15% | 15% | 0.069755 | 0.0030648
46 | 13 | 2.6243 | 350 | 46 | 13 | WET | 1.2605 | 0.048 | 423.33 | 16.035 | 0.592 | 0.901 | 0.746 | 0.043 | 250.472 | 14.442 | 2.6243 | 0.571 | 0.025 | 1.4984 | 0.065606 | 0.453 | 0.53354 | 3349 | 57 | Swales | 0.74 | Casselberry | Vinings Apartments - retention | Existing | Existing | Identified by Casselberry Staff 2/12/09 | AP | 5314.9149 | 1398803.8998 | 350 | 15% | 15% | 0.22477 | 0.0098409
46 | 2 | 0.79941 | 341 | 46 | 2 | MDR | 13.7343 | 0.645 | 12517.372 | 587.845 | 0.585 | 0.835 | 8.036 | 0.539 | 7324.398 | 490.966 | 0.79941 | 6.155 | 0.317 | 4.9204 | 0.25341 | 0.448 | 0.49116 | 3350 | 57 | Swales | 0.74 | Casselberry | Wal-Mart & Interlaken Plaza - retention and infiltration | Existing Update | Post TMDL | Identified by Casselberry Staff 2/12/09 | AO | 6509.2568 | 2052595.0766 | 341 | 15% | 15% | 0.73806 | 0.038012
46 | 4 | 39.2927 | 343 | 46 | 4 | IND | 17.0006 | 1.432 | 5136.665 | 432.629 | 0.581 | 0.828 | 9.877 | 1.185 | 2984.427 | 358.031 | 39.2927 | 7.542 | 0.694 | 296.3458 | 27.2692 | 0.444 | 0.48499 | 3350 | 57 | Swales | 0.74 | Casselberry | Wal-Mart & Interlaken Plaza - retention and infiltration | Existing Update | Post TMDL | Identified by Casselberry Staff 2/12/09 | AO | 6509.2568 | 2052595.0766 | 343 | 15% | 15% | 44.4519 | 4.0904
46 | 11 | 2.2219 | 348 | 46 | 11 | FOR | 4.1376 | 0.165 | 692.937 | 27.684 | 0.596 | 0.881 | 2.465 | 0.146 | 412.881 | 24.4 | 2.2219 | 1.91 | 0.086 | 4.2438 | 0.19108 | 0.462 | 0.51922 | 3350 | 57 | Swales | 0.74 | Casselberry | Wal-Mart & Interlaken Plaza - retention and infiltration | Existing Update | Post TMDL | Identified by Casselberry Staff 2/12/09 | AO | 6509.2568 | 2052595.0766 | 348 | 15% | 15% | 0.63657 | 0.028662
46 | 12 | 0.66782 | 349 | 46 | 12 | WAT | 1.258 | 0.048 | 618.54 | 23.423 | 0.591 | 0.9 | 0.744 | 0.043 | 365.844 | 21.08 | 0.66782 | 0.569 | 0.025 | 0.37999 | 0.016696 | 0.452 | 0.53317 | 3350 | 57 | Swales | 0.74 | Casselberry | Wal-Mart & Interlaken Plaza - retention and infiltration | Existing Update | Post TMDL | Identified by Casselberry Staff 2/12/09 | AO | 6509.2568 | 2052595.0766 | 349 | 15% | 15% | 0.056999 | 0.0025043
46 | 13 | 4.0177 | 350 | 46 | 13 | WET | 1.2605 | 0.048 | 423.33 | 16.035 | 0.592 | 0.901 | 0.746 | 0.043 | 250.472 | 14.442 | 4.0177 | 0.571 | 0.025 | 2.2941 | 0.10044 | 0.453 | 0.53354 | 3350 | 57 | Swales | 0.74 | Casselberry | Wal-Mart & Interlaken Plaza - retention and infiltration | Existing Update | Post TMDL | Identified by Casselberry Staff 2/12/09 | AO | 6509.2568 | 2052595.0766 | 350 | 15% | 15% | 0.34412 | 0.015066
13 | 2 | 0.024007 | 39 | 13 | 2 | MDR | 18.0436 | 0.628 | 3512.436 | 122.222 | 0.525 | 0.326 | 9.477 | 0.204 | 1844.865 | 39.803 | 0.024007 | 4.532 | 0.103 | 0.1088 | 0.0024727 | 0.251 | 0.16422 | 3351 | 57 | Swales | 0.74 | Casselberry | Wilson Plaza III/Adjacent - retention pond | Existing Update | Existing Update | Identified by Casselberry Staff 2/12/09 | AA | 1327.5979 | 97180.9622 | 39 | 15% | 15% | 0.01632 | 0.00037091
13 | 3 | 0.0067331 | 40 | 13 | 3 | HDR | 41.4342 | 2.385 | 2108.516 | 121.38 | 0.525 | 0.33 | 21.76 | 0.786 | 1107.335 | 40.008 | 0.0067331 | 10.405 | 0.398 | 0.070058 | 0.0026798 | 0.251 | 0.1669 | 3351 | 57 | Swales | 0.74 | Casselberry | Wilson Plaza III/Adjacent - retention pond | Existing Update | Existing Update | Identified by Casselberry Staff 2/12/09 | AA | 1327.5979 | 97180.9622 | 40 | 15% | 15% | 0.010509 | 0.00040197
13 | 4 | 1.9047 | 41 | 13 | 4 | IND | 26.0926 | 1.754 | 7076.808 | 475.796 | 0.518 | 0.323 | 13.52 | 0.566 | 3666.784 | 153.491 | 1.9047 | 6.43 | 0.285 | 12.2473 | 0.54284 | 0.246 | 0.16272 | 3351 | 57 | Swales | 0.74 | Casselberry | Wilson Plaza III/Adjacent - retention pond | Existing Update | Existing Update | Identified by Casselberry Staff 2/12/09 | AA | 1327.5979 | 97180.9622 | 41 | 15% | 15% | 1.8371 | 0.081426
10 | 4 | 3.8 | 13 | 10 | 4 | IND | 13.1528 | 1.186 | 6233.588 | 562.16 | 0.215 | 0.107 | 2.826 | 0.127 | 1339.375 | 60.359 | 3.8 | 1.344 | 0.064 | 5.1072 | 0.2432 | 0.102 | 0.054107 | 3344 | 57 | Swales | 0.74 | Casselberry | Cambridge Oaks - retention pond | Existing Update | Post TMDL | Identified by Casselberry Staff 2/12/09 | W | 2281.8316 | 194510.9521 | 13 | 15% | 15% | 0.76607 | 0.03648
13 | 4 | 0.66541 | 41 | 13 | 4 | IND | 26.0926 | 1.754 | 7076.808 | 475.796 | 0.518 | 0.323 | 13.52 | 0.566 | 3666.784 | 153.491 | 0.66541 | 6.43 | 0.285 | 4.2786 | 0.18964 | 0.246 | 0.16272 | 3344 | 57 | Swales | 0.74 | Casselberry | Cambridge Oaks - retention pond | Existing Update | Post TMDL | Identified by Casselberry Staff 2/12/09 | W | 2281.8316 | 194510.9521 | 41 | 15% | 15% | 0.64178 | 0.028446
46 | 2 | 0.1091 | 341 | 46 | 2 | MDR | 13.7343 | 0.645 | 12517.372 | 587.845 | 0.585 | 0.835 | 8.036 | 0.539 | 7324.398 | 490.966 | 0.1091 | 6.155 | 0.317 | 0.67149 | 0.034584 | 0.448 | 0.49116 | 3345 | 57 | Swales | 0.74 | Casselberry | Metrol Life Church - retention pond | Existing | Existing | Identified by Casselberry Staff 2/12/09 | AM | 3152.2619 | 426200.0802 | 341 | 15% | 15% | 0.10072 | 0.0051876
46 | 4 | 4.8267 | 343 | 46 | 4 | IND | 17.0006 | 1.432 | 5136.665 | 432.629 | 0.581 | 0.828 | 9.877 | 1.185 | 2984.427 | 358.031 | 4.8267 | 7.542 | 0.694 | 36.4033 | 3.3498 | 0.444 | 0.48499 | 3345 | 57 | Swales | 0.74 | Casselberry | Metrol Life Church - retention pond | Existing | Existing | Identified by Casselberry Staff 2/12/09 | AM | 3152.2619 | 426200.0802 | 343 | 15% | 15% | 5.4605 | 0.50246
46 | 10 | 4.8484 | 347 | 46 | 10 | RAN | 6.179 | 0.249 | 242.464 | 9.764 | 0.59 | 0.855 | 3.643 | 0.213 | 142.966 | 8.351 | 4.8484 | 2.801 | 0.126 | 13.5804 | 0.6109 | 0.453 | 0.5045 | 3345 | 57 | Swales | 0.74 | Casselberry | Metrol Life Church - retention pond | Existing | Existing | Identified by Casselberry Staff 2/12/09 | AM | 3152.2619 | 426200.0802 | 347 | 15% | 15% | 2.0371 | 0.091635
15 | 4 | 3.8036 | 50 | 15 | 4 | IND | 9.745 | 0.997 | 2826.058 | 289.213 | 0.468 | 0.494 | 4.565 | 0.492 | 1323.876 | 142.73 | 3.8036 | 4.565 | 0.492 | 17.3635 | 1.8714 | 0.468 | 0.49351 | 3346 | 57 | Swales | 0.74 | Casselberry | New Development (B) | Existing Update | Post TMDL | Identified by Casselberry Staff 2/12/09 | B | 2163.4318 | 215912.5492 | 50 | 15% | 15% | 2.6045 | 0.28071
15 | 6 | 0.62367 | 51 | 15 | 6 | OPE | 4.0278 | 0.208 | 188.418 | 9.726 | 0.473 | 0.496 | 1.905 | 0.103 | 89.126 | 4.828 | 0.62367 | 1.905 | 0.103 | 1.1881 | 0.064238 | 0.473 | 0.49643 | 3346 | 57 | Swales | 0.74 | Casselberry | New Development (B) | Existing Update | Post TMDL | Identified by Casselberry Staff 2/12/09 | B | 2163.4318 | 215912.5492 | 51 | 15% | 15% | 0.17821 | 0.0096357
15 | 10 | 0.40185 | 53 | 15 | 10 | RAN | 3.1106 | 0.149 | 79.531 | 3.819 | 0.475 | 0.498 | 1.478 | 0.074 | 37.795 | 1.902 | 0.40185 | 1.478 | 0.074 | 0.59393 | 0.029737 | 0.475 | 0.49811 | 3346 | 57 | Swales | 0.74 | Casselberry | New Development (B) | Existing Update | Post TMDL | Identified by Casselberry Staff 2/12/09 | B | 2163.4318 | 215912.5492 | 53 | 15% | 15% | 0.08909 | 0.0044605
15 | 11 | 0.094511 | 54 | 15 | 11 | FOR | 1.9081 | 0.089 | 205.535 | 9.639 | 0.48 | 0.502 | 0.916 | 0.045 | 98.719 | 4.842 | 0.094511 | 0.916 | 0.045 | 0.086572 | 0.004253 | 0.48 | 0.50234 | 3346 | 57 | Swales | 0.74 | Casselberry | New Development (B) | Existing Update | Post TMDL | Identified by Casselberry Staff 2/12/09 | B | 2163.4318 | 215912.5492 | 54 | 15% | 15% | 0.012986 | 0.00063795
15 | 13 | 0.00040426 | 56 | 15 | 13 | WET | 5.949 | 0.459 | 2341.804 | 180.724 | 0.473 | 0.503 | 2.811 | 0.231 | 1106.548 | 90.851 | 0.00040426 | 2.811 | 0.231 | 0.0011364 | 9.3383e-05 | 0.473 | 0.50271 | 3346 | 57 | Swales | 0.74 | Casselberry | New Development (B) | Existing Update | Post TMDL | Identified by Casselberry Staff 2/12/09 | B | 2163.4318 | 215912.5492 | 56 | 15% | 15% | 0.00017045 | 1.4007e-05
23 | 11 | 0.032638 | 128 | 23 | 11 | FOR | 1.6962 | 0.066 | 200.677 | 7.773 | 0.898 | 0.914 | 1.524 | 0.06 | 180.29 | 7.106 | 0.032638 | 1.524 | 0.06 | 0.049741 | 0.0019583 | 0.898 | 0.91417 | 3346 | 57 | Swales | 0.74 | Casselberry | New Development (B) | Existing Update | Post TMDL | Identified by Casselberry Staff 2/12/09 | B | 2163.4318 | 215912.5492 | 128 | 15% | 15% | 0.0074611 | 0.00029374
15 | 2 | 30.2305 | 48 | 15 | 2 | MDR | 7.3702 | 0.422 | 5942.609 | 340.176 | 0.471 | 0.494 | 3.471 | 0.209 | 2798.745 | 168.156 | 30.2305 | 3.471 | 0.209 | 104.9301 | 6.3182 | 0.471 | 0.49432 | 3347 | 57 | Swales | 0.74 | Casselberry | North Winter Park Drive - treats new roadway and existing subdivisions | Existing Update | Post TMDL | Identified by Casselberry Staff 2/12/09 | A | 11903.9663 | 2657398.6868 | 48 | 15% | 15% | 15.7395 | 0.94773
15 | 3 | 1.9418 | 49 | 15 | 3 | HDR | 15.855 | 1.386 | 5622.889 | 491.639 | 0.471 | 0.496 | 7.465 | 0.687 | 2647.371 | 243.749 | 1.9418 | 7.465 | 0.687 | 14.4953 | 1.334 | 0.471 | 0.49579 | 3347 | 57 | Swales | 0.74 | Casselberry | North Winter Park Drive - treats new roadway and existing subdivisions | Existing Update | Post TMDL | Identified by Casselberry Staff 2/12/09 | A | 11903.9663 | 2657398.6868 | 49 | 15% | 15% | 2.1743 | 0.2001
15 | 4 | 0.052652 | 50 | 15 | 4 | IND | 9.745 | 0.997 | 2826.058 | 289.213 | 0.468 | 0.494 | 4.565 | 0.492 | 1323.876 | 142.73 | 0.052652 | 4.565 | 0.492 | 0.24036 | 0.025905 | 0.468 | 0.49351 | 3347 | 57 | Swales | 0.74 | Casselberry | North Winter Park Drive - treats new roadway and existing subdivisions | Existing Update | Post TMDL | Identified by Casselberry Staff 2/12/09 | A | 11903.9663 | 2657398.6868 | 50 | 15% | 15% | 0.036054 | 0.0038858
15 | 6 | 2.7715 | 51 | 15 | 6 | OPE | 4.0278 | 0.208 | 188.418 | 9.726 | 0.473 | 0.496 | 1.905 | 0.103 | 89.126 | 4.828 | 2.7715 | 1.905 | 0.103 | 5.2797 | 0.28546 | 0.473 | 0.49643 | 3347 | 57 | Swales | 0.74 | Casselberry | North Winter Park Drive - treats new roadway and existing subdivisions | Existing Update | Post TMDL | Identified by Casselberry Staff 2/12/09 | A | 11903.9663 | 2657398.6868 | 51 | 15% | 15% | 0.79196 | 0.04282
15 | 10 | 12.6826 | 53 | 15 | 10 | RAN | 3.1106 | 0.149 | 79.531 | 3.819 | 0.475 | 0.498 | 1.478 | 0.074 | 37.795 | 1.902 | 12.6826 | 1.478 | 0.074 | 18.7448 | 0.93851 | 0.475 | 0.49811 | 3347 | 57 | Swales | 0.74 | Casselberry | North Winter Park Drive - treats new roadway and existing subdivisions | Existing Update | Post TMDL | Identified by Casselberry Staff 2/12/09 | A | 11903.9663 | 2657398.6868 | 53 | 15% | 15% | 2.8117 | 0.14078
15 | 11 | 5.0171 | 54 | 15 | 11 | FOR | 1.9081 | 0.089 | 205.535 | 9.639 | 0.48 | 0.502 | 0.916 | 0.045 | 98.719 | 4.842 | 5.0171 | 0.916 | 0.045 | 4.5957 | 0.22577 | 0.48 | 0.50234 | 3347 | 57 | Swales | 0.74 | Casselberry | North Winter Park Drive - treats new roadway and existing subdivisions | Existing Update | Post TMDL | Identified by Casselberry Staff 2/12/09 | A | 11903.9663 | 2657398.6868 | 54 | 15% | 15% | 0.68935 | 0.033865
15 | 13 | 0.16386 | 56 | 15 | 13 | WET | 5.949 | 0.459 | 2341.804 | 180.724 | 0.473 | 0.503 | 2.811 | 0.231 | 1106.548 | 90.851 | 0.16386 | 2.811 | 0.231 | 0.46062 | 0.037852 | 0.473 | 0.50271 | 3347 | 57 | Swales | 0.74 | Casselberry | North Winter Park Drive - treats new roadway and existing subdivisions | Existing Update | Post TMDL | Identified by Casselberry Staff 2/12/09 | A | 11903.9663 | 2657398.6868 | 56 | 15% | 15% | 0.069093 | 0.0056779
23 | 2 | 0.4776 | 121 | 23 | 2 | MDR | 7.0851 | 0.345 | 2693.279 | 131.118 | 0.895 | 0.911 | 6.34 | 0.314 | 2410.131 | 119.396 | 0.4776 | 6.34 | 0.314 | 3.028 | 0.14997 | 0.895 | 0.9106 | 3347 | 57 | Swales | 0.74 | Casselberry | North Winter Park Drive - treats new roadway and existing subdivisions | Existing Update | Post TMDL | Identified by Casselberry Staff 2/12/09 | A | 11903.9663 | 2657398.6868 | 121 | 15% | 15% | 0.4542 | 0.022495
23 | 3 | 0.86297 | 122 | 23 | 3 | HDR | 15.1365 | 1.11 | 4936.678 | 361.861 | 0.895 | 0.911 | 13.544 | 1.011 | 4417.226 | 329.591 | 0.86297 | 13.544 | 1.011 | 11.6881 | 0.87246 | 0.895 | 0.91082 | 3347 | 57 | Swales | 0.74 | Casselberry | North Winter Park Drive - treats new roadway and existing subdivisions | Existing Update | Post TMDL | Identified by Casselberry Staff 2/12/09 | A | 11903.9663 | 2657398.6868 | 122 | 15% | 15% | 1.7532 | 0.13087
23 | 4 | 1.0736 | 123 | 23 | 4 | IND | 10.0422 | 0.85 | 5417.453 | 458.426 | 0.893 | 0.909 | 8.963 | 0.773 | 4835.422 | 416.755 | 1.0736 | 8.963 | 0.773 | 9.6222 | 0.82985 | 0.893 | 0.9091 | 3347 | 57 | Swales | 0.74 | Casselberry | North Winter Park Drive - treats new roadway and existing subdivisions | Existing Update | Post TMDL | Identified by Casselberry Staff 2/12/09 | A | 11903.9663 | 2657398.6868 | 123 | 15% | 15% | 1.4433 | 0.12448
23 | 6 | 5.7316 | 125 | 23 | 6 | OPE | 3.6976 | 0.161 | 262.851 | 11.454 | 0.896 | 0.912 | 3.313 | 0.147 | 235.546 | 10.445 | 5.7316 | 3.313 | 0.147 | 18.9889 | 0.84255 | 0.896 | 0.91192 | 3347 | 57 | Swales | 0.74 | Casselberry | North Winter Park Drive - treats new roadway and existing subdivisions | Existing Update | Post TMDL | Identified by Casselberry Staff 2/12/09 | A | 11903.9663 | 2657398.6868 | 125 | 15% | 15% | 2.8483 | 0.12638
46 | 3 | 0.022077 | 342 | 46 | 3 | HDR | 29.2966 | 2.128 | 15135.696 | 1099.348 | 0.585 | 0.841 | 17.131 | 1.789 | 8850.484 | 924.087 | 0.022077 | 13.118 | 1.05 | 0.28961 | 0.023181 | 0.448 | 0.49364 | 3349 | 57 | Swales | 0.74 | Casselberry | Vinings Apartments - retention | Existing | Existing | Identified by Casselberry Staff 2/12/09 | AP | 5314.9149 | 1398803.8998 | 342 | 15% | 15% | 0.043441 | 0.0034771
46 | 13 | 0.016034 | 350 | 46 | 13 | WET | 1.2605 | 0.048 | 423.33 | 16.035 | 0.592 | 0.901 | 0.746 | 0.043 | 250.472 | 14.442 | 0.016034 | 0.571 | 0.025 | 0.0091554 | 0.00040085 | 0.453 | 0.53354 | 3349 | 57 | Swales | 0.74 | Casselberry | Vinings Apartments - retention | Existing | Existing | Identified by Casselberry Staff 2/12/09 | AP | 5314.9149 | 1398803.8998 | 350 | 15% | 15% | 0.0013733 | 6.0128e-05
46 | 4 | 0.1217 | 343 | 46 | 4 | IND | 17.0006 | 1.432 | 5136.665 | 432.629 | 0.581 | 0.828 | 9.877 | 1.185 | 2984.427 | 358.031 | 0.1217 | 7.542 | 0.694 | 0.91789 | 0.084462 | 0.444 | 0.48499 | 3350 | 57 | Swales | 0.74 | Casselberry | Wal-Mart & Interlaken Plaza - retention and infiltration | Existing Update | Post TMDL | Identified by Casselberry Staff 2/12/09 | AO | 6509.2568 | 2052595.0766 | 343 | 15% | 15% | 0.13768 | 0.012669
51 | 2 | 2.5065 | 381 | 51 | 2 | MDR | 12.3118 | 0.61 | 8989.592 | 445.055 | 0.471 | 0.624 | 5.799 | 0.38 | 4234.099 | 277.813 | 2.5065 | 2.104 | 0.147 | 5.2736 | 0.36845 | 0.171 | 0.24118 | 2455 | 9 | Swales | 0.05 |  |  | TMDL | TMDL |  |  | 2336.468 | 109181.1771 | 381 | 15% | 15% | 0.79104 | 0.055268
41 | 2 | 8.8923 | 283 | 41 | 2 | MDR | 11.9201 | 0.582 | 23513.664 | 1147.493 | 0.961 | 0.923 | 11.452 | 0.537 | 22589.972 | 1059.182 | 8.8923 | 10.039 | 0.474 | 89.2697 | 4.2149 | 0.842 | 0.81527 | 2456 | 9 | Swales | 0.05 |  |  | TMDL | TMDL |  |  | 12812.8737 | 881320.3808 | 283 | 15% | 15% | 13.3905 | 0.63224
41 | 3 | 1.332 | 284 | 41 | 3 | HDR | 25.4619 | 1.917 | 15674.111 | 1180.15 | 0.961 | 0.923 | 24.461 | 1.77 | 15057.713 | 1089.811 | 1.332 | 21.44 | 1.565 | 28.5573 | 2.0845 | 0.842 | 0.81633 | 2456 | 9 | Swales | 0.05 |  |  | TMDL | TMDL |  |  | 12812.8737 | 881320.3808 | 284 | 15% | 15% | 4.2836 | 0.31268
41 | 4 | 9.0139 | 285 | 41 | 4 | IND | 15.0465 | 1.299 | 22984.638 | 1984.314 | 0.961 | 0.924 | 14.457 | 1.2 | 22084.136 | 1832.828 | 9.0139 | 12.656 | 1.059 | 114.0801 | 9.5457 | 0.841 | 0.81549 | 2456 | 9 | Swales | 0.05 |  |  | TMDL | TMDL |  |  | 12812.8737 | 881320.3808 | 285 | 15% | 15% | 17.112 | 1.4319
46 | 1 | 0.74091 | 340 | 46 | 1 | LDR | 7.475 | 0.335 | 892.731 | 39.971 | 0.586 | 0.84 | 4.38 | 0.281 | 523.1 | 33.572 | 0.74091 | 3.356 | 0.165 | 2.4865 | 0.12225 | 0.449 | 0.49425 | 2457 | 9 | Swales | 0.05 |  |  | TMDL | TMDL |  |  | 10389.9099 | 1358430.5142 | 340 | 15% | 15% | 0.37297 | 0.018337
46 | 2 | 29.7603 | 341 | 46 | 2 | MDR | 13.7343 | 0.645 | 12517.372 | 587.845 | 0.585 | 0.835 | 8.036 | 0.539 | 7324.398 | 490.966 | 29.7603 | 6.155 | 0.317 | 183.1749 | 9.434 | 0.448 | 0.49116 | 2457 | 9 | Swales | 0.05 |  |  | TMDL | TMDL |  |  | 10389.9099 | 1358430.5142 | 341 | 15% | 15% | 27.4762 | 1.4151
46 | 10 | 0.24986 | 347 | 46 | 10 | RAN | 6.179 | 0.249 | 242.464 | 9.764 | 0.59 | 0.855 | 3.643 | 0.213 | 142.966 | 8.351 | 0.24986 | 2.801 | 0.126 | 0.69985 | 0.031482 | 0.453 | 0.5045 | 2457 | 9 | Swales | 0.05 |  |  | TMDL | TMDL |  |  | 10389.9099 | 1358430.5142 | 347 | 15% | 15% | 0.10498 | 0.0047223
46 | 11 | 0.30873 | 348 | 46 | 11 | FOR | 4.1376 | 0.165 | 692.937 | 27.684 | 0.596 | 0.881 | 2.465 | 0.146 | 412.881 | 24.4 | 0.30873 | 1.91 | 0.086 | 0.58967 | 0.02655 | 0.462 | 0.51922 | 2457 | 9 | Swales | 0.05 |  |  | TMDL | TMDL |  |  | 10389.9099 | 1358430.5142 | 348 | 15% | 15% | 0.08845 | 0.0039826
46 | 13 | 0.12557 | 350 | 46 | 13 | WET | 1.2605 | 0.048 | 423.33 | 16.035 | 0.592 | 0.901 | 0.746 | 0.043 | 250.472 | 14.442 | 0.12557 | 0.571 | 0.025 | 0.071702 | 0.0031393 | 0.453 | 0.53354 | 2457 | 9 | Swales | 0.05 |  |  | TMDL | TMDL |  |  | 10389.9099 | 1358430.5142 | 350 | 15% | 15% | 0.010755 | 0.0004709
41 | 2 | 0.22972 | 283 | 41 | 2 | MDR | 11.9201 | 0.582 | 23513.664 | 1147.493 | 0.961 | 0.923 | 11.452 | 0.537 | 22589.972 | 1059.182 | 0.22972 | 10.039 | 0.474 | 2.3062 | 0.10889 | 0.842 | 0.81527 | 2458 | 9 | Swales | 0.05 |  |  | TMDL | TMDL |  |  | 5925.3635 | 227829.307 | 283 | 15% | 15% | 0.34593 | 0.016333
41 | 4 | 4.3987 | 285 | 41 | 4 | IND | 15.0465 | 1.299 | 22984.638 | 1984.314 | 0.961 | 0.924 | 14.457 | 1.2 | 22084.136 | 1832.828 | 4.3987 | 12.656 | 1.059 | 55.67 | 4.6582 | 0.841 | 0.81549 | 2458 | 9 | Swales | 0.05 |  |  | TMDL | TMDL |  |  | 5925.3635 | 227829.307 | 285 | 15% | 15% | 8.3505 | 0.69873
41 | 6 | 0.11623 | 286 | 41 | 6 | OPE | 6.7112 | 0.301 | 712.339 | 31.937 | 0.96 | 0.922 | 6.446 | 0.278 | 684.169 | 29.462 | 0.11623 | 5.655 | 0.245 | 0.65729 | 0.028477 | 0.843 | 0.81557 | 2458 | 9 | Swales | 0.05 |  |  | TMDL | TMDL |  |  | 5925.3635 | 227829.307 | 286 | 15% | 15% | 0.098593 | 0.0042715
41 | 8 | 0.41034 | 288 | 41 | 8 | AGR | 16.0936 | 0.836 | 8344.03 | 433.364 | 0.96 | 0.923 | 15.456 | 0.771 | 8013.183 | 399.822 | 0.41034 | 13.575 | 0.683 | 5.5704 | 0.28026 | 0.844 | 0.81685 | 2458 | 9 | Swales | 0.05 |  |  | TMDL | TMDL |  |  | 5925.3635 | 227829.307 | 288 | 15% | 15% | 0.83556 | 0.04204
41 | 13 | 0.07525 | 293 | 41 | 13 | WET | 1.0484 | 0.041 | 1567.871 | 61.608 | 0.962 | 0.921 | 1.008 | 0.038 | 1507.852 | 56.766 | 0.07525 | 0.888 | 0.034 | 0.066822 | 0.0025585 | 0.847 | 0.81976 | 2458 | 9 | Swales | 0.05 |  |  | TMDL | TMDL |  |  | 5925.3635 | 227829.307 | 293 | 15% | 15% | 0.010023 | 0.00038377
38 | 4 | 1.1308 | 250 | 38 | 4 | IND | 13.0332 | 1.643 | 2693.398 | 339.537 | 0.746 | 0.728 | 9.718 | 1.196 | 2008.316 | 247.156 | 1.1308 | 9.718 | 1.196 | 10.989 | 1.3524 | 0.746 | 0.72792 | 2459 | 9 | Swales | 0.05 |  |  | TMDL | TMDL |  |  | 4823.0555 | 307920.2188 | 250 | 15% | 15% | 1.6484 | 0.20286
38 | 9 | 0.90132 | 254 | 38 | 9 | AGT | 5.3381 | 0.48 | 328.365 | 29.544 | 0.766 | 0.75 | 4.09 | 0.36 | 251.603 | 22.171 | 0.90132 | 4.09 | 0.36 | 3.6864 | 0.32448 | 0.766 | 0.75046 | 2459 | 9 | Swales | 0.05 |  |  | TMDL | TMDL |  |  | 4823.0555 | 307920.2188 | 254 | 15% | 15% | 0.55296 | 0.048671
38 | 10 | 1.9883 | 255 | 38 | 10 | RAN | 2.8596 | 0.226 | 157.374 | 12.414 | 0.763 | 0.746 | 2.182 | 0.168 | 120.107 | 9.267 | 1.9883 | 2.182 | 0.168 | 4.3385 | 0.33403 | 0.763 | 0.74645 | 2459 | 9 | Swales | 0.05 |  |  | TMDL | TMDL |  |  | 4823.0555 | 307920.2188 | 255 | 15% | 15% | 0.65077 | 0.050105
41 | 4 | 2.5629 | 285 | 41 | 4 | IND | 15.0465 | 1.299 | 22984.638 | 1984.314 | 0.961 | 0.924 | 14.457 | 1.2 | 22084.136 | 1832.828 | 2.5629 | 12.656 | 1.059 | 32.4356 | 2.7141 | 0.841 | 0.81549 | 2459 | 9 | Swales | 0.05 |  |  | TMDL | TMDL |  |  | 4823.0555 | 307920.2188 | 285 | 15% | 15% | 4.8653 | 0.40711
41 | 10 | 0.48562 | 290 | 41 | 10 | RAN | 5.062 | 0.211 | 1204.825 | 50.143 | 0.96 | 0.922 | 4.86 | 0.194 | 1156.789 | 46.234 | 0.48562 | 4.268 | 0.172 | 2.0726 | 0.083527 | 0.843 | 0.81592 | 2459 | 9 | Swales | 0.05 |  |  | TMDL | TMDL |  |  | 4823.0555 | 307920.2188 | 290 | 15% | 15% | 0.31089 | 0.012529
10 | 2 | 0.033994 | 11 | 10 | 2 | MDR | 8.9213 | 0.434 | 10274.538 | 499.47 | 0.218 | 0.108 | 1.945 | 0.047 | 2239.911 | 53.782 | 0.033994 | 0.929 | 0.024 | 0.03158 | 0.00081585 | 0.104 | 0.054197 | 2460 | 9 | Swales | 0.05 |  |  | TMDL | TMDL |  |  | 294.4112 | 5113.6991 | 11 | 15% | 15% | 0.004737 | 0.00012238
10 | 4 | 0.0078191 | 13 | 10 | 4 | IND | 13.1528 | 1.186 | 6233.588 | 562.16 | 0.215 | 0.107 | 2.826 | 0.127 | 1339.375 | 60.359 | 0.0078191 | 1.344 | 0.064 | 0.010509 | 0.00050042 | 0.102 | 0.054107 | 2460 | 9 | Swales | 0.05 |  |  | TMDL | TMDL |  |  | 294.4112 | 5113.6991 | 13 | 15% | 15% | 0.0015763 | 7.5064e-05
10 | 2 | 1.0134 | 11 | 10 | 2 | MDR | 8.9213 | 0.434 | 10274.538 | 499.47 | 0.218 | 0.108 | 1.945 | 0.047 | 2239.911 | 53.782 | 1.0134 | 0.929 | 0.024 | 0.94149 | 0.024323 | 0.104 | 0.054197 | 2461 | 9 | Swales | 0.05 |  |  | TMDL | TMDL |  |  | 4176.3918 | 504019.3279 | 11 | 15% | 15% | 0.14122 | 0.0036484
98 | 1 | 44.7604 | 612 | 98 | 1 | LDR | 5.2337 | 0.483 | 1131.223 | 104.393 | 1.01 | 2 | 5.286 | 0.966 | 1142.425 | 208.786 | 44.7604 | 4.367 | 0.398 | 195.4686 | 17.8146 | 0.834 | 0.82413 | 2462 | 9 | Swales | 0.05 |  |  | TMDL | TMDL |  |  | 14986.3786 | 2397139.6037 | 612 | 15% | 15% | 29.3203 | 2.6722
98 | 11 | 10.2678 | 618 | 98 | 11 | FOR | 1.936 | 0.155 | 605.947 | 48.477 | 1.012 | 2 | 1.96 | 0.31 | 613.42 | 96.954 | 10.2678 | 1.647 | 0.13 | 16.9111 | 1.3348 | 0.85 | 0.83988 | 2462 | 9 | Swales | 0.05 |  |  | TMDL | TMDL |  |  | 14986.3786 | 2397139.6037 | 618 | 15% | 15% | 2.5367 | 0.20022
98 | 13 | 0.002728 | 620 | 98 | 13 | WET | 2.2526 | 0.176 | 2135.004 | 166.457 | 1.017 | 2 | 2.29 | 0.351 | 2170.555 | 332.915 | 0.002728 | 1.946 | 0.15 | 0.0053087 | 0.0004092 | 0.864 | 0.85634 | 2462 | 9 | Swales | 0.05 |  |  | TMDL | TMDL |  |  | 14986.3786 | 2397139.6037 | 620 | 15% | 15% | 0.00079631 | 6.138e-05
98 | 11 | 0.20736 | 618 | 98 | 11 | FOR | 1.936 | 0.155 | 605.947 | 48.477 | 1.012 | 2 | 1.96 | 0.31 | 613.42 | 96.954 | 0.20736 | 1.647 | 0.13 | 0.34152 | 0.026956 | 0.85 | 0.83988 | 2463 | 9 | Swales | 0.05 |  |  | TMDL | TMDL |  |  | 778.2047 | 10286.745 | 618 | 15% | 15% | 0.051228 | 0.0040435
98 | 13 | 5.3187e-06 | 620 | 98 | 13 | WET | 2.2526 | 0.176 | 2135.004 | 166.457 | 1.017 | 2 | 2.29 | 0.351 | 2170.555 | 332.915 | 5.3187e-06 | 1.946 | 0.15 | 1.035e-05 | 7.9781e-07 | 0.864 | 0.85634 | 2463 | 9 | Swales | 0.05 |  |  | TMDL | TMDL |  |  | 778.2047 | 10286.745 | 620 | 15% | 15% | 1.5525e-06 | 1.1967e-07
98 | 11 | 0.80267 | 618 | 98 | 11 | FOR | 1.936 | 0.155 | 605.947 | 48.477 | 1.012 | 2 | 1.96 | 0.31 | 613.42 | 96.954 | 0.80267 | 1.647 | 0.13 | 1.322 | 0.10435 | 0.85 | 0.83988 | 2465 | 9 | Swales | 0.05 |  |  | TMDL | TMDL |  |  | 2253.1016 | 81674.0979 | 618 | 15% | 15% | 0.1983 | 0.015652
98 | 13 | 8.4476e-05 | 620 | 98 | 13 | WET | 2.2526 | 0.176 | 2135.004 | 166.457 | 1.017 | 2 | 2.29 | 0.351 | 2170.555 | 332.915 | 8.4476e-05 | 1.946 | 0.15 | 0.00016439 | 1.2671e-05 | 0.864 | 0.85634 | 2465 | 9 | Swales | 0.05 |  |  | TMDL | TMDL |  |  | 2253.1016 | 81674.0979 | 620 | 15% | 15% | 2.4658e-05 | 1.9007e-06
97 | 11 | 0.12977 | 609 | 97 | 11 | FOR | 1.8856 | 0.15 | 1178.991 | 93.84 | 0.864 | 0.838 | 1.629 | 0.126 | 1018.261 | 78.664 | 0.12977 | 1.629 | 0.126 | 0.21139 | 0.016351 | 0.864 | 0.83828 | 2466 | 9 | Swales | 0.05 |  |  | TMDL | TMDL |  |  | 452.9253 | 5652.5788 | 609 | 15% | 15% | 0.031708 | 0.0024526
97 | 10 | 0.34872 | 608 | 97 | 10 | RAN | 3.0677 | 0.253 | 405.178 | 33.373 | 0.859 | 0.835 | 2.637 | 0.211 | 348.245 | 27.853 | 0.34872 | 2.637 | 0.211 | 0.91958 | 0.073581 | 0.859 | 0.8346 | 2467 | 9 | Swales | 0.05 |  |  | TMDL | TMDL |  |  | 684.4712 | 17225.3131 | 608 | 15% | 15% | 0.13794 | 0.011037
97 | 11 | 0.046718 | 609 | 97 | 11 | FOR | 1.8856 | 0.15 | 1178.991 | 93.84 | 0.864 | 0.838 | 1.629 | 0.126 | 1018.261 | 78.664 | 0.046718 | 1.629 | 0.126 | 0.076103 | 0.0058865 | 0.864 | 0.83828 | 2467 | 9 | Swales | 0.05 |  |  | TMDL | TMDL |  |  | 684.4712 | 17225.3131 | 609 | 15% | 15% | 0.011416 | 0.00088297
97 | 11 | 0.042112 | 609 | 97 | 11 | FOR | 1.8856 | 0.15 | 1178.991 | 93.84 | 0.864 | 0.838 | 1.629 | 0.126 | 1018.261 | 78.664 | 0.042112 | 1.629 | 0.126 | 0.0686 | 0.0053061 | 0.864 | 0.83828 | 2468 | 9 | Swales | 0.05 |  |  | TMDL | TMDL |  |  | 221.8245 | 1834.2849 | 609 | 15% | 15% | 0.01029 | 0.00079592
97 | 11 | 0.94226 | 609 | 97 | 11 | FOR | 1.8856 | 0.15 | 1178.991 | 93.84 | 0.864 | 0.838 | 1.629 | 0.126 | 1018.261 | 78.664 | 0.94226 | 1.629 | 0.126 | 1.5349 | 0.11872 | 0.864 | 0.83828 | 2469 | 9 | Swales | 0.05 |  |  | TMDL | TMDL |  |  | 1240.4436 | 41044.496 | 609 | 15% | 15% | 0.23024 | 0.017809
97 | 1 | 1.36 | 605 | 97 | 1 | LDR | 5.1569 | 0.478 | 7.014 | 0.65 | 0.848 | 0.821 | 4.373 | 0.392 | 5.947 | 0.534 | 1.36 | 4.373 | 0.392 | 5.9472 | 0.53311 | 0.848 | 0.82146 | 2470 | 9 | Swales | 0.05 |  |  | TMDL | TMDL |  |  | 1017.0846 | 59249.3597 | 605 | 15% | 15% | 0.89208 | 0.079967
97 | 13 | 0.00020066 | 611 | 97 | 13 | WET | 2.5135 | 0.2 | 2832.084 | 225.479 | 0.875 | 0.856 | 2.199 | 0.171 | 2477.678 | 193.038 | 0.00020066 | 2.199 | 0.171 | 0.00044126 | 3.4313e-05 | 0.875 | 0.85613 | 2470 | 9 | Swales | 0.05 |  |  | TMDL | TMDL |  |  | 1017.0846 | 59249.3597 | 611 | 15% | 15% | 6.6189e-05 | 5.147e-06
97 | 11 | 3.5918 | 609 | 97 | 11 | FOR | 1.8856 | 0.15 | 1178.991 | 93.84 | 0.864 | 0.838 | 1.629 | 0.126 | 1018.261 | 78.664 | 3.5918 | 1.629 | 0.126 | 5.8511 | 0.45257 | 0.864 | 0.83828 | 2471 | 9 | Swales | 0.05 |  |  | TMDL | TMDL |  |  | 1682.0725 | 156459.194 | 609 | 15% | 15% | 0.87766 | 0.067885
97 | 13 | 4.0394e-06 | 611 | 97 | 13 | WET | 2.5135 | 0.2 | 2832.084 | 225.479 | 0.875 | 0.856 | 2.199 | 0.171 | 2477.678 | 193.038 | 4.0394e-06 | 2.199 | 0.171 | 8.8827e-06 | 6.9074e-07 | 0.875 | 0.85613 | 2471 | 9 | Swales | 0.05 |  |  | TMDL | TMDL |  |  | 1682.0725 | 156459.194 | 611 | 15% | 15% | 1.3324e-06 | 1.0361e-07
97 | 4 | 0.14196 | 606 | 97 | 4 | IND | 14.6944 | 1.907 | 51.273 | 6.655 | 0.838 | 0.812 | 12.314 | 1.548 | 42.968 | 5.403 | 0.14196 | 12.314 | 1.548 | 1.748 | 0.21975 | 0.838 | 0.81187 | 2472 | 9 | Swales | 0.05 |  |  | TMDL | TMDL |  |  | 530.0813 | 6183.6837 | 606 | 15% | 15% | 0.26221 | 0.032962
97 | 11 | 0.13485 | 609 | 97 | 11 | FOR | 1.8856 | 0.15 | 1178.991 | 93.84 | 0.864 | 0.838 | 1.629 | 0.126 | 1018.261 | 78.664 | 0.13485 | 1.629 | 0.126 | 0.21967 | 0.016991 | 0.864 | 0.83828 | 2473 | 9 | Swales | 0.05 |  |  | TMDL | TMDL |  |  | 496.0854 | 5873.9774 | 609 | 15% | 15% | 0.03295 | 0.0025486
34 | 11 | 0.098053 | 223 | 34 | 11 | FOR | 1.0576 | 0.081 | 213.945 | 16.335 | 0.736 | 0.68 | 0.778 | 0.055 | 157.41 | 11.1 | 0.098053 | 0.778 | 0.055 | 0.076286 | 0.0053929 | 0.736 | 0.67952 | 2474 | 9 | Swales | 0.05 |  |  | TMDL | TMDL |  |  | 428.0582 | 6595.4398 | 223 | 15% | 15% | 0.011443 | 0.00080894
97 | 11 | 0.053358 | 609 | 97 | 11 | FOR | 1.8856 | 0.15 | 1178.991 | 93.84 | 0.864 | 0.838 | 1.629 | 0.126 | 1018.261 | 78.664 | 0.053358 | 1.629 | 0.126 | 0.08692 | 0.0067231 | 0.864 | 0.83828 | 2474 | 9 | Swales | 0.05 |  |  | TMDL | TMDL |  |  | 428.0582 | 6595.4398 | 609 | 15% | 15% | 0.013038 | 0.0010085
34 | 11 | 0.77391 | 223 | 34 | 11 | FOR | 1.0576 | 0.081 | 213.945 | 16.335 | 0.736 | 0.68 | 0.778 | 0.055 | 157.41 | 11.1 | 0.77391 | 0.778 | 0.055 | 0.6021 | 0.042565 | 0.736 | 0.67952 | 2475 | 9 | Swales | 0.05 |  |  | TMDL | TMDL |  |  | 51570.8204 | 5577838.8099 | 223 | 15% | 15% | 0.090315 | 0.0063848
97 | 7 | 0.0070927 | 607 | 97 | 7 | PAS | 8.0611 | 0.755 | 615.775 | 57.68 | 0.858 | 0.833 | 6.914 | 0.629 | 528.163 | 48.051 | 0.0070927 | 6.914 | 0.629 | 0.049039 | 0.0044613 | 0.858 | 0.83306 | 2475 | 9 | Swales | 0.05 |  |  | TMDL | TMDL |  |  | 51570.8204 | 5577838.8099 | 607 | 15% | 15% | 0.0073558 | 0.00066919
97 | 11 | 69.8101 | 609 | 97 | 11 | FOR | 1.8856 | 0.15 | 1178.991 | 93.84 | 0.864 | 0.838 | 1.629 | 0.126 | 1018.261 | 78.664 | 69.8101 | 1.629 | 0.126 | 113.7207 | 8.7961 | 0.864 | 0.83828 | 2475 | 9 | Swales | 0.05 |  |  | TMDL | TMDL |  |  | 51570.8204 | 5577838.8099 | 609 | 15% | 15% | 17.0581 | 1.3194
34 | 11 | 0.63952 | 223 | 34 | 11 | FOR | 1.0576 | 0.081 | 213.945 | 16.335 | 0.736 | 0.68 | 0.778 | 0.055 | 157.41 | 11.1 | 0.63952 | 0.778 | 0.055 | 0.49755 | 0.035174 | 0.736 | 0.67952 | 2476 | 9 | Swales | 0.05 |  |  | TMDL | TMDL |  |  | 2594.382 | 27900.5335 | 223 | 15% | 15% | 0.074632 | 0.0052761
34 | 13 | 0.00098933 | 225 | 34 | 13 | WET | 1.7146 | 0.141 | 872.205 | 71.755 | 0.746 | 0.696 | 1.279 | 0.098 | 650.615 | 49.926 | 0.00098933 | 1.279 | 0.098 | 0.0012654 | 9.6954e-05 | 0.746 | 0.69578 | 2476 | 9 | Swales | 0.05 |  |  | TMDL | TMDL |  |  | 2594.382 | 27900.5335 | 225 | 15% | 15% | 0.0001898 | 1.4543e-05
24 | 12 | 0.17528 | 140 | 24 | 12 | WAT | 0.32312 | 0.017 | 72.968 | 3.927 | 0.246 | 0.138 | 0.079 | 0.002 | 17.927 | 0.543 | 0.17528 | 0.047 | 0.001 | 0.0082381 | 0.00017528 | 0.146 | 0.072263 | 2477 | 9 | Swales | 0.05 |  |  | TMDL | TMDL |  |  | 388.9508 | 7635.0936 | 140 | 15% | 15% | 0.0012357 | 2.6292e-05
24 | 1 | 3.5078 | 131 | 24 | 1 | LDR | 4.6601 | 0.367 | 900.974 | 71.038 | 0.233 | 0.12 | 1.086 | 0.044 | 210.047 | 8.502 | 3.5078 | 0.628 | 0.023 | 2.2029 | 0.080679 | 0.135 | 0.061741 | 2478 | 9 | Swales | 0.05 |  |  | TMDL | TMDL |  |  | 12885.9127 | 3517001.6017 | 131 | 15% | 15% | 0.33043 | 0.012102
24 | 2 | 42.6797 | 132 | 24 | 2 | MDR | 9.1244 | 0.747 | 4998.613 | 409.165 | 0.231 | 0.117 | 2.111 | 0.087 | 1156.347 | 47.73 | 42.6797 | 1.216 | 0.045 | 51.8985 | 1.9206 | 0.133 | 0.060038 | 2478 | 9 | Swales | 0.05 |  |  | TMDL | TMDL |  |  | 12885.9127 | 3517001.6017 | 132 | 15% | 15% | 7.7848 | 0.28809
24 | 3 | 0.00054385 | 133 | 24 | 3 | HDR | 20.209 | 2.142 | 4406.734 | 467.092 | 0.231 | 0.124 | 4.67 | 0.265 | 1018.363 | 57.887 | 0.00054385 | 2.691 | 0.138 | 0.0014635 | 7.5051e-05 | 0.133 | 0.064241 | 2478 | 9 | Swales | 0.05 |  |  | TMDL | TMDL |  |  | 12885.9127 | 3517001.6017 | 133 | 15% | 15% | 0.00021952 | 1.1258e-05
24 | 4 | 6.7723 | 134 | 24 | 4 | IND | 14.4894 | 1.67 | 3647.149 | 420.469 | 0.223 | 0.111 | 3.227 | 0.185 | 812.227 | 46.466 | 6.7723 | 1.836 | 0.095 | 12.4339 | 0.64337 | 0.127 | 0.056659 | 2478 | 9 | Swales | 0.05 |  |  | TMDL | TMDL |  |  | 12885.9127 | 3517001.6017 | 134 | 15% | 15% | 1.8651 | 0.096505
24 | 6 | 5.1098 | 135 | 24 | 6 | OPE | 4.2719 | 0.323 | 149.11 | 11.261 | 0.239 | 0.13 | 1.021 | 0.042 | 35.645 | 1.462 | 5.1098 | 0.594 | 0.022 | 3.0352 | 0.11241 | 0.139 | 0.067473 | 2478 | 9 | Swales | 0.05 |  |  | TMDL | TMDL |  |  | 12885.9127 | 3517001.6017 | 135 | 15% | 15% | 0.45528 | 0.016862
24 | 11 | 12.5671 | 139 | 24 | 11 | FOR | 1.8811 | 0.129 | 301.544 | 20.656 | 0.255 | 0.167 | 0.48 | 0.022 | 76.946 | 3.459 | 12.5671 | 0.284 | 0.011 | 3.569 | 0.13824 | 0.151 | 0.088801 | 2478 | 9 | Swales | 0.05 |  |  | TMDL | TMDL |  |  | 12885.9127 | 3517001.6017 | 139 | 15% | 15% | 0.53536 | 0.020736
24 | 12 | 6.2211 | 140 | 24 | 12 | WAT | 0.32312 | 0.017 | 72.968 | 3.927 | 0.246 | 0.138 | 0.079 | 0.002 | 17.927 | 0.543 | 6.2211 | 0.047 | 0.001 | 0.29239 | 0.0062211 | 0.146 | 0.072263 | 2478 | 9 | Swales | 0.05 |  |  | TMDL | TMDL |  |  | 12885.9127 | 3517001.6017 | 140 | 15% | 15% | 0.043859 | 0.00093317
24 | 13 | 3.8813 | 141 | 24 | 13 | WET | 7.4495 | 0.68 | 3122.888 | 285.148 | 0.237 | 0.139 | 1.764 | 0.095 | 739.648 | 39.666 | 3.8813 | 1.023 | 0.049 | 3.9706 | 0.19018 | 0.137 | 0.072548 | 2478 | 9 | Swales | 0.05 |  |  | TMDL | TMDL |  |  | 12885.9127 | 3517001.6017 | 141 | 15% | 15% | 0.59559 | 0.028528
24 | 2 | 0.31565 | 132 | 24 | 2 | MDR | 9.1244 | 0.747 | 4998.613 | 409.165 | 0.231 | 0.117 | 2.111 | 0.087 | 1156.347 | 47.73 | 0.31565 | 1.216 | 0.045 | 0.38383 | 0.014204 | 0.133 | 0.060038 | 2479 | 9 | Swales | 0.05 |  |  | TMDL | TMDL |  |  | 1201.9587 | 13974.2838 | 132 | 15% | 15% | 0.057575 | 0.0021307
24 | 3 | 0.0051545 | 133 | 24 | 3 | HDR | 20.209 | 2.142 | 4406.734 | 467.092 | 0.231 | 0.124 | 4.67 | 0.265 | 1018.363 | 57.887 | 0.0051545 | 2.691 | 0.138 | 0.013871 | 0.00071132 | 0.133 | 0.064241 | 2479 | 9 | Swales | 0.05 |  |  | TMDL | TMDL |  |  | 1201.9587 | 13974.2838 | 133 | 15% | 15% | 0.0020806 | 0.0001067
24 | 2 | 0.66936 | 132 | 24 | 2 | MDR | 9.1244 | 0.747 | 4998.613 | 409.165 | 0.231 | 0.117 | 2.111 | 0.087 | 1156.347 | 47.73 | 0.66936 | 1.216 | 0.045 | 0.81394 | 0.030121 | 0.133 | 0.060038 | 2480 | 9 | Swales | 0.05 |  |  | TMDL | TMDL |  |  | 5510.5149 | 202699.8761 | 132 | 15% | 15% | 0.12209 | 0.0045182
24 | 3 | 2.083 | 133 | 24 | 3 | HDR | 20.209 | 2.142 | 4406.734 | 467.092 | 0.231 | 0.124 | 4.67 | 0.265 | 1018.363 | 57.887 | 2.083 | 2.691 | 0.138 | 5.6055 | 0.28746 | 0.133 | 0.064241 | 2480 | 9 | Swales | 0.05 |  |  | TMDL | TMDL |  |  | 5510.5149 | 202699.8761 | 133 | 15% | 15% | 0.84082 | 0.043119
24 | 7 | 0.34011 | 136 | 24 | 7 | PAS | 8.2907 | 0.681 | 151.419 | 12.446 | 0.243 | 0.136 | 2.016 | 0.093 | 36.827 | 1.692 | 0.34011 | 1.178 | 0.048 | 0.40065 | 0.016325 | 0.142 | 0.070814 | 2480 | 9 | Swales | 0.05 |  |  | TMDL | TMDL |  |  | 5510.5149 | 202699.8761 | 136 | 15% | 15% | 0.060097 | 0.0024488
24 | 13 | 0.33387 | 141 | 24 | 13 | WET | 7.4495 | 0.68 | 3122.888 | 285.148 | 0.237 | 0.139 | 1.764 | 0.095 | 739.648 | 39.666 | 0.33387 | 1.023 | 0.049 | 0.34155 | 0.01636 | 0.137 | 0.072548 | 2480 | 9 | Swales | 0.05 |  |  | TMDL | TMDL |  |  | 5510.5149 | 202699.8761 | 141 | 15% | 15% | 0.051233 | 0.002454
24 | 3 | 0.10383 | 133 | 24 | 3 | HDR | 20.209 | 2.142 | 4406.734 | 467.092 | 0.231 | 0.124 | 4.67 | 0.265 | 1018.363 | 57.887 | 0.10383 | 2.691 | 0.138 | 0.2794 | 0.014328 | 0.133 | 0.064241 | 2481 | 9 | Swales | 0.05 |  |  | TMDL | TMDL |  |  | 1404.0118 | 22328.9759 | 133 | 15% | 15% | 0.04191 | 0.0021492
24 | 11 | 0.39272 | 139 | 24 | 11 | FOR | 1.8811 | 0.129 | 301.544 | 20.656 | 0.255 | 0.167 | 0.48 | 0.022 | 76.946 | 3.459 | 0.39272 | 0.284 | 0.011 | 0.11153 | 0.0043199 | 0.151 | 0.088801 | 2481 | 9 | Swales | 0.05 |  |  | TMDL | TMDL |  |  | 1404.0118 | 22328.9759 | 139 | 15% | 15% | 0.01673 | 0.00064798
10 | 4 | 0.74837 | 13 | 10 | 4 | IND | 13.1528 | 1.186 | 6233.588 | 562.16 | 0.215 | 0.107 | 2.826 | 0.127 | 1339.375 | 60.359 | 0.74837 | 1.344 | 0.064 | 1.0058 | 0.047896 | 0.102 | 0.054107 | 2482 | 9 | Swales | 0.05 | Casselberry | Fountain/Aeration and Revegetation for Grassy Lake | Project | Project | Installation of an aeration system to satisfy the high BOD loading to this waterbody but constructed as a decorative fountain. The project would also include shoreline revegetation for both aesthetics and nutrient removal with environmental swale constru | 17 | 828.4007 | 36042.7016 | 13 | 15% | 15% | 0.15087 | 0.0071844
10 | 12 | 0.00086083 | 18 | 10 | 12 | WAT | 0.23667 | 0.006 | 74.59 | 1.829 | 0.243 | 0.126 | 0.057 | 0.001 | 18.111 | 0.231 | 0.00086083 | 0.028 | 0 | 2.4103e-05 | 0 | 0.119 | 0.064699 | 2482 | 9 | Swales | 0.05 | Casselberry | Fountain/Aeration and Revegetation for Grassy Lake | Project | Project | Installation of an aeration system to satisfy the high BOD loading to this waterbody but constructed as a decorative fountain. The project would also include shoreline revegetation for both aesthetics and nutrient removal with environmental swale constru | 17 | 828.4007 | 36042.7016 | 18 | 15% | 15% | 3.6155e-06 | 0
10 | 13 | 0.078197 | 19 | 10 | 13 | WET | 10.9043 | 0.715 | 2850.635 | 186.795 | 0.218 | 0.109 | 2.376 | 0.078 | 621.194 | 20.323 | 0.078197 | 1.134 | 0.039 | 0.088675 | 0.0030497 | 0.104 | 0.054868 | 2482 | 9 | Swales | 0.05 | Casselberry | Fountain/Aeration and Revegetation for Grassy Lake | Project | Project | Installation of an aeration system to satisfy the high BOD loading to this waterbody but constructed as a decorative fountain. The project would also include shoreline revegetation for both aesthetics and nutrient removal with environmental swale constru | 17 | 828.4007 | 36042.7016 | 19 | 15% | 15% | 0.013301 | 0.00045745
10 | 2 | 26.5984 | 11 | 10 | 2 | MDR | 8.9213 | 0.434 | 10274.538 | 499.47 | 0.218 | 0.108 | 1.945 | 0.047 | 2239.911 | 53.782 | 26.5984 | 0.929 | 0.024 | 24.7099 | 0.63836 | 0.104 | 0.054197 | 2491 | 9 | Swales | 0.05 | Casselberry | Sunnytown Area - retention pond, swales | Existing Update | Existing Update | Identified by Casselberry Staff 2/12/09 | AD | 4586.7951 | 1212892.0193 | 11 | 15% | 15% | 3.7065 | 0.095754
10 | 4 | 0.32681 | 13 | 10 | 4 | IND | 13.1528 | 1.186 | 6233.588 | 562.16 | 0.215 | 0.107 | 2.826 | 0.127 | 1339.375 | 60.359 | 0.32681 | 1.344 | 0.064 | 0.43923 | 0.020916 | 0.102 | 0.054107 | 2491 | 9 | Swales | 0.05 | Casselberry | Sunnytown Area - retention pond, swales | Existing Update | Existing Update | Identified by Casselberry Staff 2/12/09 | AD | 4586.7951 | 1212892.0193 | 13 | 15% | 15% | 0.065884 | 0.0031373
10 | 11 | 0.73349 | 17 | 10 | 11 | FOR | 1.9398 | 0.077 | 122.463 | 4.863 | 0.239 | 0.122 | 0.463 | 0.009 | 29.233 | 0.593 | 0.73349 | 0.225 | 0.005 | 0.16504 | 0.0036674 | 0.116 | 0.06237 | 2491 | 9 | Swales | 0.05 | Casselberry | Sunnytown Area - retention pond, swales | Existing Update | Existing Update | Identified by Casselberry Staff 2/12/09 | AD | 4586.7951 | 1212892.0193 | 17 | 15% | 15% | 0.024755 | 0.00055012
10 | 13 | 0.18556 | 19 | 10 | 13 | WET | 10.9043 | 0.715 | 2850.635 | 186.795 | 0.218 | 0.109 | 2.376 | 0.078 | 621.194 | 20.323 | 0.18556 | 1.134 | 0.039 | 0.21042 | 0.0072367 | 0.104 | 0.054868 | 2491 | 9 | Swales | 0.05 | Casselberry | Sunnytown Area - retention pond, swales | Existing Update | Existing Update | Identified by Casselberry Staff 2/12/09 | AD | 4586.7951 | 1212892.0193 | 19 | 15% | 15% | 0.031563 | 0.0010855
69 | 2 | 0.22025 | 491 | 69 | 2 | MDR | 9.3846 | 0.438 | 505.751 | 23.618 | 0.663 | 0.46 | 6.225 | 0.202 | 335.457 | 10.872 | 0.22025 | 0.139 | 0.012 | 0.030615 | 0.002643 | 0.015 | 0.02792 | 2492 | 9 | Swales | 0.05 | FDOT | E - I-4: linear retention swale | Existing Update | Existing-Update | Swale | I-4 | 981.0249 | 9594.1027 | 491 | 15% | 15% | 0.0045923 | 0.00039645
69 | 2 | 0.0025094 | 491 | 69 | 2 | MDR | 9.3846 | 0.438 | 505.751 | 23.618 | 0.663 | 0.46 | 6.225 | 0.202 | 335.457 | 10.872 | 0.0025094 | 0.139 | 0.012 | 0.00034881 | 3.0113e-05 | 0.015 | 0.02792 | 2493 | 9 | Swales | 0.05 | FDOT | E - I-4: linear retention swale | Existing Update | Existing-Update | Swale | I-4 | 421.4334 | 1460.424 | 491 | 15% | 15% | 5.2322e-05 | 4.517e-06
70 | 2 | 0.031017 | 497 | 70 | 2 | MDR | 5.5229 | 0.254 | 1760.42 | 81.108 | 0.385 | 0.206 | 2.127 | 0.052 | 677.966 | 16.675 | 0.031017 | 0.036 | 0.002 | 0.0011166 | 6.2035e-05 | 0.007 | 0.0084055 | 2493 | 9 | Swales | 0.05 | FDOT | E - I-4: linear retention swale | Existing Update | Existing-Update | Swale | I-4 | 421.4334 | 1460.424 | 497 | 15% | 15% | 0.00016749 | 9.3052e-06
54 | 4 | 0.17373 | 405 | 54 | 4 | IND | 12.8914 | 1.1 | 4692.599 | 400.236 | 0.246 | 0.095 | 3.169 | 0.104 | 1153.707 | 37.957 | 0.17373 | 0.239 | 0.011 | 0.04152 | 0.001911 | 0.019 | 0.010459 | 2494 | 9 | Swales | 0.05 | FDOT | E - I-4: linear retention swale | Existing Update | Existing-Update | Swale | I-4 | 9283.6042 | 1136443.8445 | 405 | 15% | 15% | 0.0062281 | 0.00028665
68 | 2 | 2.5376 | 482 | 68 | 2 | MDR | 8.1781 | 0.451 | 3278.673 | 180.849 | 0.368 | 0.359 | 3.013 | 0.162 | 1208.098 | 65.009 | 2.5376 | 0.029 | 0.003 | 0.073591 | 0.0076129 | 0.004 | 0.0066584 | 2494 | 9 | Swales | 0.05 | FDOT | E - I-4: linear retention swale | Existing Update | Existing-Update | Swale | I-4 | 9283.6042 | 1136443.8445 | 482 | 15% | 15% | 0.011039 | 0.0011419
68 | 3 | 0.55508 | 483 | 68 | 3 | HDR | 18.7122 | 1.61 | 260.801 | 22.445 | 0.368 | 0.361 | 6.894 | 0.582 | 96.085 | 8.11 | 0.55508 | 0.067 | 0.012 | 0.03719 | 0.006661 | 0.004 | 0.0072138 | 2494 | 9 | Swales | 0.05 | FDOT | E - I-4: linear retention swale | Existing Update | Existing-Update | Swale | I-4 | 9283.6042 | 1136443.8445 | 483 | 15% | 15% | 0.0055786 | 0.00099915
68 | 4 | 21.0525 | 484 | 68 | 4 | IND | 13.0109 | 1.271 | 1684.79 | 164.641 | 0.356 | 0.352 | 4.638 | 0.448 | 600.604 | 57.953 | 21.0525 | 0.04 | 0.008 | 0.8421 | 0.16842 | 0.003 | 0.00609 | 2494 | 9 | Swales | 0.05 | FDOT | E - I-4: linear retention swale | Existing Update | Existing-Update | Swale | I-4 | 9283.6042 | 1136443.8445 | 484 | 15% | 15% | 0.12632 | 0.025263
68 | 6 | 0.34502 | 485 | 68 | 6 | OPE | 3.647 | 0.175 | 38.95 | 1.871 | 0.381 | 0.373 | 1.389 | 0.065 | 14.834 | 0.699 | 0.34502 | 0.015 | 0.001 | 0.0051753 | 0.00034502 | 0.004 | 0.0081487 | 2494 | 9 | Swales | 0.05 | FDOT | E - I-4: linear retention swale | Existing Update | Existing-Update | Swale | I-4 | 9283.6042 | 1136443.8445 | 485 | 15% | 15% | 0.00077629 | 5.1753e-05
68 | 10 | 0.1785 | 487 | 68 | 10 | RAN | 3.1548 | 0.143 | 5.938 | 0.27 | 0.389 | 0.381 | 1.227 | 0.054 | 2.309 | 0.103 | 0.1785 | 0.014 | 0.001 | 0.002499 | 0.0001785 | 0.005 | 0.0095852 | 2494 | 9 | Swales | 0.05 | FDOT | E - I-4: linear retention swale | Existing Update | Existing-Update | Swale | I-4 | 9283.6042 | 1136443.8445 | 487 | 15% | 15% | 0.00037485 | 2.6775e-05
70 | 2 | 0.17853 | 497 | 70 | 2 | MDR | 5.5229 | 0.254 | 1760.42 | 81.108 | 0.385 | 0.206 | 2.127 | 0.052 | 677.966 | 16.675 | 0.17853 | 0.036 | 0.002 | 0.006427 | 0.00035706 | 0.007 | 0.0084055 | 2494 | 9 | Swales | 0.05 | FDOT | E - I-4: linear retention swale | Existing Update | Existing-Update | Swale | I-4 | 9283.6042 | 1136443.8445 | 497 | 15% | 15% | 0.00096405 | 5.3559e-05
70 | 4 | 1.068 | 499 | 70 | 4 | IND | 8.7985 | 0.717 | 2253.879 | 183.718 | 0.374 | 0.198 | 3.292 | 0.142 | 843.264 | 36.33 | 1.068 | 0.05 | 0.006 | 0.0534 | 0.006408 | 0.006 | 0.0076716 | 2494 | 9 | Swales | 0.05 | FDOT | E - I-4: linear retention swale | Existing Update | Existing-Update | Swale | I-4 | 9283.6042 | 1136443.8445 | 499 | 15% | 15% | 0.00801 | 0.0009612
3 | 4 | 0.00041956 | 3 | 0 | 0 |  | 0 | 0 | 0 | 0 | 0 | 0 | 0 | 0 | 0 | 0 | 0.00041956 | 0 | 0 | 0 | 0 | 0 | 0 | 2495 | 9 | Swales | 0.05 | FDOT | E - I-4: linear retention swale | Existing Update | Existing-Update | Swale | I-4 | 12458.6081 | 991720.9745 | 3 | 15% | 15% | 0 | 0
3 | 10 | 0.0016363 | 6 | 0 | 0 |  | 0 | 0 | 0 | 0 | 0 | 0 | 0 | 0 | 0 | 0 | 0.0016363 | 0 | 0 | 0 | 0 | 0 | 0 | 2495 | 9 | Swales | 0.05 | FDOT | E - I-4: linear retention swale | Existing Update | Existing-Update | Swale | I-4 | 12458.6081 | 991720.9745 | 6 | 15% | 15% | 0 | 0
53 | 4 | 21.1147 | 397 | 53 | 4 | IND | 14.2092 | 1.148 | 5078.608 | 410.432 | 0.376 | 0.28 | 5.338 | 0.321 | 1907.765 | 114.742 | 21.1147 | 0.948 | 0.097 | 20.0167 | 2.0481 | 0.067 | 0.084638 | 2495 | 9 | Swales | 0.05 | FDOT | E - I-4: linear retention swale | Existing Update | Existing-Update | Swale | I-4 | 12458.6081 | 991720.9745 | 397 | 15% | 15% | 3.0025 | 0.30722
53 | 10 | 0.002048 | 399 | 53 | 10 | RAN | 2.9929 | 0.114 | 49.172 | 1.865 | 0.404 | 0.302 | 1.209 | 0.034 | 19.87 | 0.563 | 0.002048 | 0.23 | 0.012 | 0.00047105 | 2.4576e-05 | 0.077 | 0.10398 | 2495 | 9 | Swales | 0.05 | FDOT | E - I-4: linear retention swale | Existing Update | Existing-Update | Swale | I-4 | 12458.6081 | 991720.9745 | 399 | 15% | 15% | 7.0657e-05 | 3.6864e-06
10 | 1 | 0.13499 | 10 | 10 | 1 | LDR | 4.5114 | 0.203 | 82.102 | 3.701 | 0.219 | 0.108 | 0.986 | 0.022 | 17.951 | 0.401 | 0.13499 | 0.471 | 0.011 | 0.063581 | 0.0014849 | 0.104 | 0.05464 | 2496 | 9 | Swales | 0.05 | FDOT | E - SR17-92 Exfiltration | Existing Update | Existing-Update | Swale Treatment | US-17-92 | 61172.8691 | 4577197.4778 | 10 | 15% | 15% | 0.0095372 | 0.00022274
10 | 3 | 0.0010347 | 12 | 10 | 3 | HDR | 20.4816 | 1.592 | 2308.35 | 179.368 | 0.218 | 0.11 | 4.463 | 0.176 | 503.021 | 19.791 | 0.0010347 | 2.131 | 0.089 | 0.0022049 | 9.2086e-05 | 0.104 | 0.055829 | 2496 | 9 | Swales | 0.05 | FDOT | E - SR17-92 Exfiltration | Existing Update | Existing-Update | Swale Treatment | US-17-92 | 61172.8691 | 4577197.4778 | 12 | 15% | 15% | 0.00033073 | 1.3813e-05
10 | 4 | 28.4926 | 13 | 10 | 4 | IND | 13.1528 | 1.186 | 6233.588 | 562.16 | 0.215 | 0.107 | 2.826 | 0.127 | 1339.375 | 60.359 | 28.4926 | 1.344 | 0.064 | 38.294 | 1.8235 | 0.102 | 0.054107 | 2496 | 9 | Swales | 0.05 | FDOT | E - SR17-92 Exfiltration | Existing Update | Existing-Update | Swale Treatment | US-17-92 | 61172.8691 | 4577197.4778 | 13 | 15% | 15% | 5.7441 | 0.27353
10 | 10 | 0.18747 | 16 | 10 | 10 | RAN | 3.9064 | 0.157 | 58.714 | 2.361 | 0.225 | 0.113 | 0.878 | 0.018 | 13.196 | 0.267 | 0.18747 | 0.422 | 0.009 | 0.079113 | 0.0016872 | 0.108 | 0.057142 | 2496 | 9 | Swales | 0.05 | FDOT | E - SR17-92 Exfiltration | Existing Update | Existing-Update | Swale Treatment | US-17-92 | 61172.8691 | 4577197.4778 | 16 | 15% | 15% | 0.011867 | 0.00025309
10 | 13 | 0.012325 | 19 | 10 | 13 | WET | 10.9043 | 0.715 | 2850.635 | 186.795 | 0.218 | 0.109 | 2.376 | 0.078 | 621.194 | 20.323 | 0.012325 | 1.134 | 0.039 | 0.013977 | 0.00048068 | 0.104 | 0.054868 | 2496 | 9 | Swales | 0.05 | FDOT | E - SR17-92 Exfiltration | Existing Update | Existing-Update | Swale Treatment | US-17-92 | 61172.8691 | 4577197.4778 | 19 | 15% | 15% | 0.0020965 | 7.2103e-05
12 | 4 | 5.8315 | 32 | 12 | 4 | IND | 14.5181 | 1.342 | 4977.165 | 460.2 | 0.187 | 0.143 | 2.714 | 0.191 | 930.547 | 65.617 | 5.8315 | 1.286 | 0.097 | 7.4993 | 0.56566 | 0.089 | 0.072122 | 2496 | 9 | Swales | 0.05 | FDOT | E - SR17-92 Exfiltration | Existing Update | Existing-Update | Swale Treatment | US-17-92 | 61172.8691 | 4577197.4778 | 32 | 15% | 15% | 1.1249 | 0.084849
13 | 4 | 14.5351 | 41 | 13 | 4 | IND | 26.0926 | 1.754 | 7076.808 | 475.796 | 0.518 | 0.323 | 13.52 | 0.566 | 3666.784 | 153.491 | 14.5351 | 6.43 | 0.285 | 93.4606 | 4.1425 | 0.246 | 0.16272 | 2496 | 9 | Swales | 0.05 | FDOT | E - SR17-92 Exfiltration | Existing Update | Existing-Update | Swale Treatment | US-17-92 | 61172.8691 | 4577197.4778 | 41 | 15% | 15% | 14.0191 | 0.62138
13 | 13 | 0.10869 | 46 | 13 | 13 | WET | 22.3406 | 1.095 | 1355.616 | 66.432 | 0.523 | 0.329 | 11.678 | 0.36 | 708.636 | 21.829 | 0.10869 | 5.575 | 0.182 | 0.60593 | 0.019781 | 0.25 | 0.16625 | 2496 | 9 | Swales | 0.05 | FDOT | E - SR17-92 Exfiltration | Existing Update | Existing-Update | Swale Treatment | US-17-92 | 61172.8691 | 4577197.4778 | 46 | 15% | 15% | 0.09089 | 0.0029672
15 | 3 | 0.065632 | 49 | 15 | 3 | HDR | 15.855 | 1.386 | 5622.889 | 491.639 | 0.471 | 0.496 | 7.465 | 0.687 | 2647.371 | 243.749 | 0.065632 | 7.465 | 0.687 | 0.48994 | 0.045089 | 0.471 | 0.49579 | 2496 | 9 | Swales | 0.05 | FDOT | E - SR17-92 Exfiltration | Existing Update | Existing-Update | Swale Treatment | US-17-92 | 61172.8691 | 4577197.4778 | 49 | 15% | 15% | 0.073491 | 0.0067634
15 | 4 | 1.138 | 50 | 15 | 4 | IND | 9.745 | 0.997 | 2826.058 | 289.213 | 0.468 | 0.494 | 4.565 | 0.492 | 1323.876 | 142.73 | 1.138 | 4.565 | 0.492 | 5.1949 | 0.55989 | 0.468 | 0.49351 | 2496 | 9 | Swales | 0.05 | FDOT | E - SR17-92 Exfiltration | Existing Update | Existing-Update | Swale Treatment | US-17-92 | 61172.8691 | 4577197.4778 | 50 | 15% | 15% | 0.77924 | 0.083983
21 | 4 | 8.0817 | 103 | 21 | 4 | IND | 10.5311 | 1.016 | 2225.298 | 214.731 | 0.569 | 0.516 | 5.997 | 0.524 | 1267.178 | 110.76 | 8.0817 | 5.358 | 0.477 | 43.3019 | 3.855 | 0.509 | 0.46982 | 2496 | 9 | Swales | 0.05 | FDOT | E - SR17-92 Exfiltration | Existing Update | Existing-Update | Swale Treatment | US-17-92 | 61172.8691 | 4577197.4778 | 103 | 15% | 15% | 6.4953 | 0.57825
23 | 4 | 21.4176 | 123 | 23 | 4 | IND | 10.0422 | 0.85 | 5417.453 | 458.426 | 0.893 | 0.909 | 8.963 | 0.773 | 4835.422 | 416.755 | 21.4176 | 8.963 | 0.773 | 191.9655 | 16.5558 | 0.893 | 0.9091 | 2496 | 9 | Swales | 0.05 | FDOT | E - SR17-92 Exfiltration | Existing Update | Existing-Update | Swale Treatment | US-17-92 | 61172.8691 | 4577197.4778 | 123 | 15% | 15% | 28.7948 | 2.4834
48 | 4 | 0.41186 | 359 | 48 | 4 | IND | 17.5641 | 1.47 | 2818.413 | 235.959 | 0.533 | 0.603 | 9.355 | 0.887 | 1501.072 | 142.35 | 0.41186 | 4.213 | 0.473 | 1.7352 | 0.19481 | 0.24 | 0.32137 | 2496 | 9 | Swales | 0.05 | FDOT | E - SR17-92 Exfiltration | Existing Update | Existing-Update | Swale Treatment | US-17-92 | 61172.8691 | 4577197.4778 | 359 | 15% | 15% | 0.26027 | 0.029221
50 | 3 | 0.25778 | 373 | 50 | 3 | HDR | 21.572 | 1.662 | 2240.996 | 172.652 | 0.394 | 0.43 | 8.501 | 0.715 | 883.12 | 74.316 | 0.25778 | 1.531 | 0.222 | 0.39466 | 0.057226 | 0.071 | 0.13346 | 2496 | 9 | Swales | 0.05 | FDOT | E - SR17-92 Exfiltration | Existing Update | Existing-Update | Swale Treatment | US-17-92 | 61172.8691 | 4577197.4778 | 373 | 15% | 15% | 0.059198 | 0.0085839
50 | 4 | 24.3749 | 374 | 50 | 4 | IND | 14.8186 | 1.314 | 2091.768 | 185.527 | 0.389 | 0.423 | 5.761 | 0.555 | 813.253 | 78.391 | 24.3749 | 1.015 | 0.162 | 24.7406 | 3.9487 | 0.069 | 0.12289 | 2496 | 9 | Swales | 0.05 | FDOT | E - SR17-92 Exfiltration | Existing Update | Existing-Update | Swale Treatment | US-17-92 | 61172.8691 | 4577197.4778 | 374 | 15% | 15% | 3.7111 | 0.59231
50 | 11 | 0.013869 | 377 | 50 | 11 | FOR | 1.5667 | 0.063 | 15.296 | 0.618 | 0.427 | 0.463 | 0.669 | 0.029 | 6.527 | 0.286 | 0.013869 | 0.138 | 0.012 | 0.0019139 | 0.00016643 | 0.088 | 0.18747 | 2496 | 9 | Swales | 0.05 | FDOT | E - SR17-92 Exfiltration | Existing Update | Existing-Update | Swale Treatment | US-17-92 | 61172.8691 | 4577197.4778 | 377 | 15% | 15% | 0.00028709 | 2.4964e-05
18 | 2 | 10.5128 | 79 | 18 | 2 | MDR | 6.3655 | 0.317 | 3149.375 | 157.071 | 0.582 | 0.527 | 3.702 | 0.167 | 1831.62 | 82.709 | 10.5128 | 3.314 | 0.152 | 34.8394 | 1.5979 | 0.521 | 0.47954 | 2497 | 9 | Swales | 0.05 | Lake Mary | Lake Mary: Existing Swale Treatment | Existing Update | Existing-Update | Digitized by Lake Mary 1/2009 |  | 2826.4227 | 463514.3704 | 79 | 15% | 15% | 5.2259 | 0.23969
24 | 2 | 0.12809 | 132 | 24 | 2 | MDR | 9.1244 | 0.747 | 4998.613 | 409.165 | 0.231 | 0.117 | 2.111 | 0.087 | 1156.347 | 47.73 | 0.12809 | 1.216 | 0.045 | 0.15575 | 0.0057639 | 0.133 | 0.060038 | 2497 | 9 | Swales | 0.05 | Lake Mary | Lake Mary: Existing Swale Treatment | Existing Update | Existing-Update | Digitized by Lake Mary 1/2009 |  | 2826.4227 | 463514.3704 | 132 | 15% | 15% | 0.023363 | 0.00086459
18 | 1 | 4.4414 | 78 | 18 | 1 | LDR | 3.1522 | 0.144 | 1003.387 | 45.864 | 0.584 | 0.53 | 1.84 | 0.076 | 585.797 | 24.293 | 4.4414 | 1.648 | 0.07 | 7.3194 | 0.3109 | 0.523 | 0.4827 | 2498 | 9 | Swales | 0.05 | Lake Mary | Lake Mary: Existing Swale Treatment | Existing Update | Existing-Update | Digitized by Lake Mary 1/2009 |  | 10268.9554 | 500280.7469 | 78 | 15% | 15% | 1.0979 | 0.046635
18 | 2 | 2.7451 | 79 | 18 | 2 | MDR | 6.3655 | 0.317 | 3149.375 | 157.071 | 0.582 | 0.527 | 3.702 | 0.167 | 1831.62 | 82.709 | 2.7451 | 3.314 | 0.152 | 9.0974 | 0.41726 | 0.521 | 0.47954 | 2498 | 9 | Swales | 0.05 | Lake Mary | Lake Mary: Existing Swale Treatment | Existing Update | Existing-Update | Digitized by Lake Mary 1/2009 |  | 10268.9554 | 500280.7469 | 79 | 15% | 15% | 1.3646 | 0.062589
18 | 11 | 0.081054 | 86 | 18 | 11 | FOR | 1.2162 | 0.046 | 93.332 | 3.532 | 0.602 | 0.553 | 0.732 | 0.025 | 56.155 | 1.953 | 0.081054 | 0.658 | 0.023 | 0.053334 | 0.0018642 | 0.541 | 0.50633 | 2498 | 9 | Swales | 0.05 | Lake Mary | Lake Mary: Existing Swale Treatment | Existing Update | Existing-Update | Digitized by Lake Mary 1/2009 |  | 10268.9554 | 500280.7469 | 86 | 15% | 15% | 0.008 | 0.00027964
18 | 13 | 1.4948 | 88 | 18 | 13 | WET | 6.3299 | 0.467 | 3029.459 | 223.738 | 0.591 | 0.549 | 3.74 | 0.256 | 1789.776 | 122.728 | 1.4948 | 3.357 | 0.235 | 5.018 | 0.35127 | 0.53 | 0.50183 | 2498 | 9 | Swales | 0.05 | Lake Mary | Lake Mary: Existing Swale Treatment | Existing Update | Existing-Update | Digitized by Lake Mary 1/2009 |  | 10268.9554 | 500280.7469 | 88 | 15% | 15% | 0.75269 | 0.052691
20 | 2 | 1.1505 | 90 | 20 | 2 | MDR | 6.2353 | 0.295 | 1827.302 | 86.532 | 0.261 | 0.306 | 1.626 | 0.09 | 476.632 | 26.453 | 1.1505 | 1.457 | 0.082 | 1.6763 | 0.094344 | 0.234 | 0.27918 | 2498 | 9 | Swales | 0.05 | Lake Mary | Lake Mary: Existing Swale Treatment | Existing Update | Existing-Update | Digitized by Lake Mary 1/2009 |  | 10268.9554 | 500280.7469 | 90 | 15% | 15% | 0.25145 | 0.014152
20 | 10 | 1.0939 | 96 | 20 | 10 | RAN | 2.3315 | 0.088 | 32.89 | 1.245 | 0.277 | 0.342 | 0.646 | 0.03 | 9.117 | 0.426 | 1.0939 | 0.581 | 0.028 | 0.63555 | 0.030629 | 0.249 | 0.31337 | 2498 | 9 | Swales | 0.05 | Lake Mary | Lake Mary: Existing Swale Treatment | Existing Update | Existing-Update | Digitized by Lake Mary 1/2009 |  | 10268.9554 | 500280.7469 | 96 | 15% | 15% | 0.095332 | 0.0045943
20 | 13 | 0.47812 | 99 | 20 | 13 | WET | 4.0215 | 0.221 | 1471.384 | 80.96 | 0.274 | 0.404 | 1.102 | 0.089 | 403.085 | 32.694 | 0.47812 | 0.992 | 0.082 | 0.47429 | 0.039206 | 0.247 | 0.3713 | 2498 | 9 | Swales | 0.05 | Lake Mary | Lake Mary: Existing Swale Treatment | Existing Update | Existing-Update | Digitized by Lake Mary 1/2009 |  | 10268.9554 | 500280.7469 | 99 | 15% | 15% | 0.071144 | 0.0058808
18 | 1 | 1.9366 | 78 | 18 | 1 | LDR | 3.1522 | 0.144 | 1003.387 | 45.864 | 0.584 | 0.53 | 1.84 | 0.076 | 585.797 | 24.293 | 1.9366 | 1.648 | 0.07 | 3.1915 | 0.13556 | 0.523 | 0.4827 | 2499 | 9 | Swales | 0.05 | Lake Mary | Lake Mary: Existing Swale Treatment | Existing Update | Existing-Update | Digitized by Lake Mary 1/2009 |  | 2364.4809 | 326788.1795 | 78 | 15% | 15% | 0.47873 | 0.020334
18 | 3 | 0.35355 | 80 | 18 | 3 | HDR | 14.5839 | 1.158 | 2978.273 | 236.441 | 0.582 | 0.53 | 8.481 | 0.614 | 1731.992 | 125.426 | 0.35355 | 7.592 | 0.56 | 2.6841 | 0.19799 | 0.521 | 0.4834 | 2499 | 9 | Swales | 0.05 | Lake Mary | Lake Mary: Existing Swale Treatment | Existing Update | Existing-Update | Digitized by Lake Mary 1/2009 |  | 2364.4809 | 326788.1795 | 80 | 15% | 15% | 0.40262 | 0.029698
18 | 10 | 5.2119 | 85 | 18 | 10 | RAN | 2.2483 | 0.088 | 18.342 | 0.719 | 0.599 | 0.547 | 1.347 | 0.048 | 10.99 | 0.393 | 5.2119 | 1.211 | 0.044 | 6.3116 | 0.22932 | 0.539 | 0.50025 | 2499 | 9 | Swales | 0.05 | Lake Mary | Lake Mary: Existing Swale Treatment | Existing Update | Existing-Update | Digitized by Lake Mary 1/2009 |  | 2364.4809 | 326788.1795 | 85 | 15% | 15% | 0.94674 | 0.034399
12 | 2 | 2.2782 | 30 | 12 | 2 | MDR | 9.8043 | 0.478 | 3299.018 | 160.951 | 0.191 | 0.144 | 1.876 | 0.069 | 631.242 | 23.116 | 2.2782 | 0.895 | 0.035 | 2.039 | 0.079736 | 0.091 | 0.072588 | 2500 | 9 | Swales | 0.05 | Longwood | L05 - South Grant Drainage | Project |  | Area and treatmetn type estimated by PBSJ 2/17/09 from 5' contours | South Grant St. | 2695.8403 | 126310.3527 | 30 | 15% | 15% | 0.30584 | 0.01196
12 | 4 | 0.62153 | 32 | 12 | 4 | IND | 14.5181 | 1.342 | 4977.165 | 460.2 | 0.187 | 0.143 | 2.714 | 0.191 | 930.547 | 65.617 | 0.62153 | 1.286 | 0.097 | 0.79929 | 0.060288 | 0.089 | 0.072122 | 2500 | 9 | Swales | 0.05 | Longwood | L05 - South Grant Drainage | Project |  | Area and treatmetn type estimated by PBSJ 2/17/09 from 5' contours | South Grant St. | 2695.8403 | 126310.3527 | 32 | 15% | 15% | 0.11989 | 0.0090432
21 | 2 | 15.677 | 101 | 21 | 2 | MDR | 6.6729 | 0.344 | 2377.176 | 122.649 | 0.581 | 0.521 | 3.875 | 0.179 | 1380.281 | 63.876 | 15.677 | 3.469 | 0.163 | 54.3835 | 2.5554 | 0.52 | 0.47481 | 2501 | 9 | Swales | 0.05 | Longwood | L06 - North Grant Drainage | Project |  | Area and treatmetn type estimated by PBSJ 2/17/09 from 5' contours | North Grant St. | 3365.3966 | 682887.4518 | 101 | 15% | 15% | 8.1575 | 0.3833
44 | 1 | 2.5712 | 317 | 44 | 1 | LDR | 8.5464 | 0.409 | 1023.92 | 49.032 | 0.331 | 0.199 | 2.827 | 0.081 | 338.68 | 9.763 | 2.5712 | 1.581 | 0.039 | 4.065 | 0.10027 | 0.185 | 0.094978 | 2502 | 9 | Swales | 0.05 | Orange County | Orange County Existing Swale Treatment | Existing Update | Existing-Update | Digitized by Orange County 1/2009 |  | 12204.1208 | 378608.5867 | 317 | 15% | 15% | 0.60975 | 0.015041
44 | 2 | 5.3553 | 318 | 44 | 2 | MDR | 15.6987 | 0.788 | 13549.489 | 680.352 | 0.33 | 0.198 | 5.183 | 0.156 | 4473.784 | 134.856 | 5.3553 | 2.897 | 0.074 | 15.5143 | 0.39629 | 0.185 | 0.094305 | 2502 | 9 | Swales | 0.05 | Orange County | Orange County Existing Swale Treatment | Existing Update | Existing-Update | Digitized by Orange County 1/2009 |  | 12204.1208 | 378608.5867 | 318 | 15% | 15% | 2.3271 | 0.059444
44 | 3 | 0.16775 | 319 | 44 | 3 | HDR | 33.4997 | 2.57 | 5148.195 | 394.954 | 0.33 | 0.202 | 11.051 | 0.519 | 1698.308 | 79.773 | 0.16775 | 6.172 | 0.247 | 1.0354 | 0.041435 | 0.184 | 0.096194 | 2502 | 9 | Swales | 0.05 | Orange County | Orange County Existing Swale Treatment | Existing Update | Existing-Update | Digitized by Orange County 1/2009 |  | 12204.1208 | 378608.5867 | 319 | 15% | 15% | 0.1553 | 0.0062152
44 | 4 | 0.072854 | 320 | 44 | 4 | IND | 19.3728 | 1.729 | 6451.954 | 575.835 | 0.327 | 0.198 | 6.341 | 0.343 | 2111.931 | 114.125 | 0.072854 | 3.531 | 0.162 | 0.25725 | 0.011802 | 0.182 | 0.093784 | 2502 | 9 | Swales | 0.05 | Orange County | Orange County Existing Swale Treatment | Existing Update | Existing-Update | Digitized by Orange County 1/2009 |  | 12204.1208 | 378608.5867 | 320 | 15% | 15% | 0.038587 | 0.0017703
44 | 10 | 0.52465 | 324 | 44 | 10 | RAN | 6.9677 | 0.298 | 139.527 | 5.958 | 0.337 | 0.206 | 2.345 | 0.061 | 46.965 | 1.226 | 0.52465 | 1.317 | 0.029 | 0.69096 | 0.015215 | 0.189 | 0.09908 | 2502 | 9 | Swales | 0.05 | Orange County | Orange County Existing Swale Treatment | Existing Update | Existing-Update | Digitized by Orange County 1/2009 |  | 12204.1208 | 378608.5867 | 324 | 15% | 15% | 0.10364 | 0.0022822
44 | 2 | 0.0098828 | 318 | 44 | 2 | MDR | 15.6987 | 0.788 | 13549.489 | 680.352 | 0.33 | 0.198 | 5.183 | 0.156 | 4473.784 | 134.856 | 0.0098828 | 2.897 | 0.074 | 0.028631 | 0.00073133 | 0.185 | 0.094305 | 2503 | 9 | Swales | 0.05 | Orange County | Orange County Existing Swale Treatment | Existing Update | Existing-Update | Digitized by Orange County 1/2009 |  | 327.1966 | 430.4937 | 318 | 15% | 15% | 0.0042946 | 0.0001097
10 | 4 | 0.045686 | 13 | 10 | 4 | IND | 13.1528 | 1.186 | 6233.588 | 562.16 | 0.215 | 0.107 | 2.826 | 0.127 | 1339.375 | 60.359 | 0.045686 | 1.344 | 0.064 | 0.061402 | 0.0029239 | 0.102 | 0.054107 | 2483 | 9 | Swales | 0.05 | Casselberry | Fountain/Aeration and Revegetation for Grassy Lake | Project | Project | Installation of an aeration system to satisfy the high BOD loading to this waterbody but constructed as a decorative fountain. The project would also include shoreline revegetation for both aesthetics and nutrient removal with environmental swale constru | 17 | 1382.7599 | 39000.3781 | 13 | 15% | 15% | 0.0092103 | 0.00043859
10 | 13 | 0.84964 | 19 | 10 | 13 | WET | 10.9043 | 0.715 | 2850.635 | 186.795 | 0.218 | 0.109 | 2.376 | 0.078 | 621.194 | 20.323 | 0.84964 | 1.134 | 0.039 | 0.9635 | 0.033136 | 0.104 | 0.054868 | 2483 | 9 | Swales | 0.05 | Casselberry | Fountain/Aeration and Revegetation for Grassy Lake | Project | Project | Installation of an aeration system to satisfy the high BOD loading to this waterbody but constructed as a decorative fountain. The project would also include shoreline revegetation for both aesthetics and nutrient removal with environmental swale constru | 17 | 1382.7599 | 39000.3781 | 19 | 15% | 15% | 0.14452 | 0.0049704
10 | 1 | 0.21732 | 10 | 10 | 1 | LDR | 4.5114 | 0.203 | 82.102 | 3.701 | 0.219 | 0.108 | 0.986 | 0.022 | 17.951 | 0.401 | 0.21732 | 0.471 | 0.011 | 0.10236 | 0.0023905 | 0.104 | 0.05464 | 2484 | 9 | Swales | 0.05 | Casselberry | Lake Concord Stormwater Park/ Anniversary Park - Swale, Wetland Revegetation, & Boardwalk | Project | Project | Swale and Lakeshore Revegetation with Educational Boardwalk - Portion of Redevelopment and Retrofit of City-owned property into an educational stormwater Park including installation of 2 baffle boxes and an exfiltration trench, and other BMPs (1) | 1D | 1441.8737 | 76241.0072 | 10 | 15% | 15% | 0.015354 | 0.00035858
10 | 4 | 1.5329 | 13 | 10 | 4 | IND | 13.1528 | 1.186 | 6233.588 | 562.16 | 0.215 | 0.107 | 2.826 | 0.127 | 1339.375 | 60.359 | 1.5329 | 1.344 | 0.064 | 2.0603 | 0.098108 | 0.102 | 0.054107 | 2484 | 9 | Swales | 0.05 | Casselberry | Lake Concord Stormwater Park/ Anniversary Park - Swale, Wetland Revegetation, & Boardwalk | Project | Project | Swale and Lakeshore Revegetation with Educational Boardwalk - Portion of Redevelopment and Retrofit of City-owned property into an educational stormwater Park including installation of 2 baffle boxes and an exfiltration trench, and other BMPs (1) | 1D | 1441.8737 | 76241.0072 | 13 | 15% | 15% | 0.30904 | 0.014716
10 | 3 | 0.25677 | 12 | 10 | 3 | HDR | 20.4816 | 1.592 | 2308.35 | 179.368 | 0.218 | 0.11 | 4.463 | 0.176 | 503.021 | 19.791 | 0.25677 | 2.131 | 0.089 | 0.54719 | 0.022853 | 0.104 | 0.055829 | 2487 | 9 | Swales | 0.05 | Casselberry | Oxford Square - retention - swales | Existing | Existing | Identified by Casselberry Staff 2/12/09 | AH | 3834.9604 | 885973.3525 | 12 | 15% | 15% | 0.082078 | 0.0034279
10 | 4 | 20.0825 | 13 | 10 | 4 | IND | 13.1528 | 1.186 | 6233.588 | 562.16 | 0.215 | 0.107 | 2.826 | 0.127 | 1339.375 | 60.359 | 20.0825 | 1.344 | 0.064 | 26.9908 | 1.2853 | 0.102 | 0.054107 | 2487 | 9 | Swales | 0.05 | Casselberry | Oxford Square - retention - swales | Existing | Existing | Identified by Casselberry Staff 2/12/09 | AH | 3834.9604 | 885973.3525 | 13 | 15% | 15% | 4.0486 | 0.19279
10 | 2 | 0.16538 | 11 | 10 | 2 | MDR | 8.9213 | 0.434 | 10274.538 | 499.47 | 0.218 | 0.108 | 1.945 | 0.047 | 2239.911 | 53.782 | 0.16538 | 0.929 | 0.024 | 0.15364 | 0.0039692 | 0.104 | 0.054197 | 2488 | 9 | Swales | 0.05 | Casselberry | Secret Lake Shoreline Revegetation | Project | Project | Remove existing nuisance vegetation from the east and southwest shores of Secret Lake and replace with beneficial species; install 2 reverse berms and swales | S1 | 888.541 | 25980.3393 | 11 | 15% | 15% | 0.023046 | 0.00059539
10 | 6 | 0.35695 | 14 | 10 | 6 | OPE | 4.3929 | 0.187 | 159.987 | 6.814 | 0.221 | 0.111 | 0.972 | 0.021 | 35.403 | 0.756 | 0.35695 | 0.466 | 0.01 | 0.16634 | 0.0035695 | 0.106 | 0.056015 | 2488 | 9 | Swales | 0.05 | Casselberry | Secret Lake Shoreline Revegetation | Project | Project | Remove existing nuisance vegetation from the east and southwest shores of Secret Lake and replace with beneficial species; install 2 reverse berms and swales | S1 | 888.541 | 25980.3393 | 14 | 15% | 15% | 0.024951 | 0.00053542
10 | 12 | 0.074097 | 18 | 10 | 12 | WAT | 0.23667 | 0.006 | 74.59 | 1.829 | 0.243 | 0.126 | 0.057 | 0.001 | 18.111 | 0.231 | 0.074097 | 0.028 | 0 | 0.0020747 | 0 | 0.119 | 0.064699 | 2488 | 9 | Swales | 0.05 | Casselberry | Secret Lake Shoreline Revegetation | Project | Project | Remove existing nuisance vegetation from the east and southwest shores of Secret Lake and replace with beneficial species; install 2 reverse berms and swales | S1 | 888.541 | 25980.3393 | 18 | 15% | 15% | 0.00031121 | 0
10 | 6 | 1.4389 | 14 | 10 | 6 | OPE | 4.3929 | 0.187 | 159.987 | 6.814 | 0.221 | 0.111 | 0.972 | 0.021 | 35.403 | 0.756 | 1.4389 | 0.466 | 0.01 | 0.67051 | 0.014389 | 0.106 | 0.056015 | 2489 | 9 | Swales | 0.05 | Casselberry | Secret Lake Shoreline Revegetation | Project | Project | Remove existing nuisance vegetation from the east and southwest shores of Secret Lake and replace with beneficial species; install 2 reverse berms and swales | S1 | 1751.1309 | 136963.0081 | 14 | 15% | 15% | 0.10058 | 0.0021583
10 | 12 | 0.0066063 | 18 | 10 | 12 | WAT | 0.23667 | 0.006 | 74.59 | 1.829 | 0.243 | 0.126 | 0.057 | 0.001 | 18.111 | 0.231 | 0.0066063 | 0.028 | 0 | 0.00018498 | 0 | 0.119 | 0.064699 | 2489 | 9 | Swales | 0.05 | Casselberry | Secret Lake Shoreline Revegetation | Project | Project | Remove existing nuisance vegetation from the east and southwest shores of Secret Lake and replace with beneficial species; install 2 reverse berms and swales | S1 | 1751.1309 | 136963.0081 | 18 | 15% | 15% | 2.7747e-05 | 0
10 | 13 | 0.22691 | 19 | 10 | 13 | WET | 10.9043 | 0.715 | 2850.635 | 186.795 | 0.218 | 0.109 | 2.376 | 0.078 | 621.194 | 20.323 | 0.22691 | 1.134 | 0.039 | 0.25731 | 0.0088493 | 0.104 | 0.054868 | 2489 | 9 | Swales | 0.05 | Casselberry | Secret Lake Shoreline Revegetation | Project | Project | Remove existing nuisance vegetation from the east and southwest shores of Secret Lake and replace with beneficial species; install 2 reverse berms and swales | S1 | 1751.1309 | 136963.0081 | 19 | 15% | 15% | 0.038597 | 0.0013274
13 | 6 | 1.3295 | 42 | 13 | 6 | OPE | 9.1533 | 0.278 | 52.974 | 1.609 | 0.533 | 0.336 | 4.876 | 0.093 | 28.22 | 0.54 | 1.3295 | 2.345 | 0.047 | 3.1178 | 0.062489 | 0.256 | 0.17015 | 2489 | 9 | Swales | 0.05 | Casselberry | Secret Lake Shoreline Revegetation | Project | Project | Remove existing nuisance vegetation from the east and southwest shores of Secret Lake and replace with beneficial species; install 2 reverse berms and swales | S1 | 1751.1309 | 136963.0081 | 42 | 15% | 15% | 0.46767 | 0.0093733
13 | 13 | 0.14232 | 46 | 13 | 13 | WET | 22.3406 | 1.095 | 1355.616 | 66.432 | 0.523 | 0.329 | 11.678 | 0.36 | 708.636 | 21.829 | 0.14232 | 5.575 | 0.182 | 0.79346 | 0.025903 | 0.25 | 0.16625 | 2489 | 9 | Swales | 0.05 | Casselberry | Secret Lake Shoreline Revegetation | Project | Project | Remove existing nuisance vegetation from the east and southwest shores of Secret Lake and replace with beneficial species; install 2 reverse berms and swales | S1 | 1751.1309 | 136963.0081 | 46 | 15% | 15% | 0.11902 | 0.0038855
13 | 4 | 0.013402 | 41 | 13 | 4 | IND | 26.0926 | 1.754 | 7076.808 | 475.796 | 0.518 | 0.323 | 13.52 | 0.566 | 3666.784 | 153.491 | 0.013402 | 6.43 | 0.285 | 0.086178 | 0.0038197 | 0.246 | 0.16272 | 2496 | 9 | Swales | 0.05 | FDOT | E - SR17-92 Exfiltration | Existing Update | Existing-Update | Swale Treatment | US-17-92 | 61172.8691 | 4577197.4778 | 41 | 15% | 15% | 0.012927 | 0.00057295
44 | 2 | 0.009737 | 318 | 44 | 2 | MDR | 15.6987 | 0.788 | 13549.489 | 680.352 | 0.33 | 0.198 | 5.183 | 0.156 | 4473.784 | 134.856 | 0.009737 | 2.897 | 0.074 | 0.028208 | 0.00072054 | 0.185 | 0.094305 | 2504 | 11 | Wet Detention Pond (S) | 0.6 |  |  | TMDL | TMDL |  |  | 262.2071 | 923.3948 | 318 | 30% | 55% | 0.0084624 | 0.00039629
44 | 4 | 0.011461 | 320 | 44 | 4 | IND | 19.3728 | 1.729 | 6451.954 | 575.835 | 0.327 | 0.198 | 6.341 | 0.343 | 2111.931 | 114.125 | 0.011461 | 3.531 | 0.162 | 0.04047 | 0.0018567 | 0.182 | 0.093784 | 2504 | 11 | Wet Detention Pond (S) | 0.6 |  |  | TMDL | TMDL |  |  | 262.2071 | 923.3948 | 320 | 30% | 55% | 0.012141 | 0.0010212
44 | 2 | 0.19634 | 318 | 44 | 2 | MDR | 15.6987 | 0.788 | 13549.489 | 680.352 | 0.33 | 0.198 | 5.183 | 0.156 | 4473.784 | 134.856 | 0.19634 | 2.897 | 0.074 | 0.56879 | 0.014529 | 0.185 | 0.094305 | 2505 | 11 | Wet Detention Pond (S) | 0.6 |  |  | TMDL | TMDL |  |  | 908.8925 | 9002.1804 | 318 | 30% | 55% | 0.17064 | 0.0079909
44 | 4 | 0.01033 | 320 | 44 | 4 | IND | 19.3728 | 1.729 | 6451.954 | 575.835 | 0.327 | 0.198 | 6.341 | 0.343 | 2111.931 | 114.125 | 0.01033 | 3.531 | 0.162 | 0.036477 | 0.0016735 | 0.182 | 0.093784 | 2505 | 11 | Wet Detention Pond (S) | 0.6 |  |  | TMDL | TMDL |  |  | 908.8925 | 9002.1804 | 320 | 30% | 55% | 0.010943 | 0.00092044
44 | 2 | 0.01372 | 318 | 44 | 2 | MDR | 15.6987 | 0.788 | 13549.489 | 680.352 | 0.33 | 0.198 | 5.183 | 0.156 | 4473.784 | 134.856 | 0.01372 | 2.897 | 0.074 | 0.039748 | 0.0010153 | 0.185 | 0.094305 | 2506 | 11 | Wet Detention Pond (S) | 0.6 |  |  | TMDL | TMDL |  |  | 2108.8032 | 146174.9793 | 318 | 30% | 55% | 0.011924 | 0.00055842
42 | 2 | 0.1849 | 295 | 42 | 2 | MDR | 14.1386 | 0.658 | 3286.319 | 152.848 | 0.659 | 0.565 | 9.311 | 0.371 | 2164.239 | 86.325 | 0.1849 | 7.849 | 0.304 | 1.4513 | 0.056211 | 0.555 | 0.46163 | 2507 | 11 | Wet Detention Pond (S) | 0.6 |  |  | TMDL | TMDL |  |  | 4148.2973 | 29206.8449 | 295 | 30% | 55% | 0.43539 | 0.030916
42 | 4 | 0.0093192 | 297 | 42 | 4 | IND | 17.4519 | 1.441 | 795.723 | 65.708 | 0.657 | 0.561 | 11.46 | 0.809 | 522.54 | 36.866 | 0.0093192 | 9.646 | 0.661 | 0.089893 | 0.00616 | 0.553 | 0.45849 | 2507 | 11 | Wet Detention Pond (S) | 0.6 |  |  | TMDL | TMDL |  |  | 4148.2973 | 29206.8449 | 297 | 30% | 55% | 0.026968 | 0.003388
42 | 7 | 0.038002 | 299 | 42 | 7 | PAS | 15.1363 | 0.73 | 582.655 | 28.103 | 0.66 | 0.572 | 9.996 | 0.418 | 384.802 | 16.081 | 0.038002 | 8.438 | 0.342 | 0.32066 | 0.012997 | 0.557 | 0.46848 | 2507 | 11 | Wet Detention Pond (S) | 0.6 |  |  | TMDL | TMDL |  |  | 4148.2973 | 29206.8449 | 299 | 30% | 55% | 0.096197 | 0.0071481
42 | 9 | 0.12309 | 300 | 42 | 9 | AGT | 12.4627 | 0.564 | 70.793 | 3.203 | 0.662 | 0.575 | 8.247 | 0.325 | 46.844 | 1.843 | 0.12309 | 6.967 | 0.266 | 0.85758 | 0.032743 | 0.559 | 0.47143 | 2507 | 11 | Wet Detention Pond (S) | 0.6 |  |  | TMDL | TMDL |  |  | 4148.2973 | 29206.8449 | 300 | 30% | 55% | 0.25728 | 0.018008
44 | 2 | 0.091087 | 318 | 44 | 2 | MDR | 15.6987 | 0.788 | 13549.489 | 680.352 | 0.33 | 0.198 | 5.183 | 0.156 | 4473.784 | 134.856 | 0.091087 | 2.897 | 0.074 | 0.26388 | 0.0067405 | 0.185 | 0.094305 | 2507 | 11 | Wet Detention Pond (S) | 0.6 |  |  | TMDL | TMDL |  |  | 4148.2973 | 29206.8449 | 318 | 30% | 55% | 0.079164 | 0.0037073
44 | 4 | 0.22409 | 320 | 44 | 4 | IND | 19.3728 | 1.729 | 6451.954 | 575.835 | 0.327 | 0.198 | 6.341 | 0.343 | 2111.931 | 114.125 | 0.22409 | 3.531 | 0.162 | 0.79127 | 0.036303 | 0.182 | 0.093784 | 2507 | 11 | Wet Detention Pond (S) | 0.6 |  |  | TMDL | TMDL |  |  | 4148.2973 | 29206.8449 | 320 | 30% | 55% | 0.23738 | 0.019967
44 | 2 | 0.0012606 | 318 | 44 | 2 | MDR | 15.6987 | 0.788 | 13549.489 | 680.352 | 0.33 | 0.198 | 5.183 | 0.156 | 4473.784 | 134.856 | 0.0012606 | 2.897 | 0.074 | 0.0036519 | 9.3283e-05 | 0.185 | 0.094305 | 2508 | 11 | Wet Detention Pond (S) | 0.6 |  |  | TMDL | TMDL |  |  | 53.9584 | 54.9109 | 318 | 30% | 55% | 0.0010956 | 5.1306e-05
42 | 2 | 0.27069 | 295 | 42 | 2 | MDR | 14.1386 | 0.658 | 3286.319 | 152.848 | 0.659 | 0.565 | 9.311 | 0.371 | 2164.239 | 86.325 | 0.27069 | 7.849 | 0.304 | 2.1246 | 0.082289 | 0.555 | 0.46163 | 2509 | 11 | Wet Detention Pond (S) | 0.6 |  |  | TMDL | TMDL |  |  | 4917.2365 | 478418.0213 | 295 | 30% | 55% | 0.63739 | 0.045259
42 | 12 | 0.0897 | 303 | 42 | 12 | WAT | 1.3297 | 0.05 | 190.882 | 7.167 | 0.666 | 0.595 | 0.885 | 0.03 | 127.045 | 4.267 | 0.0897 | 0.75 | 0.024 | 0.067275 | 0.0021528 | 0.564 | 0.48916 | 2509 | 11 | Wet Detention Pond (S) | 0.6 |  |  | TMDL | TMDL |  |  | 4917.2365 | 478418.0213 | 303 | 30% | 55% | 0.020182 | 0.001184
42 | 13 | 0.001174 | 304 | 42 | 13 | WET | 1.3315 | 0.05 | 149.313 | 5.607 | 0.666 | 0.595 | 0.886 | 0.03 | 99.382 | 3.339 | 0.001174 | 0.751 | 0.024 | 0.00088164 | 2.8175e-05 | 0.564 | 0.48921 | 2509 | 11 | Wet Detention Pond (S) | 0.6 |  |  | TMDL | TMDL |  |  | 4917.2365 | 478418.0213 | 304 | 30% | 55% | 0.00026449 | 1.5496e-05
44 | 2 | 0.53532 | 318 | 44 | 2 | MDR | 15.6987 | 0.788 | 13549.489 | 680.352 | 0.33 | 0.198 | 5.183 | 0.156 | 4473.784 | 134.856 | 0.53532 | 2.897 | 0.074 | 1.5508 | 0.039613 | 0.185 | 0.094305 | 2509 | 11 | Wet Detention Pond (S) | 0.6 |  |  | TMDL | TMDL |  |  | 4917.2365 | 478418.0213 | 318 | 30% | 55% | 0.46524 | 0.021787
44 | 12 | 9.3025 | 326 | 44 | 12 | WAT | 1.4724 | 0.06 | 593.132 | 23.988 | 0.34 | 0.213 | 0.5 | 0.013 | 201.564 | 5.118 | 9.3025 | 0.284 | 0.006 | 2.6419 | 0.055815 | 0.193 | 0.10639 | 2509 | 11 | Wet Detention Pond (S) | 0.6 |  |  | TMDL | TMDL |  |  | 4917.2365 | 478418.0213 | 326 | 30% | 55% | 0.79258 | 0.030698
44 | 13 | 0.7836 | 327 | 44 | 13 | WET | 1.4743 | 0.06 | 265.45 | 10.738 | 0.34 | 0.213 | 0.501 | 0.013 | 90.226 | 2.292 | 0.7836 | 0.284 | 0.006 | 0.22254 | 0.0047016 | 0.193 | 0.10643 | 2509 | 11 | Wet Detention Pond (S) | 0.6 |  |  | TMDL | TMDL |  |  | 4917.2365 | 478418.0213 | 327 | 30% | 55% | 0.066763 | 0.0025859
42 | 2 | 0.00012495 | 295 | 42 | 2 | MDR | 14.1386 | 0.658 | 3286.319 | 152.848 | 0.659 | 0.565 | 9.311 | 0.371 | 2164.239 | 86.325 | 0.00012495 | 7.849 | 0.304 | 0.00098076 | 3.7986e-05 | 0.555 | 0.46163 | 2510 | 11 | Wet Detention Pond (S) | 0.6 |  |  | TMDL | TMDL |  |  | 11.1584 | 5.443 | 295 | 30% | 55% | 0.00029423 | 2.0892e-05
42 | 2 | 0.033183 | 295 | 42 | 2 | MDR | 14.1386 | 0.658 | 3286.319 | 152.848 | 0.659 | 0.565 | 9.311 | 0.371 | 2164.239 | 86.325 | 0.033183 | 7.849 | 0.304 | 0.26046 | 0.010088 | 0.555 | 0.46163 | 2511 | 11 | Wet Detention Pond (S) | 0.6 |  |  | TMDL | TMDL |  |  | 704.2203 | 1445.4625 | 295 | 30% | 55% | 0.078137 | 0.0055483
42 | 2 | 0.00094108 | 295 | 42 | 2 | MDR | 14.1386 | 0.658 | 3286.319 | 152.848 | 0.659 | 0.565 | 9.311 | 0.371 | 2164.239 | 86.325 | 0.00094108 | 7.849 | 0.304 | 0.0073865 | 0.00028609 | 0.555 | 0.46163 | 2512 | 11 | Wet Detention Pond (S) | 0.6 |  |  | TMDL | TMDL |  |  | 11923.1875 | 3262042.2622 | 295 | 30% | 55% | 0.002216 | 0.00015735
42 | 3 | 0.092885 | 296 | 42 | 3 | HDR | 30.1675 | 2.14 | 3938.018 | 279.373 | 0.658 | 0.566 | 19.86 | 1.21 | 2592.499 | 158.012 | 0.092885 | 16.738 | 0.991 | 1.5547 | 0.092049 | 0.555 | 0.46292 | 2512 | 11 | Wet Detention Pond (S) | 0.6 |  |  | TMDL | TMDL |  |  | 11923.1875 | 3262042.2622 | 296 | 30% | 55% | 0.46641 | 0.050627
44 | 1 | 0.46644 | 317 | 44 | 1 | LDR | 8.5464 | 0.409 | 1023.92 | 49.032 | 0.331 | 0.199 | 2.827 | 0.081 | 338.68 | 9.763 | 0.46644 | 1.581 | 0.039 | 0.73745 | 0.018191 | 0.185 | 0.094978 | 2512 | 11 | Wet Detention Pond (S) | 0.6 |  |  | TMDL | TMDL |  |  | 11923.1875 | 3262042.2622 | 317 | 30% | 55% | 0.22123 | 0.010005
44 | 2 | 27.6845 | 318 | 44 | 2 | MDR | 15.6987 | 0.788 | 13549.489 | 680.352 | 0.33 | 0.198 | 5.183 | 0.156 | 4473.784 | 134.856 | 27.6845 | 2.897 | 0.074 | 80.202 | 2.0487 | 0.185 | 0.094305 | 2512 | 11 | Wet Detention Pond (S) | 0.6 |  |  | TMDL | TMDL |  |  | 11923.1875 | 3262042.2622 | 318 | 30% | 55% | 24.0606 | 1.1268
44 | 3 | 27.0075 | 319 | 44 | 3 | HDR | 33.4997 | 2.57 | 5148.195 | 394.954 | 0.33 | 0.202 | 11.051 | 0.519 | 1698.308 | 79.773 | 27.0075 | 6.172 | 0.247 | 166.6902 | 6.6708 | 0.184 | 0.096194 | 2512 | 11 | Wet Detention Pond (S) | 0.6 |  |  | TMDL | TMDL |  |  | 11923.1875 | 3262042.2622 | 319 | 30% | 55% | 50.0071 | 3.669
44 | 4 | 0.26326 | 320 | 44 | 4 | IND | 19.3728 | 1.729 | 6451.954 | 575.835 | 0.327 | 0.198 | 6.341 | 0.343 | 2111.931 | 114.125 | 0.26326 | 3.531 | 0.162 | 0.92957 | 0.042648 | 0.182 | 0.093784 | 2512 | 11 | Wet Detention Pond (S) | 0.6 |  |  | TMDL | TMDL |  |  | 11923.1875 | 3262042.2622 | 320 | 30% | 55% | 0.27887 | 0.023456
44 | 7 | 3.6001 | 322 | 44 | 7 | PAS | 16.8027 | 0.877 | 210.582 | 10.989 | 0.335 | 0.205 | 5.623 | 0.179 | 70.466 | 2.249 | 3.6001 | 3.152 | 0.086 | 11.3476 | 0.30961 | 0.188 | 0.098251 | 2512 | 11 | Wet Detention Pond (S) | 0.6 |  |  | TMDL | TMDL |  |  | 11923.1875 | 3262042.2622 | 322 | 30% | 55% | 3.4043 | 0.17029
44 | 9 | 0.0021938 | 323 | 44 | 9 | AGT | 13.821 | 0.677 | 194.236 | 9.516 | 0.337 | 0.207 | 4.664 | 0.14 | 65.54 | 1.966 | 0.0021938 | 2.621 | 0.067 | 0.0057499 | 0.00014698 | 0.19 | 0.099636 | 2512 | 11 | Wet Detention Pond (S) | 0.6 |  |  | TMDL | TMDL |  |  | 11923.1875 | 3262042.2622 | 323 | 30% | 55% | 0.001725 | 8.084e-05
44 | 12 | 11.3726 | 326 | 44 | 12 | WAT | 1.4724 | 0.06 | 593.132 | 23.988 | 0.34 | 0.213 | 0.5 | 0.013 | 201.564 | 5.118 | 11.3726 | 0.284 | 0.006 | 3.2298 | 0.068236 | 0.193 | 0.10639 | 2512 | 11 | Wet Detention Pond (S) | 0.6 |  |  | TMDL | TMDL |  |  | 11923.1875 | 3262042.2622 | 326 | 30% | 55% | 0.96895 | 0.03753
44 | 13 | 4.396 | 327 | 44 | 13 | WET | 1.4743 | 0.06 | 265.45 | 10.738 | 0.34 | 0.213 | 0.501 | 0.013 | 90.226 | 2.292 | 4.396 | 0.284 | 0.006 | 1.2485 | 0.026376 | 0.193 | 0.10643 | 2512 | 11 | Wet Detention Pond (S) | 0.6 |  |  | TMDL | TMDL |  |  | 11923.1875 | 3262042.2622 | 327 | 30% | 55% | 0.37454 | 0.014507
41 | 3 | 0.015216 | 284 | 41 | 3 | HDR | 25.4619 | 1.917 | 15674.111 | 1180.15 | 0.961 | 0.923 | 24.461 | 1.77 | 15057.713 | 1089.811 | 0.015216 | 21.44 | 1.565 | 0.32622 | 0.023813 | 0.842 | 0.81633 | 2513 | 11 | Wet Detention Pond (S) | 0.6 |  |  | TMDL | TMDL |  |  | 115.4056 | 662.9948 | 284 | 30% | 55% | 0.097867 | 0.013097
41 | 10 | 4.4167e-06 | 290 | 41 | 10 | RAN | 5.062 | 0.211 | 1204.825 | 50.143 | 0.96 | 0.922 | 4.86 | 0.194 | 1156.789 | 46.234 | 4.4167e-06 | 4.268 | 0.172 | 1.8851e-05 | 7.5968e-07 | 0.843 | 0.81592 | 2513 | 11 | Wet Detention Pond (S) | 0.6 |  |  | TMDL | TMDL |  |  | 115.4056 | 662.9948 | 290 | 30% | 55% | 5.6552e-06 | 4.1782e-07
41 | 1 | 10.5306 | 282 | 41 | 1 | LDR | 6.4645 | 0.301 | 7159.582 | 333.43 | 0.961 | 0.923 | 6.211 | 0.278 | 6878.392 | 307.743 | 10.5306 | 5.446 | 0.246 | 57.3495 | 2.5905 | 0.842 | 0.81555 | 2514 | 11 | Wet Detention Pond (S) | 0.6 |  |  | TMDL | TMDL |  |  | 12726.2903 | 4659510.7355 | 282 | 30% | 55% | 17.2049 | 1.4248
41 | 2 | 4.6067 | 283 | 41 | 2 | MDR | 11.9201 | 0.582 | 23513.664 | 1147.493 | 0.961 | 0.923 | 11.452 | 0.537 | 22589.972 | 1059.182 | 4.6067 | 10.039 | 0.474 | 46.2462 | 2.1836 | 0.842 | 0.81527 | 2514 | 11 | Wet Detention Pond (S) | 0.6 |  |  | TMDL | TMDL |  |  | 12726.2903 | 4659510.7355 | 283 | 30% | 55% | 13.8739 | 1.201
41 | 4 | 0.2275 | 285 | 41 | 4 | IND | 15.0465 | 1.299 | 22984.638 | 1984.314 | 0.961 | 0.924 | 14.457 | 1.2 | 22084.136 | 1832.828 | 0.2275 | 12.656 | 1.059 | 2.8792 | 0.24092 | 0.841 | 0.81549 | 2514 | 11 | Wet Detention Pond (S) | 0.6 |  |  | TMDL | TMDL |  |  | 12726.2903 | 4659510.7355 | 285 | 30% | 55% | 0.86377 | 0.13251
41 | 11 | 0.37859 | 291 | 41 | 11 | FOR | 3.3637 | 0.139 | 1738.258 | 71.607 | 0.961 | 0.923 | 3.231 | 0.128 | 1669.641 | 66.092 | 0.37859 | 2.844 | 0.114 | 1.0767 | 0.04316 | 0.846 | 0.81972 | 2514 | 11 | Wet Detention Pond (S) | 0.6 |  |  | TMDL | TMDL |  |  | 12726.2903 | 4659510.7355 | 291 | 30% | 55% | 0.32302 | 0.023738
41 | 12 | 0.94108 | 292 | 41 | 12 | WAT | 1.0456 | 0.041 | 281.889 | 11.073 | 0.962 | 0.921 | 1.006 | 0.038 | 271.1 | 10.202 | 0.94108 | 0.885 | 0.034 | 0.83286 | 0.031997 | 0.847 | 0.81969 | 2514 | 11 | Wet Detention Pond (S) | 0.6 |  |  | TMDL | TMDL |  |  | 12726.2903 | 4659510.7355 | 292 | 30% | 55% | 0.24986 | 0.017598
41 | 13 | 2.2143 | 293 | 41 | 13 | WET | 1.0484 | 0.041 | 1567.871 | 61.608 | 0.962 | 0.921 | 1.008 | 0.038 | 1507.852 | 56.766 | 2.2143 | 0.888 | 0.034 | 1.9663 | 0.075287 | 0.847 | 0.81976 | 2514 | 11 | Wet Detention Pond (S) | 0.6 |  |  | TMDL | TMDL |  |  | 12726.2903 | 4659510.7355 | 293 | 30% | 55% | 0.58989 | 0.041408
44 | 1 | 12.6247 | 317 | 44 | 1 | LDR | 8.5464 | 0.409 | 1023.92 | 49.032 | 0.331 | 0.199 | 2.827 | 0.081 | 338.68 | 9.763 | 12.6247 | 1.581 | 0.039 | 19.9597 | 0.49236 | 0.185 | 0.094978 | 2514 | 11 | Wet Detention Pond (S) | 0.6 |  |  | TMDL | TMDL |  |  | 12726.2903 | 4659510.7355 | 317 | 30% | 55% | 5.9879 | 0.2708
44 | 2 | 36.2278 | 318 | 44 | 2 | MDR | 15.6987 | 0.788 | 13549.489 | 680.352 | 0.33 | 0.198 | 5.183 | 0.156 | 4473.784 | 134.856 | 36.2278 | 2.897 | 0.074 | 104.9519 | 2.6809 | 0.185 | 0.094305 | 2514 | 11 | Wet Detention Pond (S) | 0.6 |  |  | TMDL | TMDL |  |  | 12726.2903 | 4659510.7355 | 318 | 30% | 55% | 31.4856 | 1.4745
44 | 3 | 21.0632 | 319 | 44 | 3 | HDR | 33.4997 | 2.57 | 5148.195 | 394.954 | 0.33 | 0.202 | 11.051 | 0.519 | 1698.308 | 79.773 | 21.0632 | 6.172 | 0.247 | 130.0022 | 5.2026 | 0.184 | 0.096194 | 2514 | 11 | Wet Detention Pond (S) | 0.6 |  |  | TMDL | TMDL |  |  | 12726.2903 | 4659510.7355 | 319 | 30% | 55% | 39.0006 | 2.8614
44 | 4 | 1.0691 | 320 | 44 | 4 | IND | 19.3728 | 1.729 | 6451.954 | 575.835 | 0.327 | 0.198 | 6.341 | 0.343 | 2111.931 | 114.125 | 1.0691 | 3.531 | 0.162 | 3.7751 | 0.1732 | 0.182 | 0.093784 | 2514 | 11 | Wet Detention Pond (S) | 0.6 |  |  | TMDL | TMDL |  |  | 12726.2903 | 4659510.7355 | 320 | 30% | 55% | 1.1325 | 0.095259
44 | 11 | 0.65128 | 325 | 44 | 11 | FOR | 4.6295 | 0.196 | 316.866 | 13.395 | 0.344 | 0.214 | 1.593 | 0.042 | 109.049 | 2.866 | 0.65128 | 0.9 | 0.02 | 0.58615 | 0.013026 | 0.194 | 0.10423 | 2514 | 11 | Wet Detention Pond (S) | 0.6 |  |  | TMDL | TMDL |  |  | 12726.2903 | 4659510.7355 | 325 | 30% | 55% | 0.17585 | 0.0071641
44 | 12 | 4.5442 | 326 | 44 | 12 | WAT | 1.4724 | 0.06 | 593.132 | 23.988 | 0.34 | 0.213 | 0.5 | 0.013 | 201.564 | 5.118 | 4.5442 | 0.284 | 0.006 | 1.2906 | 0.027265 | 0.193 | 0.10639 | 2514 | 11 | Wet Detention Pond (S) | 0.6 |  |  | TMDL | TMDL |  |  | 12726.2903 | 4659510.7355 | 326 | 30% | 55% | 0.38717 | 0.014996
44 | 13 | 10.4073 | 327 | 44 | 13 | WET | 1.4743 | 0.06 | 265.45 | 10.738 | 0.34 | 0.213 | 0.501 | 0.013 | 90.226 | 2.292 | 10.4073 | 0.284 | 0.006 | 2.9557 | 0.062444 | 0.193 | 0.10643 | 2514 | 11 | Wet Detention Pond (S) | 0.6 |  |  | TMDL | TMDL |  |  | 12726.2903 | 4659510.7355 | 327 | 30% | 55% | 0.8867 | 0.034344
41 | 3 | 0.013543 | 284 | 41 | 3 | HDR | 25.4619 | 1.917 | 15674.111 | 1180.15 | 0.961 | 0.923 | 24.461 | 1.77 | 15057.713 | 1089.811 | 0.013543 | 21.44 | 1.565 | 0.29035 | 0.021194 | 0.842 | 0.81633 | 2515 | 11 | Wet Detention Pond (S) | 0.6 |  |  | TMDL | TMDL |  |  | 232.3779 | 603.1125 | 284 | 30% | 55% | 0.087105 | 0.011657
41 | 11 | 0.00030462 | 291 | 41 | 11 | FOR | 3.3637 | 0.139 | 1738.258 | 71.607 | 0.961 | 0.923 | 3.231 | 0.128 | 1669.641 | 66.092 | 0.00030462 | 2.844 | 0.114 | 0.00086635 | 3.4727e-05 | 0.846 | 0.81972 | 2515 | 11 | Wet Detention Pond (S) | 0.6 |  |  | TMDL | TMDL |  |  | 232.3779 | 603.1125 | 291 | 30% | 55% | 0.0002599 | 1.91e-05
41 | 1 | 0.0042518 | 282 | 41 | 1 | LDR | 6.4645 | 0.301 | 7159.582 | 333.43 | 0.961 | 0.923 | 6.211 | 0.278 | 6878.392 | 307.743 | 0.0042518 | 5.446 | 0.246 | 0.023155 | 0.0010459 | 0.842 | 0.81555 | 2516 | 11 | Wet Detention Pond (S) | 0.6 |  |  | TMDL | TMDL |  |  | 96.3153 | 197.3358 | 282 | 30% | 55% | 0.0069466 | 0.00057527
41 | 10 | 0.00015016 | 290 | 41 | 10 | RAN | 5.062 | 0.211 | 1204.825 | 50.143 | 0.96 | 0.922 | 4.86 | 0.194 | 1156.789 | 46.234 | 0.00015016 | 4.268 | 0.172 | 0.00064088 | 2.5827e-05 | 0.843 | 0.81592 | 2516 | 11 | Wet Detention Pond (S) | 0.6 |  |  | TMDL | TMDL |  |  | 96.3153 | 197.3358 | 290 | 30% | 55% | 0.00019226 | 1.4205e-05
41 | 13 | 0.00012826 | 293 | 41 | 13 | WET | 1.0484 | 0.041 | 1567.871 | 61.608 | 0.962 | 0.921 | 1.008 | 0.038 | 1507.852 | 56.766 | 0.00012826 | 0.888 | 0.034 | 0.0001139 | 4.3609e-06 | 0.847 | 0.81976 | 2516 | 11 | Wet Detention Pond (S) | 0.6 |  |  | TMDL | TMDL |  |  | 96.3153 | 197.3358 | 293 | 30% | 55% | 3.4169e-05 | 2.3985e-06
41 | 1 | 3.0312 | 282 | 41 | 1 | LDR | 6.4645 | 0.301 | 7159.582 | 333.43 | 0.961 | 0.923 | 6.211 | 0.278 | 6878.392 | 307.743 | 3.0312 | 5.446 | 0.246 | 16.5081 | 0.74569 | 0.842 | 0.81555 | 2517 | 11 | Wet Detention Pond (S) | 0.6 |  |  | TMDL | TMDL |  |  | 1614.2459 | 139955.4762 | 282 | 30% | 55% | 4.9524 | 0.41013
41 | 3 | 6.7854 | 284 | 41 | 3 | HDR | 25.4619 | 1.917 | 15674.111 | 1180.15 | 0.961 | 0.923 | 24.461 | 1.77 | 15057.713 | 1089.811 | 6.7854 | 21.44 | 1.565 | 145.4787 | 10.6191 | 0.842 | 0.81633 | 2518 | 11 | Wet Detention Pond (S) | 0.6 |  |  | TMDL | TMDL |  |  | 3878.831 | 744864.7985 | 284 | 30% | 55% | 43.6436 | 5.8405
41 | 4 | 0.00085905 | 285 | 41 | 4 | IND | 15.0465 | 1.299 | 22984.638 | 1984.314 | 0.961 | 0.924 | 14.457 | 1.2 | 22084.136 | 1832.828 | 0.00085905 | 12.656 | 1.059 | 0.010872 | 0.00090973 | 0.841 | 0.81549 | 2518 | 11 | Wet Detention Pond (S) | 0.6 |  |  | TMDL | TMDL |  |  | 3878.831 | 744864.7985 | 285 | 30% | 55% | 0.0032616 | 0.00050035
41 | 11 | 0.014126 | 291 | 41 | 11 | FOR | 3.3637 | 0.139 | 1738.258 | 71.607 | 0.961 | 0.923 | 3.231 | 0.128 | 1669.641 | 66.092 | 0.014126 | 2.844 | 0.114 | 0.040174 | 0.0016104 | 0.846 | 0.81972 | 2518 | 11 | Wet Detention Pond (S) | 0.6 |  |  | TMDL | TMDL |  |  | 3878.831 | 744864.7985 | 291 | 30% | 55% | 0.012052 | 0.0008857
44 | 3 | 10.2003 | 319 | 44 | 3 | HDR | 33.4997 | 2.57 | 5148.195 | 394.954 | 0.33 | 0.202 | 11.051 | 0.519 | 1698.308 | 79.773 | 10.2003 | 6.172 | 0.247 | 62.9564 | 2.5195 | 0.184 | 0.096194 | 2518 | 11 | Wet Detention Pond (S) | 0.6 |  |  | TMDL | TMDL |  |  | 3878.831 | 744864.7985 | 319 | 30% | 55% | 18.8869 | 1.3857
44 | 4 | 0.099114 | 320 | 44 | 4 | IND | 19.3728 | 1.729 | 6451.954 | 575.835 | 0.327 | 0.198 | 6.341 | 0.343 | 2111.931 | 114.125 | 0.099114 | 3.531 | 0.162 | 0.34997 | 0.016056 | 0.182 | 0.093784 | 2518 | 11 | Wet Detention Pond (S) | 0.6 |  |  | TMDL | TMDL |  |  | 3878.831 | 744864.7985 | 320 | 30% | 55% | 0.10499 | 0.0088311
41 | 1 | 0.5512 | 282 | 41 | 1 | LDR | 6.4645 | 0.301 | 7159.582 | 333.43 | 0.961 | 0.923 | 6.211 | 0.278 | 6878.392 | 307.743 | 0.5512 | 5.446 | 0.246 | 3.0018 | 0.13559 | 0.842 | 0.81555 | 2519 | 11 | Wet Detention Pond (S) | 0.6 |  |  | TMDL | TMDL |  |  | 1026.8207 | 24010.1575 | 282 | 30% | 55% | 0.90054 | 0.074577
41 | 1 | 0.3 | 282 | 41 | 1 | LDR | 6.4645 | 0.301 | 7159.582 | 333.43 | 0.961 | 0.923 | 6.211 | 0.278 | 6878.392 | 307.743 | 0.3 | 5.446 | 0.246 | 1.6338 | 0.0738 | 0.842 | 0.81555 | 2520 | 11 | Wet Detention Pond (S) | 0.6 |  |  | TMDL | TMDL |  |  | 7575.2353 | 1298065.7159 | 282 | 30% | 55% | 0.49014 | 0.04059
41 | 3 | 12.1512 | 284 | 41 | 3 | HDR | 25.4619 | 1.917 | 15674.111 | 1180.15 | 0.961 | 0.923 | 24.461 | 1.77 | 15057.713 | 1089.811 | 12.1512 | 21.44 | 1.565 | 260.5227 | 19.0167 | 0.842 | 0.81633 | 2520 | 11 | Wet Detention Pond (S) | 0.6 |  |  | TMDL | TMDL |  |  | 7575.2353 | 1298065.7159 | 284 | 30% | 55% | 78.1568 | 10.4592
41 | 4 | 12.8631 | 285 | 41 | 4 | IND | 15.0465 | 1.299 | 22984.638 | 1984.314 | 0.961 | 0.924 | 14.457 | 1.2 | 22084.136 | 1832.828 | 12.8631 | 12.656 | 1.059 | 162.7953 | 13.622 | 0.841 | 0.81549 | 2520 | 11 | Wet Detention Pond (S) | 0.6 |  |  | TMDL | TMDL |  |  | 7575.2353 | 1298065.7159 | 285 | 30% | 55% | 48.8386 | 7.4921
41 | 10 | 0.82869 | 290 | 41 | 10 | RAN | 5.062 | 0.211 | 1204.825 | 50.143 | 0.96 | 0.922 | 4.86 | 0.194 | 1156.789 | 46.234 | 0.82869 | 4.268 | 0.172 | 3.5369 | 0.14253 | 0.843 | 0.81592 | 2520 | 11 | Wet Detention Pond (S) | 0.6 |  |  | TMDL | TMDL |  |  | 7575.2353 | 1298065.7159 | 290 | 30% | 55% | 1.0611 | 0.078394
41 | 11 | 1.2522 | 291 | 41 | 11 | FOR | 3.3637 | 0.139 | 1738.258 | 71.607 | 0.961 | 0.923 | 3.231 | 0.128 | 1669.641 | 66.092 | 1.2522 | 2.844 | 0.114 | 3.5611 | 0.14275 | 0.846 | 0.81972 | 2520 | 11 | Wet Detention Pond (S) | 0.6 |  |  | TMDL | TMDL |  |  | 7575.2353 | 1298065.7159 | 291 | 30% | 55% | 1.0683 | 0.078511
41 | 12 | 0.72743 | 292 | 41 | 12 | WAT | 1.0456 | 0.041 | 281.889 | 11.073 | 0.962 | 0.921 | 1.006 | 0.038 | 271.1 | 10.202 | 0.72743 | 0.885 | 0.034 | 0.64377 | 0.024733 | 0.847 | 0.81969 | 2520 | 11 | Wet Detention Pond (S) | 0.6 |  |  | TMDL | TMDL |  |  | 7575.2353 | 1298065.7159 | 292 | 30% | 55% | 0.19313 | 0.013603
41 | 13 | 1.677 | 293 | 41 | 13 | WET | 1.0484 | 0.041 | 1567.871 | 61.608 | 0.962 | 0.921 | 1.008 | 0.038 | 1507.852 | 56.766 | 1.677 | 0.888 | 0.034 | 1.4892 | 0.057018 | 0.847 | 0.81976 | 2520 | 11 | Wet Detention Pond (S) | 0.6 |  |  | TMDL | TMDL |  |  | 7575.2353 | 1298065.7159 | 293 | 30% | 55% | 0.44675 | 0.03136
41 | 3 | 7.2387 | 284 | 41 | 3 | HDR | 25.4619 | 1.917 | 15674.111 | 1180.15 | 0.961 | 0.923 | 24.461 | 1.77 | 15057.713 | 1089.811 | 7.2387 | 21.44 | 1.565 | 155.1981 | 11.3286 | 0.842 | 0.81633 | 2521 | 11 | Wet Detention Pond (S) | 0.6 |  |  | TMDL | TMDL |  |  | 2730.2673 | 391500.5889 | 284 | 30% | 55% | 46.5594 | 6.2307
41 | 11 | 0.00034743 | 291 | 41 | 11 | FOR | 3.3637 | 0.139 | 1738.258 | 71.607 | 0.961 | 0.923 | 3.231 | 0.128 | 1669.641 | 66.092 | 0.00034743 | 2.844 | 0.114 | 0.00098808 | 3.9607e-05 | 0.846 | 0.81972 | 2521 | 11 | Wet Detention Pond (S) | 0.6 |  |  | TMDL | TMDL |  |  | 2730.2673 | 391500.5889 | 291 | 30% | 55% | 0.00029642 | 2.1784e-05
41 | 4 | 0.0012951 | 285 | 41 | 4 | IND | 15.0465 | 1.299 | 22984.638 | 1984.314 | 0.961 | 0.924 | 14.457 | 1.2 | 22084.136 | 1832.828 | 0.0012951 | 12.656 | 1.059 | 0.016391 | 0.0013715 | 0.841 | 0.81549 | 2522 | 11 | Wet Detention Pond (S) | 0.6 |  |  | TMDL | TMDL |  |  | 102.4966 | 77.8081 | 285 | 30% | 55% | 0.0049173 | 0.00075435
41 | 10 | 0.00049111 | 290 | 41 | 10 | RAN | 5.062 | 0.211 | 1204.825 | 50.143 | 0.96 | 0.922 | 4.86 | 0.194 | 1156.789 | 46.234 | 0.00049111 | 4.268 | 0.172 | 0.002096 | 8.447e-05 | 0.843 | 0.81592 | 2522 | 11 | Wet Detention Pond (S) | 0.6 |  |  | TMDL | TMDL |  |  | 102.4966 | 77.8081 | 290 | 30% | 55% | 0.00062881 | 4.6459e-05
41 | 3 | 0.075856 | 284 | 41 | 3 | HDR | 25.4619 | 1.917 | 15674.111 | 1180.15 | 0.961 | 0.923 | 24.461 | 1.77 | 15057.713 | 1089.811 | 0.075856 | 21.44 | 1.565 | 1.6263 | 0.11871 | 0.842 | 0.81633 | 2523 | 11 | Wet Detention Pond (S) | 0.6 |  |  | TMDL | TMDL |  |  | 947.3874 | 39302.7865 | 284 | 30% | 55% | 0.4879 | 0.065293
41 | 4 | 0.0026844 | 285 | 41 | 4 | IND | 15.0465 | 1.299 | 22984.638 | 1984.314 | 0.961 | 0.924 | 14.457 | 1.2 | 22084.136 | 1832.828 | 0.0026844 | 12.656 | 1.059 | 0.033974 | 0.0028428 | 0.841 | 0.81549 | 2523 | 11 | Wet Detention Pond (S) | 0.6 |  |  | TMDL | TMDL |  |  | 947.3874 | 39302.7865 | 285 | 30% | 55% | 0.010192 | 0.0015636
41 | 4 | 0.0031992 | 285 | 41 | 4 | IND | 15.0465 | 1.299 | 22984.638 | 1984.314 | 0.961 | 0.924 | 14.457 | 1.2 | 22084.136 | 1832.828 | 0.0031992 | 12.656 | 1.059 | 0.040489 | 0.0033879 | 0.841 | 0.81549 | 2524 | 11 | Wet Detention Pond (S) | 0.6 |  |  | TMDL | TMDL |  |  | 153.0576 | 140.0642 | 285 | 30% | 55% | 0.012147 | 0.0018634
41 | 10 | 1.6255e-05 | 290 | 41 | 10 | RAN | 5.062 | 0.211 | 1204.825 | 50.143 | 0.96 | 0.922 | 4.86 | 0.194 | 1156.789 | 46.234 | 1.6255e-05 | 4.268 | 0.172 | 6.9378e-05 | 2.7959e-06 | 0.843 | 0.81592 | 2524 | 11 | Wet Detention Pond (S) | 0.6 |  |  | TMDL | TMDL |  |  | 153.0576 | 140.0642 | 290 | 30% | 55% | 2.0813e-05 | 1.5378e-06
46 | 1 | 0.010616 | 340 | 46 | 1 | LDR | 7.475 | 0.335 | 892.731 | 39.971 | 0.586 | 0.84 | 4.38 | 0.281 | 523.1 | 33.572 | 0.010616 | 3.356 | 0.165 | 0.035627 | 0.0017516 | 0.449 | 0.49425 | 2525 | 11 | Wet Detention Pond (S) | 0.6 |  |  | TMDL | TMDL |  |  | 1370.5115 | 16274.6477 | 340 | 30% | 55% | 0.010688 | 0.0009634
46 | 2 | 0.363 | 341 | 46 | 2 | MDR | 13.7343 | 0.645 | 12517.372 | 587.845 | 0.585 | 0.835 | 8.036 | 0.539 | 7324.398 | 490.966 | 0.363 | 6.155 | 0.317 | 2.2343 | 0.11507 | 0.448 | 0.49116 | 2525 | 11 | Wet Detention Pond (S) | 0.6 |  |  | TMDL | TMDL |  |  | 1370.5115 | 16274.6477 | 341 | 30% | 55% | 0.67028 | 0.063289
41 | 3 | 27.2755 | 284 | 41 | 3 | HDR | 25.4619 | 1.917 | 15674.111 | 1180.15 | 0.961 | 0.923 | 24.461 | 1.77 | 15057.713 | 1089.811 | 27.2755 | 21.44 | 1.565 | 584.7858 | 42.6861 | 0.842 | 0.81633 | 2526 | 11 | Wet Detention Pond (S) | 0.6 |  |  | TMDL | TMDL |  |  | 6314.4219 | 1682628.1481 | 284 | 30% | 55% | 175.4357 | 23.4773
41 | 4 | 2.9934 | 285 | 41 | 4 | IND | 15.0465 | 1.299 | 22984.638 | 1984.314 | 0.961 | 0.924 | 14.457 | 1.2 | 22084.136 | 1832.828 | 2.9934 | 12.656 | 1.059 | 37.884 | 3.17 | 0.841 | 0.81549 | 2526 | 11 | Wet Detention Pond (S) | 0.6 |  |  | TMDL | TMDL |  |  | 6314.4219 | 1682628.1481 | 285 | 30% | 55% | 11.3652 | 1.7435
41 | 10 | 0.89875 | 290 | 41 | 10 | RAN | 5.062 | 0.211 | 1204.825 | 50.143 | 0.96 | 0.922 | 4.86 | 0.194 | 1156.789 | 46.234 | 0.89875 | 4.268 | 0.172 | 3.8359 | 0.15458 | 0.843 | 0.81592 | 2526 | 11 | Wet Detention Pond (S) | 0.6 |  |  | TMDL | TMDL |  |  | 6314.4219 | 1682628.1481 | 290 | 30% | 55% | 1.1508 | 0.085021
41 | 11 | 0.0054684 | 291 | 41 | 11 | FOR | 3.3637 | 0.139 | 1738.258 | 71.607 | 0.961 | 0.923 | 3.231 | 0.128 | 1669.641 | 66.092 | 0.0054684 | 2.844 | 0.114 | 0.015552 | 0.0006234 | 0.846 | 0.81972 | 2526 | 11 | Wet Detention Pond (S) | 0.6 |  |  | TMDL | TMDL |  |  | 6314.4219 | 1682628.1481 | 291 | 30% | 55% | 0.0046657 | 0.00034287
41 | 12 | 3.1401 | 292 | 41 | 12 | WAT | 1.0456 | 0.041 | 281.889 | 11.073 | 0.962 | 0.921 | 1.006 | 0.038 | 271.1 | 10.202 | 3.1401 | 0.885 | 0.034 | 2.779 | 0.10676 | 0.847 | 0.81969 | 2526 | 11 | Wet Detention Pond (S) | 0.6 |  |  | TMDL | TMDL |  |  | 6314.4219 | 1682628.1481 | 292 | 30% | 55% | 0.83369 | 0.05872
41 | 13 | 4.3149 | 293 | 41 | 13 | WET | 1.0484 | 0.041 | 1567.871 | 61.608 | 0.962 | 0.921 | 1.008 | 0.038 | 1507.852 | 56.766 | 4.3149 | 0.888 | 0.034 | 3.8316 | 0.14671 | 0.847 | 0.81976 | 2526 | 11 | Wet Detention Pond (S) | 0.6 |  |  | TMDL | TMDL |  |  | 6314.4219 | 1682628.1481 | 293 | 30% | 55% | 1.1495 | 0.080688
41 | 4 | 0.25977 | 285 | 41 | 4 | IND | 15.0465 | 1.299 | 22984.638 | 1984.314 | 0.961 | 0.924 | 14.457 | 1.2 | 22084.136 | 1832.828 | 0.25977 | 12.656 | 1.059 | 3.2876 | 0.27509 | 0.841 | 0.81549 | 2527 | 11 | Wet Detention Pond (S) | 0.6 |  |  | TMDL | TMDL |  |  | 852.7745 | 11504.2845 | 285 | 30% | 55% | 0.98628 | 0.1513
41 | 13 | 0.0043372 | 293 | 41 | 13 | WET | 1.0484 | 0.041 | 1567.871 | 61.608 | 0.962 | 0.921 | 1.008 | 0.038 | 1507.852 | 56.766 | 0.0043372 | 0.888 | 0.034 | 0.0038514 | 0.00014746 | 0.847 | 0.81976 | 2527 | 11 | Wet Detention Pond (S) | 0.6 |  |  | TMDL | TMDL |  |  | 852.7745 | 11504.2845 | 293 | 30% | 55% | 0.0011554 | 8.1105e-05
41 | 4 | 0.1765 | 285 | 41 | 4 | IND | 15.0465 | 1.299 | 22984.638 | 1984.314 | 0.961 | 0.924 | 14.457 | 1.2 | 22084.136 | 1832.828 | 0.1765 | 12.656 | 1.059 | 2.2338 | 0.18692 | 0.841 | 0.81549 | 2528 | 11 | Wet Detention Pond (S) | 0.6 |  |  | TMDL | TMDL |  |  | 799.1536 | 7688.5708 | 285 | 30% | 55% | 0.67014 | 0.1028
41 | 10 | 4.115e-06 | 290 | 41 | 10 | RAN | 5.062 | 0.211 | 1204.825 | 50.143 | 0.96 | 0.922 | 4.86 | 0.194 | 1156.789 | 46.234 | 4.115e-06 | 4.268 | 0.172 | 1.7563e-05 | 7.0777e-07 | 0.843 | 0.81592 | 2528 | 11 | Wet Detention Pond (S) | 0.6 |  |  | TMDL | TMDL |  |  | 799.1536 | 7688.5708 | 290 | 30% | 55% | 5.2688e-06 | 3.8927e-07
41 | 13 | 0.60432 | 293 | 41 | 13 | WET | 1.0484 | 0.041 | 1567.871 | 61.608 | 0.962 | 0.921 | 1.008 | 0.038 | 1507.852 | 56.766 | 0.60432 | 0.888 | 0.034 | 0.53663 | 0.020547 | 0.847 | 0.81976 | 2529 | 11 | Wet Detention Pond (S) | 0.6 |  |  | TMDL | TMDL |  |  | 1633.4769 | 26324.004 | 293 | 30% | 55% | 0.16099 | 0.011301
43 | 2 | 39.8701 | 306 | 43 | 2 | MDR | 14.0634 | 0.759 | 7259.995 | 391.71 | 0.384 | 0.389 | 5.405 | 0.295 | 2790.364 | 152.2 | 39.8701 | 3.02 | 0.14 | 120.4078 | 5.5818 | 0.215 | 0.18394 | 2530 | 11 | Wet Detention Pond (S) | 0.6 |  |  | TMDL | TMDL |  |  | 6594.9993 | 2493770.9714 | 306 | 30% | 55% | 36.1223 | 3.07
43 | 4 | 0.0015202 | 308 | 43 | 4 | IND | 17.3446 | 1.669 | 998.834 | 96.117 | 0.381 | 0.389 | 6.612 | 0.65 | 380.786 | 37.427 | 0.0015202 | 3.68 | 0.306 | 0.0055943 | 0.00046518 | 0.212 | 0.18339 | 2530 | 11 | Wet Detention Pond (S) | 0.6 |  |  | TMDL | TMDL |  |  | 6594.9993 | 2493770.9714 | 308 | 30% | 55% | 0.0016783 | 0.00025585
43 | 7 | 0.097547 | 310 | 43 | 7 | PAS | 15.06 | 0.849 | 619.298 | 34.901 | 0.389 | 0.398 | 5.862 | 0.338 | 241.053 | 13.9 | 0.097547 | 3.285 | 0.162 | 0.32044 | 0.015803 | 0.218 | 0.19036 | 2530 | 11 | Wet Detention Pond (S) | 0.6 |  |  | TMDL | TMDL |  |  | 6594.9993 | 2493770.9714 | 310 | 30% | 55% | 0.096133 | 0.0086914
43 | 13 | 0.48035 | 316 | 43 | 13 | WET | 1.3298 | 0.058 | 89.023 | 3.857 | 0.397 | 0.41 | 0.528 | 0.024 | 35.35 | 1.581 | 0.48035 | 0.299 | 0.012 | 0.14362 | 0.0057642 | 0.225 | 0.20354 | 2530 | 11 | Wet Detention Pond (S) | 0.6 |  |  | TMDL | TMDL |  |  | 6594.9993 | 2493770.9714 | 316 | 30% | 55% | 0.043087 | 0.0031703
46 | 2 | 0.77833 | 341 | 46 | 2 | MDR | 13.7343 | 0.645 | 12517.372 | 587.845 | 0.585 | 0.835 | 8.036 | 0.539 | 7324.398 | 490.966 | 0.77833 | 6.155 | 0.317 | 4.7906 | 0.24673 | 0.448 | 0.49116 | 2530 | 11 | Wet Detention Pond (S) | 0.6 |  |  | TMDL | TMDL |  |  | 6594.9993 | 2493770.9714 | 341 | 30% | 55% | 1.4372 | 0.1357
46 | 11 | 0.65425 | 348 | 46 | 11 | FOR | 4.1376 | 0.165 | 692.937 | 27.684 | 0.596 | 0.881 | 2.465 | 0.146 | 412.881 | 24.4 | 0.65425 | 1.91 | 0.086 | 1.2496 | 0.056266 | 0.462 | 0.51922 | 2530 | 11 | Wet Detention Pond (S) | 0.6 |  |  | TMDL | TMDL |  |  | 6594.9993 | 2493770.9714 | 348 | 30% | 55% | 0.37489 | 0.030946
43 | 2 | 33.4674 | 306 | 43 | 2 | MDR | 14.0634 | 0.759 | 7259.995 | 391.71 | 0.384 | 0.389 | 5.405 | 0.295 | 2790.364 | 152.2 | 33.4674 | 3.02 | 0.14 | 101.0716 | 4.6854 | 0.215 | 0.18394 | 2531 | 11 | Wet Detention Pond (S) | 0.6 |  |  | TMDL | TMDL |  |  | 5438.243 | 1487754.1942 | 306 | 30% | 55% | 30.3215 | 2.577
43 | 4 | 0.12807 | 308 | 43 | 4 | IND | 17.3446 | 1.669 | 998.834 | 96.117 | 0.381 | 0.389 | 6.612 | 0.65 | 380.786 | 37.427 | 0.12807 | 3.68 | 0.306 | 0.47129 | 0.039189 | 0.212 | 0.18339 | 2531 | 11 | Wet Detention Pond (S) | 0.6 |  |  | TMDL | TMDL |  |  | 5438.243 | 1487754.1942 | 308 | 30% | 55% | 0.14139 | 0.021554
43 | 13 | 0.55879 | 316 | 43 | 13 | WET | 1.3298 | 0.058 | 89.023 | 3.857 | 0.397 | 0.41 | 0.528 | 0.024 | 35.35 | 1.581 | 0.55879 | 0.299 | 0.012 | 0.16708 | 0.0067054 | 0.225 | 0.20354 | 2531 | 11 | Wet Detention Pond (S) | 0.6 |  |  | TMDL | TMDL |  |  | 5438.243 | 1487754.1942 | 316 | 30% | 55% | 0.050123 | 0.003688
41 | 1 | 31.5198 | 282 | 41 | 1 | LDR | 6.4645 | 0.301 | 7159.582 | 333.43 | 0.961 | 0.923 | 6.211 | 0.278 | 6878.392 | 307.743 | 31.5198 | 5.446 | 0.246 | 171.6571 | 7.7539 | 0.842 | 0.81555 | 2532 | 11 | Wet Detention Pond (S) | 0.6 |  |  | TMDL | TMDL |  |  | 38447.0795 | 11636816.1234 | 282 | 30% | 55% | 51.4971 | 4.2646
41 | 2 | 30.7972 | 283 | 41 | 2 | MDR | 11.9201 | 0.582 | 23513.664 | 1147.493 | 0.961 | 0.923 | 11.452 | 0.537 | 22589.972 | 1059.182 | 30.7972 | 10.039 | 0.474 | 309.1733 | 14.5979 | 0.842 | 0.81527 | 2532 | 11 | Wet Detention Pond (S) | 0.6 |  |  | TMDL | TMDL |  |  | 38447.0795 | 11636816.1234 | 283 | 30% | 55% | 92.752 | 8.0288
41 | 3 | 26.1097 | 284 | 41 | 3 | HDR | 25.4619 | 1.917 | 15674.111 | 1180.15 | 0.961 | 0.923 | 24.461 | 1.77 | 15057.713 | 1089.811 | 26.1097 | 21.44 | 1.565 | 559.7924 | 40.8617 | 0.842 | 0.81633 | 2532 | 11 | Wet Detention Pond (S) | 0.6 |  |  | TMDL | TMDL |  |  | 38447.0795 | 11636816.1234 | 284 | 30% | 55% | 167.9377 | 22.4739
41 | 4 | 3.8031 | 285 | 41 | 4 | IND | 15.0465 | 1.299 | 22984.638 | 1984.314 | 0.961 | 0.924 | 14.457 | 1.2 | 22084.136 | 1832.828 | 3.8031 | 12.656 | 1.059 | 48.1327 | 4.0275 | 0.841 | 0.81549 | 2532 | 11 | Wet Detention Pond (S) | 0.6 |  |  | TMDL | TMDL |  |  | 38447.0795 | 11636816.1234 | 285 | 30% | 55% | 14.4398 | 2.2151
41 | 7 | 0.30028 | 287 | 41 | 7 | PAS | 12.3961 | 0.632 | 2255.096 | 115.031 | 0.96 | 0.923 | 11.903 | 0.583 | 2165.408 | 106.125 | 0.30028 | 10.445 | 0.516 | 3.1365 | 0.15495 | 0.843 | 0.81577 | 2532 | 11 | Wet Detention Pond (S) | 0.6 |  |  | TMDL | TMDL |  |  | 38447.0795 | 11636816.1234 | 287 | 30% | 55% | 0.94094 | 0.08522
41 | 10 | 0.14761 | 290 | 41 | 10 | RAN | 5.062 | 0.211 | 1204.825 | 50.143 | 0.96 | 0.922 | 4.86 | 0.194 | 1156.789 | 46.234 | 0.14761 | 4.268 | 0.172 | 0.62999 | 0.025389 | 0.843 | 0.81592 | 2532 | 11 | Wet Detention Pond (S) | 0.6 |  |  | TMDL | TMDL |  |  | 38447.0795 | 11636816.1234 | 290 | 30% | 55% | 0.189 | 0.013964
41 | 11 | 0.16643 | 291 | 41 | 11 | FOR | 3.3637 | 0.139 | 1738.258 | 71.607 | 0.961 | 0.923 | 3.231 | 0.128 | 1669.641 | 66.092 | 0.16643 | 2.844 | 0.114 | 0.47334 | 0.018973 | 0.846 | 0.81972 | 2532 | 11 | Wet Detention Pond (S) | 0.6 |  |  | TMDL | TMDL |  |  | 38447.0795 | 11636816.1234 | 291 | 30% | 55% | 0.142 | 0.010435
41 | 12 | 3.9859 | 292 | 41 | 12 | WAT | 1.0456 | 0.041 | 281.889 | 11.073 | 0.962 | 0.921 | 1.006 | 0.038 | 271.1 | 10.202 | 3.9859 | 0.885 | 0.034 | 3.5275 | 0.13552 | 0.847 | 0.81969 | 2532 | 11 | Wet Detention Pond (S) | 0.6 |  |  | TMDL | TMDL |  |  | 38447.0795 | 11636816.1234 | 292 | 30% | 55% | 1.0583 | 0.074536
41 | 13 | 9.9979 | 293 | 41 | 13 | WET | 1.0484 | 0.041 | 1567.871 | 61.608 | 0.962 | 0.921 | 1.008 | 0.038 | 1507.852 | 56.766 | 9.9979 | 0.888 | 0.034 | 8.8781 | 0.33993 | 0.847 | 0.81976 | 2532 | 11 | Wet Detention Pond (S) | 0.6 |  |  | TMDL | TMDL |  |  | 38447.0795 | 11636816.1234 | 293 | 30% | 55% | 2.6634 | 0.18696
42 | 1 | 25.944 | 294 | 42 | 1 | LDR | 7.6974 | 0.341 | 476.88 | 21.153 | 0.659 | 0.566 | 5.072 | 0.193 | 314.247 | 11.98 | 25.944 | 4.277 | 0.158 | 110.9624 | 4.0991 | 0.556 | 0.4631 | 2532 | 11 | Wet Detention Pond (S) | 0.6 |  |  | TMDL | TMDL |  |  | 38447.0795 | 11636816.1234 | 294 | 30% | 55% | 33.2887 | 2.2545
42 | 2 | 64.0188 | 295 | 42 | 2 | MDR | 14.1386 | 0.658 | 3286.319 | 152.848 | 0.659 | 0.565 | 9.311 | 0.371 | 2164.239 | 86.325 | 64.0188 | 7.849 | 0.304 | 502.4836 | 19.4617 | 0.555 | 0.46163 | 2532 | 11 | Wet Detention Pond (S) | 0.6 |  |  | TMDL | TMDL |  |  | 38447.0795 | 11636816.1234 | 295 | 30% | 55% | 150.7451 | 10.7039
42 | 3 | 38.9141 | 296 | 42 | 3 | HDR | 30.1675 | 2.14 | 3938.018 | 279.373 | 0.658 | 0.566 | 19.86 | 1.21 | 2592.499 | 158.012 | 38.9141 | 16.738 | 0.991 | 651.3439 | 38.5639 | 0.555 | 0.46292 | 2532 | 11 | Wet Detention Pond (S) | 0.6 |  |  | TMDL | TMDL |  |  | 38447.0795 | 11636816.1234 | 296 | 30% | 55% | 195.4032 | 21.2101
42 | 4 | 6.7082 | 297 | 42 | 4 | IND | 17.4519 | 1.441 | 795.723 | 65.708 | 0.657 | 0.561 | 11.46 | 0.809 | 522.54 | 36.866 | 6.7082 | 9.646 | 0.661 | 64.7077 | 4.4342 | 0.553 | 0.45849 | 2532 | 11 | Wet Detention Pond (S) | 0.6 |  |  | TMDL | TMDL |  |  | 38447.0795 | 11636816.1234 | 297 | 30% | 55% | 19.4123 | 2.4388
42 | 6 | 3.7616 | 298 | 42 | 6 | OPE | 8.0404 | 0.343 | 48.705 | 2.079 | 0.66 | 0.569 | 5.305 | 0.195 | 32.132 | 1.184 | 3.7616 | 4.475 | 0.16 | 16.8332 | 0.60186 | 0.557 | 0.46591 | 2532 | 11 | Wet Detention Pond (S) | 0.6 |  |  | TMDL | TMDL |  |  | 38447.0795 | 11636816.1234 | 298 | 30% | 55% | 5.05 | 0.33102
42 | 10 | 1.8325 | 301 | 42 | 10 | RAN | 6.2801 | 0.248 | 114.125 | 4.502 | 0.661 | 0.574 | 4.154 | 0.142 | 75.485 | 2.586 | 1.8325 | 3.508 | 0.117 | 6.4285 | 0.2144 | 0.559 | 0.47052 | 2532 | 11 | Wet Detention Pond (S) | 0.6 |  |  | TMDL | TMDL |  |  | 38447.0795 | 11636816.1234 | 301 | 30% | 55% | 1.9285 | 0.11792
42 | 11 | 0.41392 | 302 | 42 | 11 | FOR | 4.1872 | 0.163 | 101.297 | 3.941 | 0.665 | 0.582 | 2.782 | 0.095 | 67.315 | 2.294 | 0.41392 | 2.355 | 0.078 | 0.97477 | 0.032286 | 0.562 | 0.47767 | 2532 | 11 | Wet Detention Pond (S) | 0.6 |  |  | TMDL | TMDL |  |  | 38447.0795 | 11636816.1234 | 302 | 30% | 55% | 0.29243 | 0.017757
42 | 12 | 1.9418 | 303 | 42 | 12 | WAT | 1.3297 | 0.05 | 190.882 | 7.167 | 0.666 | 0.595 | 0.885 | 0.03 | 127.045 | 4.267 | 1.9418 | 0.75 | 0.024 | 1.4563 | 0.046603 | 0.564 | 0.48916 | 2532 | 11 | Wet Detention Pond (S) | 0.6 |  |  | TMDL | TMDL |  |  | 38447.0795 | 11636816.1234 | 303 | 30% | 55% | 0.4369 | 0.025631
42 | 13 | 16.628 | 304 | 42 | 13 | WET | 1.3315 | 0.05 | 149.313 | 5.607 | 0.666 | 0.595 | 0.886 | 0.03 | 99.382 | 3.339 | 16.628 | 0.751 | 0.024 | 12.4877 | 0.39907 | 0.564 | 0.48921 | 2532 | 11 | Wet Detention Pond (S) | 0.6 |  |  | TMDL | TMDL |  |  | 38447.0795 | 11636816.1234 | 304 | 30% | 55% | 3.7463 | 0.21949
43 | 4 | 0.0075793 | 308 | 43 | 4 | IND | 17.3446 | 1.669 | 998.834 | 96.117 | 0.381 | 0.389 | 6.612 | 0.65 | 380.786 | 37.427 | 0.0075793 | 3.68 | 0.306 | 0.027892 | 0.0023193 | 0.212 | 0.18339 | 2532 | 11 | Wet Detention Pond (S) | 0.6 |  |  | TMDL | TMDL |  |  | 38447.0795 | 11636816.1234 | 308 | 30% | 55% | 0.0083675 | 0.0012756
44 | 3 | 0.013147 | 319 | 44 | 3 | HDR | 33.4997 | 2.57 | 5148.195 | 394.954 | 0.33 | 0.202 | 11.051 | 0.519 | 1698.308 | 79.773 | 0.013147 | 6.172 | 0.247 | 0.081143 | 0.0032473 | 0.184 | 0.096194 | 2532 | 11 | Wet Detention Pond (S) | 0.6 |  |  | TMDL | TMDL |  |  | 38447.0795 | 11636816.1234 | 319 | 30% | 55% | 0.024343 | 0.001786
44 | 11 | 0.13389 | 325 | 44 | 11 | FOR | 4.6295 | 0.196 | 316.866 | 13.395 | 0.344 | 0.214 | 1.593 | 0.042 | 109.049 | 2.866 | 0.13389 | 0.9 | 0.02 | 0.1205 | 0.0026778 | 0.194 | 0.10423 | 2532 | 11 | Wet Detention Pond (S) | 0.6 |  |  | TMDL | TMDL |  |  | 38447.0795 | 11636816.1234 | 325 | 30% | 55% | 0.036151 | 0.0014728
46 | 2 | 0.24023 | 341 | 46 | 2 | MDR | 13.7343 | 0.645 | 12517.372 | 587.845 | 0.585 | 0.835 | 8.036 | 0.539 | 7324.398 | 490.966 | 0.24023 | 6.155 | 0.317 | 1.4786 | 0.076153 | 0.448 | 0.49116 | 2533 | 11 | Wet Detention Pond (S) | 0.6 |  |  | TMDL | TMDL |  |  | 2160.3122 | 10464.4222 | 341 | 30% | 55% | 0.44359 | 0.041884
46 | 2 | 0.016269 | 341 | 46 | 2 | MDR | 13.7343 | 0.645 | 12517.372 | 587.845 | 0.585 | 0.835 | 8.036 | 0.539 | 7324.398 | 490.966 | 0.016269 | 6.155 | 0.317 | 0.10014 | 0.0051574 | 0.448 | 0.49116 | 2534 | 11 | Wet Detention Pond (S) | 0.6 |  |  | TMDL | TMDL |  |  | 3326.9255 | 49133.3762 | 341 | 30% | 55% | 0.030041 | 0.0028366
46 | 3 | 1.0823 | 342 | 46 | 3 | HDR | 29.2966 | 2.128 | 15135.696 | 1099.348 | 0.585 | 0.841 | 17.131 | 1.789 | 8850.484 | 924.087 | 1.0823 | 13.118 | 1.05 | 14.1973 | 1.1364 | 0.448 | 0.49364 | 2534 | 11 | Wet Detention Pond (S) | 0.6 |  |  | TMDL | TMDL |  |  | 3326.9255 | 49133.3762 | 342 | 30% | 55% | 4.2592 | 0.62501
46 | 4 | 0.00078518 | 343 | 46 | 4 | IND | 17.0006 | 1.432 | 5136.665 | 432.629 | 0.581 | 0.828 | 9.877 | 1.185 | 2984.427 | 358.031 | 0.00078518 | 7.542 | 0.694 | 0.0059218 | 0.00054491 | 0.444 | 0.48499 | 2534 | 11 | Wet Detention Pond (S) | 0.6 |  |  | TMDL | TMDL |  |  | 3326.9255 | 49133.3762 | 343 | 30% | 55% | 0.0017765 | 0.0002997
46 | 12 | 0.028622 | 349 | 46 | 12 | WAT | 1.258 | 0.048 | 618.54 | 23.423 | 0.591 | 0.9 | 0.744 | 0.043 | 365.844 | 21.08 | 0.028622 | 0.569 | 0.025 | 0.016286 | 0.00071556 | 0.452 | 0.53317 | 2534 | 11 | Wet Detention Pond (S) | 0.6 |  |  | TMDL | TMDL |  |  | 3326.9255 | 49133.3762 | 349 | 30% | 55% | 0.0048859 | 0.00039356
41 | 1 | 0.079257 | 282 | 41 | 1 | LDR | 6.4645 | 0.301 | 7159.582 | 333.43 | 0.961 | 0.923 | 6.211 | 0.278 | 6878.392 | 307.743 | 0.079257 | 5.446 | 0.246 | 0.43163 | 0.019497 | 0.842 | 0.81555 | 2535 | 11 | Wet Detention Pond (S) | 0.6 |  |  | TMDL | TMDL |  |  | 1118.8893 | 41386.2464 | 282 | 30% | 55% | 0.12949 | 0.010723
41 | 6 | 0.87085 | 286 | 41 | 6 | OPE | 6.7112 | 0.301 | 712.339 | 31.937 | 0.96 | 0.922 | 6.446 | 0.278 | 684.169 | 29.462 | 0.87085 | 5.655 | 0.245 | 4.9246 | 0.21336 | 0.843 | 0.81557 | 2535 | 11 | Wet Detention Pond (S) | 0.6 |  |  | TMDL | TMDL |  |  | 1118.8893 | 41386.2464 | 286 | 30% | 55% | 1.4774 | 0.11735
43 | 2 | 11.2829 | 306 | 43 | 2 | MDR | 14.0634 | 0.759 | 7259.995 | 391.71 | 0.384 | 0.389 | 5.405 | 0.295 | 2790.364 | 152.2 | 11.2829 | 3.02 | 0.14 | 34.0744 | 1.5796 | 0.215 | 0.18394 | 2536 | 11 | Wet Detention Pond (S) | 0.6 |  |  | TMDL | TMDL |  |  | 2743.8368 | 506965.427 | 306 | 30% | 55% | 10.2223 | 0.86878
43 | 12 | 0.35545 | 315 | 43 | 12 | WAT | 1.328 | 0.058 | 87.095 | 3.773 | 0.397 | 0.41 | 0.527 | 0.024 | 34.58 | 1.546 | 0.35545 | 0.299 | 0.012 | 0.10628 | 0.0042654 | 0.225 | 0.20342 | 2536 | 11 | Wet Detention Pond (S) | 0.6 |  |  | TMDL | TMDL |  |  | 2743.8368 | 506965.427 | 315 | 30% | 55% | 0.031884 | 0.002346
41 | 1 | 7.0463 | 282 | 41 | 1 | LDR | 6.4645 | 0.301 | 7159.582 | 333.43 | 0.961 | 0.923 | 6.211 | 0.278 | 6878.392 | 307.743 | 7.0463 | 5.446 | 0.246 | 38.3742 | 1.7334 | 0.842 | 0.81555 | 2537 | 11 | Wet Detention Pond (S) | 0.6 |  |  | TMDL | TMDL |  |  | 48133.3069 | 24830673.9175 | 282 | 30% | 55% | 11.5122 | 0.95336
41 | 2 | 234.0823 | 283 | 41 | 2 | MDR | 11.9201 | 0.582 | 23513.664 | 1147.493 | 0.961 | 0.923 | 11.452 | 0.537 | 22589.972 | 1059.182 | 234.0823 | 10.039 | 0.474 | 2349.9524 | 110.955 | 0.842 | 0.81527 | 2537 | 11 | Wet Detention Pond (S) | 0.6 |  |  | TMDL | TMDL |  |  | 48133.3069 | 24830673.9175 | 283 | 30% | 55% | 704.9857 | 61.0253
41 | 3 | 95.2004 | 284 | 41 | 3 | HDR | 25.4619 | 1.917 | 15674.111 | 1180.15 | 0.961 | 0.923 | 24.461 | 1.77 | 15057.713 | 1089.811 | 95.2004 | 21.44 | 1.565 | 2041.0958 | 148.9886 | 0.842 | 0.81633 | 2537 | 11 | Wet Detention Pond (S) | 0.6 |  |  | TMDL | TMDL |  |  | 48133.3069 | 24830673.9175 | 284 | 30% | 55% | 612.3287 | 81.9437
41 | 4 | 83.7005 | 285 | 41 | 4 | IND | 15.0465 | 1.299 | 22984.638 | 1984.314 | 0.961 | 0.924 | 14.457 | 1.2 | 22084.136 | 1832.828 | 83.7005 | 12.656 | 1.059 | 1059.3137 | 88.6388 | 0.841 | 0.81549 | 2537 | 11 | Wet Detention Pond (S) | 0.6 |  |  | TMDL | TMDL |  |  | 48133.3069 | 24830673.9175 | 285 | 30% | 55% | 317.7941 | 48.7514
41 | 7 | 3.7553 | 287 | 41 | 7 | PAS | 12.3961 | 0.632 | 2255.096 | 115.031 | 0.96 | 0.923 | 11.903 | 0.583 | 2165.408 | 106.125 | 3.7553 | 10.445 | 0.516 | 39.2237 | 1.9377 | 0.843 | 0.81577 | 2537 | 11 | Wet Detention Pond (S) | 0.6 |  |  | TMDL | TMDL |  |  | 48133.3069 | 24830673.9175 | 287 | 30% | 55% | 11.7671 | 1.0657
41 | 10 | 19.7953 | 290 | 41 | 10 | RAN | 5.062 | 0.211 | 1204.825 | 50.143 | 0.96 | 0.922 | 4.86 | 0.194 | 1156.789 | 46.234 | 19.7953 | 4.268 | 0.172 | 84.4863 | 3.4048 | 0.843 | 0.81592 | 2537 | 11 | Wet Detention Pond (S) | 0.6 |  |  | TMDL | TMDL |  |  | 48133.3069 | 24830673.9175 | 290 | 30% | 55% | 25.3459 | 1.8726
41 | 11 | 10.8824 | 291 | 41 | 11 | FOR | 3.3637 | 0.139 | 1738.258 | 71.607 | 0.961 | 0.923 | 3.231 | 0.128 | 1669.641 | 66.092 | 10.8824 | 2.844 | 0.114 | 30.9494 | 1.2406 | 0.846 | 0.81972 | 2537 | 11 | Wet Detention Pond (S) | 0.6 |  |  | TMDL | TMDL |  |  | 48133.3069 | 24830673.9175 | 291 | 30% | 55% | 9.2848 | 0.68232
41 | 12 | 32.9018 | 292 | 41 | 12 | WAT | 1.0456 | 0.041 | 281.889 | 11.073 | 0.962 | 0.921 | 1.006 | 0.038 | 271.1 | 10.202 | 32.9018 | 0.885 | 0.034 | 29.1181 | 1.1187 | 0.847 | 0.81969 | 2537 | 11 | Wet Detention Pond (S) | 0.6 |  |  | TMDL | TMDL |  |  | 48133.3069 | 24830673.9175 | 292 | 30% | 55% | 8.7354 | 0.61526
41 | 13 | 67.3663 | 293 | 41 | 13 | WET | 1.0484 | 0.041 | 1567.871 | 61.608 | 0.962 | 0.921 | 1.008 | 0.038 | 1507.852 | 56.766 | 67.3663 | 0.888 | 0.034 | 59.8213 | 2.2905 | 0.847 | 0.81976 | 2537 | 11 | Wet Detention Pond (S) | 0.6 |  |  | TMDL | TMDL |  |  | 48133.3069 | 24830673.9175 | 293 | 30% | 55% | 17.9464 | 1.2598
41 | 2 | 24.5134 | 283 | 41 | 2 | MDR | 11.9201 | 0.582 | 23513.664 | 1147.493 | 0.961 | 0.923 | 11.452 | 0.537 | 22589.972 | 1059.182 | 24.5134 | 10.039 | 0.474 | 246.0903 | 11.6194 | 0.842 | 0.81527 | 2538 | 11 | Wet Detention Pond (S) | 0.6 |  |  | TMDL | TMDL |  |  | 4588.9678 | 1225440.6019 | 283 | 30% | 55% | 73.8271 | 6.3907
41 | 4 | 0.0043341 | 285 | 41 | 4 | IND | 15.0465 | 1.299 | 22984.638 | 1984.314 | 0.961 | 0.924 | 14.457 | 1.2 | 22084.136 | 1832.828 | 0.0043341 | 12.656 | 1.059 | 0.054852 | 0.0045898 | 0.841 | 0.81549 | 2538 | 11 | Wet Detention Pond (S) | 0.6 |  |  | TMDL | TMDL |  |  | 4588.9678 | 1225440.6019 | 285 | 30% | 55% | 0.016456 | 0.0025244
41 | 12 | 3.4642 | 292 | 41 | 12 | WAT | 1.0456 | 0.041 | 281.889 | 11.073 | 0.962 | 0.921 | 1.006 | 0.038 | 271.1 | 10.202 | 3.4642 | 0.885 | 0.034 | 3.0658 | 0.11778 | 0.847 | 0.81969 | 2538 | 11 | Wet Detention Pond (S) | 0.6 |  |  | TMDL | TMDL |  |  | 4588.9678 | 1225440.6019 | 292 | 30% | 55% | 0.91975 | 0.064781
41 | 13 | 0.15036 | 293 | 41 | 13 | WET | 1.0484 | 0.041 | 1567.871 | 61.608 | 0.962 | 0.921 | 1.008 | 0.038 | 1507.852 | 56.766 | 0.15036 | 0.888 | 0.034 | 0.13352 | 0.0051122 | 0.847 | 0.81976 | 2538 | 11 | Wet Detention Pond (S) | 0.6 |  |  | TMDL | TMDL |  |  | 4588.9678 | 1225440.6019 | 293 | 30% | 55% | 0.040056 | 0.0028117
46 | 11 | 0.35502 | 348 | 46 | 11 | FOR | 4.1376 | 0.165 | 692.937 | 27.684 | 0.596 | 0.881 | 2.465 | 0.146 | 412.881 | 24.4 | 0.35502 | 1.91 | 0.086 | 0.67808 | 0.030531 | 0.462 | 0.51922 | 2539 | 11 | Wet Detention Pond (S) | 0.6 |  |  | TMDL | TMDL |  |  | 2363.4458 | 15464.4036 | 348 | 30% | 55% | 0.20342 | 0.016792
46 | 4 | 0.022983 | 343 | 46 | 4 | IND | 17.0006 | 1.432 | 5136.665 | 432.629 | 0.581 | 0.828 | 9.877 | 1.185 | 2984.427 | 358.031 | 0.022983 | 7.542 | 0.694 | 0.17333 | 0.01595 | 0.444 | 0.48499 | 2540 | 11 | Wet Detention Pond (S) | 0.6 |  |  | TMDL | TMDL |  |  | 241.5585 | 1001.1167 | 343 | 30% | 55% | 0.052 | 0.0087724
43 | 1 | 0.097319 | 305 | 43 | 1 | LDR | 7.6576 | 0.394 | 307.332 | 15.816 | 0.385 | 0.39 | 2.948 | 0.154 | 118.318 | 6.166 | 0.097319 | 1.648 | 0.073 | 0.16038 | 0.0071043 | 0.215 | 0.18505 | 2541 | 11 | Wet Detention Pond (S) | 0.6 |  |  | TMDL | TMDL |  |  | 2109.9751 | 269804.5956 | 305 | 30% | 55% | 0.048114 | 0.0039073
43 | 2 | 6.0966 | 306 | 43 | 2 | MDR | 14.0634 | 0.759 | 7259.995 | 391.71 | 0.384 | 0.389 | 5.405 | 0.295 | 2790.364 | 152.2 | 6.0966 | 3.02 | 0.14 | 18.4116 | 0.85352 | 0.215 | 0.18394 | 2541 | 11 | Wet Detention Pond (S) | 0.6 |  |  | TMDL | TMDL |  |  | 2109.9751 | 269804.5956 | 306 | 30% | 55% | 5.5235 | 0.46944
41 | 1 | 0.91377 | 282 | 41 | 1 | LDR | 6.4645 | 0.301 | 7159.582 | 333.43 | 0.961 | 0.923 | 6.211 | 0.278 | 6878.392 | 307.743 | 0.91377 | 5.446 | 0.246 | 4.9764 | 0.22479 | 0.842 | 0.81555 | 2542 | 11 | Wet Detention Pond (S) | 0.6 |  |  | TMDL | TMDL |  |  | 18916.9408 | 9306265.8472 | 282 | 30% | 55% | 1.4929 | 0.12363
41 | 2 | 38.2704 | 283 | 41 | 2 | MDR | 11.9201 | 0.582 | 23513.664 | 1147.493 | 0.961 | 0.923 | 11.452 | 0.537 | 22589.972 | 1059.182 | 38.2704 | 10.039 | 0.474 | 384.1968 | 18.1402 | 0.842 | 0.81527 | 2542 | 11 | Wet Detention Pond (S) | 0.6 |  |  | TMDL | TMDL |  |  | 18916.9408 | 9306265.8472 | 283 | 30% | 55% | 115.259 | 9.9771
41 | 4 | 23.757 | 285 | 41 | 4 | IND | 15.0465 | 1.299 | 22984.638 | 1984.314 | 0.961 | 0.924 | 14.457 | 1.2 | 22084.136 | 1832.828 | 23.757 | 12.656 | 1.059 | 300.6682 | 25.1586 | 0.841 | 0.81549 | 2542 | 11 | Wet Detention Pond (S) | 0.6 |  |  | TMDL | TMDL |  |  | 18916.9408 | 9306265.8472 | 285 | 30% | 55% | 90.2005 | 13.8372
41 | 13 | 2.5698 | 293 | 41 | 13 | WET | 1.0484 | 0.041 | 1567.871 | 61.608 | 0.962 | 0.921 | 1.008 | 0.038 | 1507.852 | 56.766 | 2.5698 | 0.888 | 0.034 | 2.282 | 0.087374 | 0.847 | 0.81976 | 2542 | 11 | Wet Detention Pond (S) | 0.6 |  |  | TMDL | TMDL |  |  | 18916.9408 | 9306265.8472 | 293 | 30% | 55% | 0.6846 | 0.048056
42 | 1 | 9.2608 | 294 | 42 | 1 | LDR | 7.6974 | 0.341 | 476.88 | 21.153 | 0.659 | 0.566 | 5.072 | 0.193 | 314.247 | 11.98 | 9.2608 | 4.277 | 0.158 | 39.6083 | 1.4632 | 0.556 | 0.4631 | 2542 | 11 | Wet Detention Pond (S) | 0.6 |  |  | TMDL | TMDL |  |  | 18916.9408 | 9306265.8472 | 294 | 30% | 55% | 11.8825 | 0.80476
42 | 2 | 83.4212 | 295 | 42 | 2 | MDR | 14.1386 | 0.658 | 3286.319 | 152.848 | 0.659 | 0.565 | 9.311 | 0.371 | 2164.239 | 86.325 | 83.4212 | 7.849 | 0.304 | 654.7731 | 25.36 | 0.555 | 0.46163 | 2542 | 11 | Wet Detention Pond (S) | 0.6 |  |  | TMDL | TMDL |  |  | 18916.9408 | 9306265.8472 | 295 | 30% | 55% | 196.4319 | 13.948
42 | 10 | 0.077973 | 301 | 42 | 10 | RAN | 6.2801 | 0.248 | 114.125 | 4.502 | 0.661 | 0.574 | 4.154 | 0.142 | 75.485 | 2.586 | 0.077973 | 3.508 | 0.117 | 0.27353 | 0.0091229 | 0.559 | 0.47052 | 2542 | 11 | Wet Detention Pond (S) | 0.6 |  |  | TMDL | TMDL |  |  | 18916.9408 | 9306265.8472 | 301 | 30% | 55% | 0.082059 | 0.0050176
42 | 12 | 15.5276 | 303 | 42 | 12 | WAT | 1.3297 | 0.05 | 190.882 | 7.167 | 0.666 | 0.595 | 0.885 | 0.03 | 127.045 | 4.267 | 15.5276 | 0.75 | 0.024 | 11.6457 | 0.37266 | 0.564 | 0.48916 | 2542 | 11 | Wet Detention Pond (S) | 0.6 |  |  | TMDL | TMDL |  |  | 18916.9408 | 9306265.8472 | 303 | 30% | 55% | 3.4937 | 0.20496
42 | 13 | 0.70166 | 304 | 42 | 13 | WET | 1.3315 | 0.05 | 149.313 | 5.607 | 0.666 | 0.595 | 0.886 | 0.03 | 99.382 | 3.339 | 0.70166 | 0.751 | 0.024 | 0.52695 | 0.01684 | 0.564 | 0.48921 | 2542 | 11 | Wet Detention Pond (S) | 0.6 |  |  | TMDL | TMDL |  |  | 18916.9408 | 9306265.8472 | 304 | 30% | 55% | 0.15809 | 0.009262
45 | 1 | 0.010282 | 328 | 45 | 1 | LDR | 10.0026 | 0.414 | 73.079 | 3.021 | 0.867 | 0.793 | 8.667 | 0.328 | 63.324 | 2.397 | 0.010282 | 7.606 | 0.29 | 0.078208 | 0.0029819 | 0.76 | 0.7015 | 2542 | 11 | Wet Detention Pond (S) | 0.6 |  |  | TMDL | TMDL |  |  | 18916.9408 | 9306265.8472 | 328 | 30% | 55% | 0.023463 | 0.0016401
45 | 2 | 37.9465 | 329 | 45 | 2 | MDR | 18.3801 | 0.797 | 8505.202 | 368.804 | 0.866 | 0.793 | 15.92 | 0.632 | 7367.027 | 292.453 | 37.9465 | 13.968 | 0.559 | 530.0369 | 21.2121 | 0.76 | 0.70082 | 2542 | 11 | Wet Detention Pond (S) | 0.6 |  |  | TMDL | TMDL |  |  | 18916.9408 | 9306265.8472 | 329 | 30% | 55% | 159.0111 | 11.6667
45 | 4 | 0.29999 | 331 | 45 | 4 | IND | 22.7672 | 1.772 | 5848.504 | 455.232 | 0.864 | 0.79 | 19.676 | 1.401 | 5054.405 | 359.803 | 0.29999 | 17.239 | 1.237 | 5.1716 | 0.37109 | 0.757 | 0.69791 | 2542 | 11 | Wet Detention Pond (S) | 0.6 |  |  | TMDL | TMDL |  |  | 18916.9408 | 9306265.8472 | 331 | 30% | 55% | 1.5515 | 0.2041
45 | 10 | 0.0023524 | 336 | 45 | 10 | RAN | 8.2662 | 0.307 | 85.838 | 3.192 | 0.869 | 0.795 | 7.18 | 0.244 | 74.56 | 2.536 | 0.0023524 | 6.31 | 0.216 | 0.014844 | 0.00050812 | 0.763 | 0.70401 | 2542 | 11 | Wet Detention Pond (S) | 0.6 |  |  | TMDL | TMDL |  |  | 18916.9408 | 9306265.8472 | 336 | 30% | 55% | 0.0044531 | 0.00027946
45 | 12 | 0.88398 | 338 | 45 | 12 | WAT | 1.6782 | 0.059 | 35.951 | 1.258 | 0.862 | 0.795 | 1.446 | 0.047 | 30.984 | 1.001 | 0.88398 | 1.273 | 0.042 | 1.1253 | 0.037127 | 0.759 | 0.70735 | 2542 | 11 | Wet Detention Pond (S) | 0.6 |  |  | TMDL | TMDL |  |  | 18916.9408 | 9306265.8472 | 338 | 30% | 55% | 0.33759 | 0.02042
41 | 4 | 11.3132 | 285 | 41 | 4 | IND | 15.0465 | 1.299 | 22984.638 | 1984.314 | 0.961 | 0.924 | 14.457 | 1.2 | 22084.136 | 1832.828 | 11.3132 | 12.656 | 1.059 | 143.1802 | 11.9807 | 0.841 | 0.81549 | 2543 | 11 | Wet Detention Pond (S) | 0.6 |  |  | TMDL | TMDL |  |  | 3328.0269 | 511213.1852 | 285 | 30% | 55% | 42.954 | 6.5894
41 | 11 | 0.00051506 | 291 | 41 | 11 | FOR | 3.3637 | 0.139 | 1738.258 | 71.607 | 0.961 | 0.923 | 3.231 | 0.128 | 1669.641 | 66.092 | 0.00051506 | 2.844 | 0.114 | 0.0014648 | 5.8717e-05 | 0.846 | 0.81972 | 2543 | 11 | Wet Detention Pond (S) | 0.6 |  |  | TMDL | TMDL |  |  | 3328.0269 | 511213.1852 | 291 | 30% | 55% | 0.00043945 | 3.2294e-05
41 | 13 | 0.4222 | 293 | 41 | 13 | WET | 1.0484 | 0.041 | 1567.871 | 61.608 | 0.962 | 0.921 | 1.008 | 0.038 | 1507.852 | 56.766 | 0.4222 | 0.888 | 0.034 | 0.37491 | 0.014355 | 0.847 | 0.81976 | 2543 | 11 | Wet Detention Pond (S) | 0.6 |  |  | TMDL | TMDL |  |  | 3328.0269 | 511213.1852 | 293 | 30% | 55% | 0.11247 | 0.0078951
41 | 2 | 0.19262 | 283 | 41 | 2 | MDR | 11.9201 | 0.582 | 23513.664 | 1147.493 | 0.961 | 0.923 | 11.452 | 0.537 | 22589.972 | 1059.182 | 0.19262 | 10.039 | 0.474 | 1.9337 | 0.091301 | 0.842 | 0.81527 | 2544 | 11 | Wet Detention Pond (S) | 0.6 |  |  | TMDL | TMDL |  |  | 1188.5121 | 19101.19 | 283 | 30% | 55% | 0.58011 | 0.050216
42 | 1 | 0.075804 | 294 | 42 | 1 | LDR | 7.6974 | 0.341 | 476.88 | 21.153 | 0.659 | 0.566 | 5.072 | 0.193 | 314.247 | 11.98 | 0.075804 | 4.277 | 0.158 | 0.32422 | 0.011977 | 0.556 | 0.4631 | 2545 | 11 | Wet Detention Pond (S) | 0.6 |  |  | TMDL | TMDL |  |  | 14562.8885 | 7665793.8593 | 294 | 30% | 55% | 0.097265 | 0.0065874
42 | 2 | 12.1448 | 295 | 42 | 2 | MDR | 14.1386 | 0.658 | 3286.319 | 152.848 | 0.659 | 0.565 | 9.311 | 0.371 | 2164.239 | 86.325 | 12.1448 | 7.849 | 0.304 | 95.3249 | 3.692 | 0.555 | 0.46163 | 2545 | 11 | Wet Detention Pond (S) | 0.6 |  |  | TMDL | TMDL |  |  | 14562.8885 | 7665793.8593 | 295 | 30% | 55% | 28.5975 | 2.0306
42 | 3 | 65.5105 | 296 | 42 | 3 | HDR | 30.1675 | 2.14 | 3938.018 | 279.373 | 0.658 | 0.566 | 19.86 | 1.21 | 2592.499 | 158.012 | 65.5105 | 16.738 | 0.991 | 1096.5143 | 64.9209 | 0.555 | 0.46292 | 2545 | 11 | Wet Detention Pond (S) | 0.6 |  |  | TMDL | TMDL |  |  | 14562.8885 | 7665793.8593 | 296 | 30% | 55% | 328.9543 | 35.7065
42 | 4 | 5.4207 | 297 | 42 | 4 | IND | 17.4519 | 1.441 | 795.723 | 65.708 | 0.657 | 0.561 | 11.46 | 0.809 | 522.54 | 36.866 | 5.4207 | 9.646 | 0.661 | 52.2883 | 3.5831 | 0.553 | 0.45849 | 2545 | 11 | Wet Detention Pond (S) | 0.6 |  |  | TMDL | TMDL |  |  | 14562.8885 | 7665793.8593 | 297 | 30% | 55% | 15.6865 | 1.9707
42 | 10 | 0.6525 | 301 | 42 | 10 | RAN | 6.2801 | 0.248 | 114.125 | 4.502 | 0.661 | 0.574 | 4.154 | 0.142 | 75.485 | 2.586 | 0.6525 | 3.508 | 0.117 | 2.289 | 0.076343 | 0.559 | 0.47052 | 2545 | 11 | Wet Detention Pond (S) | 0.6 |  |  | TMDL | TMDL |  |  | 14562.8885 | 7665793.8593 | 301 | 30% | 55% | 0.68669 | 0.041988
42 | 12 | 6.026 | 303 | 42 | 12 | WAT | 1.3297 | 0.05 | 190.882 | 7.167 | 0.666 | 0.595 | 0.885 | 0.03 | 127.045 | 4.267 | 6.026 | 0.75 | 0.024 | 4.5195 | 0.14463 | 0.564 | 0.48916 | 2545 | 11 | Wet Detention Pond (S) | 0.6 |  |  | TMDL | TMDL |  |  | 14562.8885 | 7665793.8593 | 303 | 30% | 55% | 1.3559 | 0.079544
42 | 13 | 2.6311 | 304 | 42 | 13 | WET | 1.3315 | 0.05 | 149.313 | 5.607 | 0.666 | 0.595 | 0.886 | 0.03 | 99.382 | 3.339 | 2.6311 | 0.751 | 0.024 | 1.9759 | 0.063145 | 0.564 | 0.48921 | 2545 | 11 | Wet Detention Pond (S) | 0.6 |  |  | TMDL | TMDL |  |  | 14562.8885 | 7665793.8593 | 304 | 30% | 55% | 0.59278 | 0.03473
43 | 1 | 0.15885 | 305 | 43 | 1 | LDR | 7.6576 | 0.394 | 307.332 | 15.816 | 0.385 | 0.39 | 2.948 | 0.154 | 118.318 | 6.166 | 0.15885 | 1.648 | 0.073 | 0.26179 | 0.011596 | 0.215 | 0.18505 | 2545 | 11 | Wet Detention Pond (S) | 0.6 |  |  | TMDL | TMDL |  |  | 14562.8885 | 7665793.8593 | 305 | 30% | 55% | 0.078536 | 0.0063779
43 | 2 | 69.5792 | 306 | 43 | 2 | MDR | 14.0634 | 0.759 | 7259.995 | 391.71 | 0.384 | 0.389 | 5.405 | 0.295 | 2790.364 | 152.2 | 69.5792 | 3.02 | 0.14 | 210.129 | 9.7411 | 0.215 | 0.18394 | 2545 | 11 | Wet Detention Pond (S) | 0.6 |  |  | TMDL | TMDL |  |  | 14562.8885 | 7665793.8593 | 306 | 30% | 55% | 63.0387 | 5.3576
43 | 3 | 1.0646 | 307 | 43 | 3 | HDR | 30.0054 | 2.488 | 34.152 | 2.832 | 0.384 | 0.395 | 11.523 | 0.983 | 13.115 | 1.119 | 1.0646 | 6.434 | 0.466 | 6.8498 | 0.49612 | 0.214 | 0.18741 | 2545 | 11 | Wet Detention Pond (S) | 0.6 |  |  | TMDL | TMDL |  |  | 14562.8885 | 7665793.8593 | 307 | 30% | 55% | 2.0549 | 0.27286
43 | 4 | 0.76087 | 308 | 43 | 4 | IND | 17.3446 | 1.669 | 998.834 | 96.117 | 0.381 | 0.389 | 6.612 | 0.65 | 380.786 | 37.427 | 0.76087 | 3.68 | 0.306 | 2.8 | 0.23283 | 0.212 | 0.18339 | 2545 | 11 | Wet Detention Pond (S) | 0.6 |  |  | TMDL | TMDL |  |  | 14562.8885 | 7665793.8593 | 308 | 30% | 55% | 0.84 | 0.12805
43 | 6 | 0.18036 | 309 | 43 | 6 | OPE | 7.9985 | 0.397 | 75.142 | 3.732 | 0.387 | 0.394 | 3.097 | 0.156 | 29.091 | 1.47 | 0.18036 | 1.734 | 0.075 | 0.31275 | 0.013527 | 0.217 | 0.18765 | 2545 | 11 | Wet Detention Pond (S) | 0.6 |  |  | TMDL | TMDL |  |  | 14562.8885 | 7665793.8593 | 309 | 30% | 55% | 0.093825 | 0.00744
43 | 9 | 0.19424 | 312 | 43 | 9 | AGT | 12.3942 | 0.656 | 220.802 | 11.688 | 0.392 | 0.401 | 4.861 | 0.263 | 86.592 | 4.688 | 0.19424 | 2.731 | 0.126 | 0.53048 | 0.024475 | 0.22 | 0.19268 | 2545 | 11 | Wet Detention Pond (S) | 0.6 |  |  | TMDL | TMDL |  |  | 14562.8885 | 7665793.8593 | 312 | 30% | 55% | 0.15914 | 0.013461
43 | 12 | 1.5215 | 315 | 43 | 12 | WAT | 1.328 | 0.058 | 87.095 | 3.773 | 0.397 | 0.41 | 0.527 | 0.024 | 34.58 | 1.546 | 1.5215 | 0.299 | 0.012 | 0.45493 | 0.018258 | 0.225 | 0.20342 | 2545 | 11 | Wet Detention Pond (S) | 0.6 |  |  | TMDL | TMDL |  |  | 14562.8885 | 7665793.8593 | 315 | 30% | 55% | 0.13648 | 0.010042
43 | 13 | 1.8098 | 316 | 43 | 13 | WET | 1.3298 | 0.058 | 89.023 | 3.857 | 0.397 | 0.41 | 0.528 | 0.024 | 35.35 | 1.581 | 1.8098 | 0.299 | 0.012 | 0.54114 | 0.021718 | 0.225 | 0.20354 | 2545 | 11 | Wet Detention Pond (S) | 0.6 |  |  | TMDL | TMDL |  |  | 14562.8885 | 7665793.8593 | 316 | 30% | 55% | 0.16234 | 0.011945
45 | 2 | 2.9636 | 329 | 45 | 2 | MDR | 18.3801 | 0.797 | 8505.202 | 368.804 | 0.866 | 0.793 | 15.92 | 0.632 | 7367.027 | 292.453 | 2.9636 | 13.968 | 0.559 | 41.3949 | 1.6566 | 0.76 | 0.70082 | 2545 | 11 | Wet Detention Pond (S) | 0.6 |  |  | TMDL | TMDL |  |  | 14562.8885 | 7665793.8593 | 329 | 30% | 55% | 12.4185 | 0.91114
45 | 3 | 1.4339 | 330 | 45 | 3 | HDR | 39.2064 | 2.634 | 2421.799 | 162.704 | 0.866 | 0.792 | 33.956 | 2.085 | 2097.479 | 128.8 | 1.4339 | 29.789 | 1.844 | 42.7133 | 2.644 | 0.76 | 0.70014 | 2545 | 11 | Wet Detention Pond (S) | 0.6 |  |  | TMDL | TMDL |  |  | 14562.8885 | 7665793.8593 | 330 | 30% | 55% | 12.814 | 1.4542
45 | 4 | 0.26969 | 331 | 45 | 4 | IND | 22.7672 | 1.772 | 5848.504 | 455.232 | 0.864 | 0.79 | 19.676 | 1.401 | 5054.405 | 359.803 | 0.26969 | 17.239 | 1.237 | 4.6491 | 0.3336 | 0.757 | 0.69791 | 2545 | 11 | Wet Detention Pond (S) | 0.6 |  |  | TMDL | TMDL |  |  | 14562.8885 | 7665793.8593 | 331 | 30% | 55% | 1.3947 | 0.18348
45 | 9 | 0.0059617 | 335 | 45 | 9 | AGT | 16.5099 | 0.705 | 2.977 | 0.127 | 0.869 | 0.794 | 14.351 | 0.56 | 2.588 | 0.101 | 0.0059617 | 12.612 | 0.495 | 0.075189 | 0.002951 | 0.764 | 0.70284 | 2545 | 11 | Wet Detention Pond (S) | 0.6 |  |  | TMDL | TMDL |  |  | 14562.8885 | 7665793.8593 | 335 | 30% | 55% | 0.022557 | 0.0016231
45 | 10 | 3.5791 | 336 | 45 | 10 | RAN | 8.2662 | 0.307 | 85.838 | 3.192 | 0.869 | 0.795 | 7.18 | 0.244 | 74.56 | 2.536 | 3.5791 | 6.31 | 0.216 | 22.5842 | 0.77309 | 0.763 | 0.70401 | 2545 | 11 | Wet Detention Pond (S) | 0.6 |  |  | TMDL | TMDL |  |  | 14562.8885 | 7665793.8593 | 336 | 30% | 55% | 6.7753 | 0.4252
45 | 13 | 4.9029e-05 | 339 | 45 | 13 | WET | 1.6817 | 0.059 | 315.737 | 11.053 | 0.862 | 0.795 | 1.45 | 0.047 | 272.162 | 8.791 | 4.9029e-05 | 1.276 | 0.042 | 6.2562e-05 | 2.0592e-06 | 0.759 | 0.70722 | 2545 | 11 | Wet Detention Pond (S) | 0.6 |  |  | TMDL | TMDL |  |  | 14562.8885 | 7665793.8593 | 339 | 30% | 55% | 1.8768e-05 | 1.1326e-06
48 | 2 | 0.010196 | 357 | 48 | 2 | MDR | 14.2002 | 0.661 | 5134.972 | 239.151 | 0.536 | 0.605 | 7.618 | 0.4 | 2754.654 | 144.695 | 0.010196 | 3.462 | 0.214 | 0.0353 | 0.0021821 | 0.244 | 0.32348 | 2546 | 11 | Wet Detention Pond (S) | 0.6 |  |  | TMDL | TMDL |  |  | 937.0201 | 3676.9176 | 357 | 30% | 55% | 0.01059 | 0.0012001
48 | 11 | 0.074215 | 361 | 48 | 11 | FOR | 4.2881 | 0.17 | 123.722 | 4.909 | 0.544 | 0.614 | 2.334 | 0.104 | 67.345 | 3.014 | 0.074215 | 1.092 | 0.06 | 0.081042 | 0.0044529 | 0.255 | 0.35186 | 2546 | 11 | Wet Detention Pond (S) | 0.6 |  |  | TMDL | TMDL |  |  | 937.0201 | 3676.9176 | 361 | 30% | 55% | 0.024313 | 0.0024491
48 | 2 | 0.0032126 | 357 | 48 | 2 | MDR | 14.2002 | 0.661 | 5134.972 | 239.151 | 0.536 | 0.605 | 7.618 | 0.4 | 2754.654 | 144.695 | 0.0032126 | 3.462 | 0.214 | 0.011122 | 0.0006875 | 0.244 | 0.32348 | 2547 | 11 | Wet Detention Pond (S) | 0.6 |  |  | TMDL | TMDL |  |  | 56.0496 | 139.9417 | 357 | 30% | 55% | 0.0033366 | 0.00037813
41 | 1 | 0.0028735 | 282 | 41 | 1 | LDR | 6.4645 | 0.301 | 7159.582 | 333.43 | 0.961 | 0.923 | 6.211 | 0.278 | 6878.392 | 307.743 | 0.0028735 | 5.446 | 0.246 | 0.015649 | 0.00070689 | 0.842 | 0.81555 | 2548 | 11 | Wet Detention Pond (S) | 0.6 |  |  | TMDL | TMDL |  |  | 157.3465 | 125.1703 | 282 | 30% | 55% | 0.0046948 | 0.00038879
45 | 2 | 33.3892 | 329 | 45 | 2 | MDR | 18.3801 | 0.797 | 8505.202 | 368.804 | 0.866 | 0.793 | 15.92 | 0.632 | 7367.027 | 292.453 | 33.3892 | 13.968 | 0.559 | 466.3802 | 18.6646 | 0.76 | 0.70082 | 2549 | 11 | Wet Detention Pond (S) | 0.6 |  |  | TMDL | TMDL |  |  | 5539.5058 | 1583998.31 | 329 | 30% | 55% | 139.9141 | 10.2655
45 | 4 | 1.5102 | 331 | 45 | 4 | IND | 22.7672 | 1.772 | 5848.504 | 455.232 | 0.864 | 0.79 | 19.676 | 1.401 | 5054.405 | 359.803 | 1.5102 | 17.239 | 1.237 | 26.0351 | 1.8682 | 0.757 | 0.69791 | 2549 | 11 | Wet Detention Pond (S) | 0.6 |  |  | TMDL | TMDL |  |  | 5539.5058 | 1583998.31 | 331 | 30% | 55% | 7.8105 | 1.0275
45 | 12 | 0.51784 | 338 | 45 | 12 | WAT | 1.6782 | 0.059 | 35.951 | 1.258 | 0.862 | 0.795 | 1.446 | 0.047 | 30.984 | 1.001 | 0.51784 | 1.273 | 0.042 | 0.65921 | 0.021749 | 0.759 | 0.70735 | 2549 | 11 | Wet Detention Pond (S) | 0.6 |  |  | TMDL | TMDL |  |  | 5539.5058 | 1583998.31 | 338 | 30% | 55% | 0.19776 | 0.011962
45 | 13 | 0.94647 | 339 | 45 | 13 | WET | 1.6817 | 0.059 | 315.737 | 11.053 | 0.862 | 0.795 | 1.45 | 0.047 | 272.162 | 8.791 | 0.94647 | 1.276 | 0.042 | 1.2077 | 0.039752 | 0.759 | 0.70722 | 2549 | 11 | Wet Detention Pond (S) | 0.6 |  |  | TMDL | TMDL |  |  | 5539.5058 | 1583998.31 | 339 | 30% | 55% | 0.36231 | 0.021863
48 | 3 | 0.00050344 | 358 | 48 | 3 | HDR | 30.2853 | 2.187 | 4047.436 | 292.289 | 0.536 | 0.607 | 16.239 | 1.328 | 2170.2 | 177.473 | 0.00050344 | 7.374 | 0.721 | 0.0037124 | 0.00036298 | 0.243 | 0.32955 | 2550 | 11 | Wet Detention Pond (S) | 0.6 |  |  | TMDL | TMDL |  |  | 1718.9698 | 167300.9091 | 358 | 30% | 55% | 0.0011137 | 0.00019964
48 | 4 | 3.7996 | 359 | 48 | 4 | IND | 17.5641 | 1.47 | 2818.413 | 235.959 | 0.533 | 0.603 | 9.355 | 0.887 | 1501.072 | 142.35 | 3.7996 | 4.213 | 0.473 | 16.0075 | 1.7972 | 0.24 | 0.32137 | 2550 | 11 | Wet Detention Pond (S) | 0.6 |  |  | TMDL | TMDL |  |  | 1718.9698 | 167300.9091 | 359 | 30% | 55% | 4.8023 | 0.98845
48 | 13 | 0.040656 | 363 | 48 | 13 | WET | 1.3092 | 0.049 | 67.807 | 2.532 | 0.548 | 0.615 | 0.717 | 0.03 | 37.126 | 1.558 | 0.040656 | 0.329 | 0.017 | 0.013376 | 0.00069115 | 0.251 | 0.35619 | 2550 | 11 | Wet Detention Pond (S) | 0.6 |  |  | TMDL | TMDL |  |  | 1718.9698 | 167300.9091 | 363 | 30% | 55% | 0.0040127 | 0.00038013
41 | 1 | 0.0094579 | 282 | 41 | 1 | LDR | 6.4645 | 0.301 | 7159.582 | 333.43 | 0.961 | 0.923 | 6.211 | 0.278 | 6878.392 | 307.743 | 0.0094579 | 5.446 | 0.246 | 0.051508 | 0.0023266 | 0.842 | 0.81555 | 2551 | 11 | Wet Detention Pond (S) | 0.6 |  |  | TMDL | TMDL |  |  | 86.2905 | 448.8179 | 282 | 30% | 55% | 0.015452 | 0.0012797
41 | 3 | 0.00084561 | 284 | 41 | 3 | HDR | 25.4619 | 1.917 | 15674.111 | 1180.15 | 0.961 | 0.923 | 24.461 | 1.77 | 15057.713 | 1089.811 | 0.00084561 | 21.44 | 1.565 | 0.01813 | 0.0013234 | 0.842 | 0.81633 | 2551 | 11 | Wet Detention Pond (S) | 0.6 |  |  | TMDL | TMDL |  |  | 86.2905 | 448.8179 | 284 | 30% | 55% | 0.005439 | 0.00072786
41 | 4 | 0.92711 | 285 | 41 | 4 | IND | 15.0465 | 1.299 | 22984.638 | 1984.314 | 0.961 | 0.924 | 14.457 | 1.2 | 22084.136 | 1832.828 | 0.92711 | 12.656 | 1.059 | 11.7335 | 0.98181 | 0.841 | 0.81549 | 2552 | 11 | Wet Detention Pond (S) | 0.6 |  |  | TMDL | TMDL |  |  | 816.4845 | 40388.1504 | 285 | 30% | 55% | 3.5201 | 0.54
41 | 13 | 7.5344e-05 | 293 | 41 | 13 | WET | 1.0484 | 0.041 | 1567.871 | 61.608 | 0.962 | 0.921 | 1.008 | 0.038 | 1507.852 | 56.766 | 7.5344e-05 | 0.888 | 0.034 | 6.6906e-05 | 2.5617e-06 | 0.847 | 0.81976 | 2552 | 11 | Wet Detention Pond (S) | 0.6 |  |  | TMDL | TMDL |  |  | 816.4845 | 40388.1504 | 293 | 30% | 55% | 2.0072e-05 | 1.4089e-06
43 | 2 | 0.037444 | 306 | 43 | 2 | MDR | 14.0634 | 0.759 | 7259.995 | 391.71 | 0.384 | 0.389 | 5.405 | 0.295 | 2790.364 | 152.2 | 0.037444 | 3.02 | 0.14 | 0.11308 | 0.0052422 | 0.215 | 0.18394 | 2553 | 11 | Wet Detention Pond (S) | 0.6 |  |  | TMDL | TMDL |  |  | 12156.1751 | 3652245.0335 | 306 | 30% | 55% | 0.033924 | 0.0028832
43 | 3 | 0.010509 | 307 | 43 | 3 | HDR | 30.0054 | 2.488 | 34.152 | 2.832 | 0.384 | 0.395 | 11.523 | 0.983 | 13.115 | 1.119 | 0.010509 | 6.434 | 0.466 | 0.067617 | 0.0048973 | 0.214 | 0.18741 | 2553 | 11 | Wet Detention Pond (S) | 0.6 |  |  | TMDL | TMDL |  |  | 12156.1751 | 3652245.0335 | 307 | 30% | 55% | 0.020285 | 0.0026935
43 | 4 | 0.012995 | 308 | 43 | 4 | IND | 17.3446 | 1.669 | 998.834 | 96.117 | 0.381 | 0.389 | 6.612 | 0.65 | 380.786 | 37.427 | 0.012995 | 3.68 | 0.306 | 0.04782 | 0.0039764 | 0.212 | 0.18339 | 2553 | 11 | Wet Detention Pond (S) | 0.6 |  |  | TMDL | TMDL |  |  | 12156.1751 | 3652245.0335 | 308 | 30% | 55% | 0.014346 | 0.002187
45 | 2 | 57.0222 | 329 | 45 | 2 | MDR | 18.3801 | 0.797 | 8505.202 | 368.804 | 0.866 | 0.793 | 15.92 | 0.632 | 7367.027 | 292.453 | 57.0222 | 13.968 | 0.559 | 796.4864 | 31.8754 | 0.76 | 0.70082 | 2553 | 11 | Wet Detention Pond (S) | 0.6 |  |  | TMDL | TMDL |  |  | 12156.1751 | 3652245.0335 | 329 | 30% | 55% | 238.9459 | 17.5315
45 | 3 | 0.46268 | 330 | 45 | 3 | HDR | 39.2064 | 2.634 | 2421.799 | 162.704 | 0.866 | 0.792 | 33.956 | 2.085 | 2097.479 | 128.8 | 0.46268 | 29.789 | 1.844 | 13.7827 | 0.85318 | 0.76 | 0.70014 | 2553 | 11 | Wet Detention Pond (S) | 0.6 |  |  | TMDL | TMDL |  |  | 12156.1751 | 3652245.0335 | 330 | 30% | 55% | 4.1348 | 0.46925
45 | 4 | 0.53071 | 331 | 45 | 4 | IND | 22.7672 | 1.772 | 5848.504 | 455.232 | 0.864 | 0.79 | 19.676 | 1.401 | 5054.405 | 359.803 | 0.53071 | 17.239 | 1.237 | 9.1489 | 0.65649 | 0.757 | 0.69791 | 2553 | 11 | Wet Detention Pond (S) | 0.6 |  |  | TMDL | TMDL |  |  | 12156.1751 | 3652245.0335 | 331 | 30% | 55% | 2.7447 | 0.36107
45 | 12 | 0.75964 | 338 | 45 | 12 | WAT | 1.6782 | 0.059 | 35.951 | 1.258 | 0.862 | 0.795 | 1.446 | 0.047 | 30.984 | 1.001 | 0.75964 | 1.273 | 0.042 | 0.96703 | 0.031905 | 0.759 | 0.70735 | 2553 | 11 | Wet Detention Pond (S) | 0.6 |  |  | TMDL | TMDL |  |  | 12156.1751 | 3652245.0335 | 338 | 30% | 55% | 0.29011 | 0.017548
45 | 13 | 1.7865 | 339 | 45 | 13 | WET | 1.6817 | 0.059 | 315.737 | 11.053 | 0.862 | 0.795 | 1.45 | 0.047 | 272.162 | 8.791 | 1.7865 | 1.276 | 0.042 | 2.2796 | 0.075033 | 0.759 | 0.70722 | 2553 | 11 | Wet Detention Pond (S) | 0.6 |  |  | TMDL | TMDL |  |  | 12156.1751 | 3652245.0335 | 339 | 30% | 55% | 0.68387 | 0.041268
46 | 2 | 0.13058 | 341 | 46 | 2 | MDR | 13.7343 | 0.645 | 12517.372 | 587.845 | 0.585 | 0.835 | 8.036 | 0.539 | 7324.398 | 490.966 | 0.13058 | 6.155 | 0.317 | 0.80374 | 0.041395 | 0.448 | 0.49116 | 2553 | 11 | Wet Detention Pond (S) | 0.6 |  |  | TMDL | TMDL |  |  | 12156.1751 | 3652245.0335 | 341 | 30% | 55% | 0.24112 | 0.022767
46 | 3 | 21.0844 | 342 | 46 | 3 | HDR | 29.2966 | 2.128 | 15135.696 | 1099.348 | 0.585 | 0.841 | 17.131 | 1.789 | 8850.484 | 924.087 | 21.0844 | 13.118 | 1.05 | 276.5853 | 22.1386 | 0.448 | 0.49364 | 2553 | 11 | Wet Detention Pond (S) | 0.6 |  |  | TMDL | TMDL |  |  | 12156.1751 | 3652245.0335 | 342 | 30% | 55% | 82.9756 | 12.1762
46 | 4 | 1.6699 | 343 | 46 | 4 | IND | 17.0006 | 1.432 | 5136.665 | 432.629 | 0.581 | 0.828 | 9.877 | 1.185 | 2984.427 | 358.031 | 1.6699 | 7.542 | 0.694 | 12.5943 | 1.1589 | 0.444 | 0.48499 | 2553 | 11 | Wet Detention Pond (S) | 0.6 |  |  | TMDL | TMDL |  |  | 12156.1751 | 3652245.0335 | 343 | 30% | 55% | 3.7783 | 0.6374
46 | 13 | 0.33674 | 350 | 46 | 13 | WET | 1.2605 | 0.048 | 423.33 | 16.035 | 0.592 | 0.901 | 0.746 | 0.043 | 250.472 | 14.442 | 0.33674 | 0.571 | 0.025 | 0.19228 | 0.0084184 | 0.453 | 0.53354 | 2553 | 11 | Wet Detention Pond (S) | 0.6 |  |  | TMDL | TMDL |  |  | 12156.1751 | 3652245.0335 | 350 | 30% | 55% | 0.057683 | 0.0046301
45 | 1 | 0.12075 | 328 | 45 | 1 | LDR | 10.0026 | 0.414 | 73.079 | 3.021 | 0.867 | 0.793 | 8.667 | 0.328 | 63.324 | 2.397 | 0.12075 | 7.606 | 0.29 | 0.91839 | 0.035016 | 0.76 | 0.7015 | 2554 | 11 | Wet Detention Pond (S) | 0.6 |  |  | TMDL | TMDL |  |  | 3877.2225 | 731789.0595 | 328 | 30% | 55% | 0.27552 | 0.019259
45 | 2 | 15.2373 | 329 | 45 | 2 | MDR | 18.3801 | 0.797 | 8505.202 | 368.804 | 0.866 | 0.793 | 15.92 | 0.632 | 7367.027 | 292.453 | 15.2373 | 13.968 | 0.559 | 212.8348 | 8.5177 | 0.76 | 0.70082 | 2554 | 11 | Wet Detention Pond (S) | 0.6 |  |  | TMDL | TMDL |  |  | 3877.2225 | 731789.0595 | 329 | 30% | 55% | 63.8504 | 4.6847
45 | 3 | 0.006988 | 330 | 45 | 3 | HDR | 39.2064 | 2.634 | 2421.799 | 162.704 | 0.866 | 0.792 | 33.956 | 2.085 | 2097.479 | 128.8 | 0.006988 | 29.789 | 1.844 | 0.20817 | 0.012886 | 0.76 | 0.70014 | 2554 | 11 | Wet Detention Pond (S) | 0.6 |  |  | TMDL | TMDL |  |  | 3877.2225 | 731789.0595 | 330 | 30% | 55% | 0.06245 | 0.0070872
45 | 4 | 0.071526 | 331 | 45 | 4 | IND | 22.7672 | 1.772 | 5848.504 | 455.232 | 0.864 | 0.79 | 19.676 | 1.401 | 5054.405 | 359.803 | 0.071526 | 17.239 | 1.237 | 1.233 | 0.088478 | 0.757 | 0.69791 | 2554 | 11 | Wet Detention Pond (S) | 0.6 |  |  | TMDL | TMDL |  |  | 3877.2225 | 731789.0595 | 331 | 30% | 55% | 0.36991 | 0.048663
45 | 12 | 1.2665 | 338 | 45 | 12 | WAT | 1.6782 | 0.059 | 35.951 | 1.258 | 0.862 | 0.795 | 1.446 | 0.047 | 30.984 | 1.001 | 1.2665 | 1.273 | 0.042 | 1.6123 | 0.053193 | 0.759 | 0.70735 | 2554 | 11 | Wet Detention Pond (S) | 0.6 |  |  | TMDL | TMDL |  |  | 3877.2225 | 731789.0595 | 338 | 30% | 55% | 0.48368 | 0.029256
45 | 13 | 0.096552 | 339 | 45 | 13 | WET | 1.6817 | 0.059 | 315.737 | 11.053 | 0.862 | 0.795 | 1.45 | 0.047 | 272.162 | 8.791 | 0.096552 | 1.276 | 0.042 | 0.1232 | 0.0040552 | 0.759 | 0.70722 | 2554 | 11 | Wet Detention Pond (S) | 0.6 |  |  | TMDL | TMDL |  |  | 3877.2225 | 731789.0595 | 339 | 30% | 55% | 0.03696 | 0.0022304
48 | 3 | 0.3178 | 358 | 48 | 3 | HDR | 30.2853 | 2.187 | 4047.436 | 292.289 | 0.536 | 0.607 | 16.239 | 1.328 | 2170.2 | 177.473 | 0.3178 | 7.374 | 0.721 | 2.3434 | 0.22913 | 0.243 | 0.32955 | 2555 | 11 | Wet Detention Pond (S) | 0.6 |  |  | TMDL | TMDL |  |  | 1774.1629 | 164468.1591 | 358 | 30% | 55% | 0.70303 | 0.12602
48 | 4 | 3.4579 | 359 | 48 | 4 | IND | 17.5641 | 1.47 | 2818.413 | 235.959 | 0.533 | 0.603 | 9.355 | 0.887 | 1501.072 | 142.35 | 3.4579 | 4.213 | 0.473 | 14.5681 | 1.6356 | 0.24 | 0.32137 | 2555 | 11 | Wet Detention Pond (S) | 0.6 |  |  | TMDL | TMDL |  |  | 1774.1629 | 164468.1591 | 359 | 30% | 55% | 4.3704 | 0.89957
41 | 1 | 3.1729 | 282 | 41 | 1 | LDR | 6.4645 | 0.301 | 7159.582 | 333.43 | 0.961 | 0.923 | 6.211 | 0.278 | 6878.392 | 307.743 | 3.1729 | 5.446 | 0.246 | 17.2796 | 0.78053 | 0.842 | 0.81555 | 2556 | 11 | Wet Detention Pond (S) | 0.6 |  |  | TMDL | TMDL |  |  | 21817.0549 | 6112546.8277 | 282 | 30% | 55% | 5.1839 | 0.42929
41 | 2 | 65.9987 | 283 | 41 | 2 | MDR | 11.9201 | 0.582 | 23513.664 | 1147.493 | 0.961 | 0.923 | 11.452 | 0.537 | 22589.972 | 1059.182 | 65.9987 | 10.039 | 0.474 | 662.5612 | 31.2834 | 0.842 | 0.81527 | 2556 | 11 | Wet Detention Pond (S) | 0.6 |  |  | TMDL | TMDL |  |  | 21817.0549 | 6112546.8277 | 283 | 30% | 55% | 198.7683 | 17.2059
41 | 3 | 26.1598 | 284 | 41 | 3 | HDR | 25.4619 | 1.917 | 15674.111 | 1180.15 | 0.961 | 0.923 | 24.461 | 1.77 | 15057.713 | 1089.811 | 26.1598 | 21.44 | 1.565 | 560.8654 | 40.94 | 0.842 | 0.81633 | 2556 | 11 | Wet Detention Pond (S) | 0.6 |  |  | TMDL | TMDL |  |  | 21817.0549 | 6112546.8277 | 284 | 30% | 55% | 168.2596 | 22.517
41 | 4 | 18.6861 | 285 | 41 | 4 | IND | 15.0465 | 1.299 | 22984.638 | 1984.314 | 0.961 | 0.924 | 14.457 | 1.2 | 22084.136 | 1832.828 | 18.6861 | 12.656 | 1.059 | 236.4918 | 19.7886 | 0.841 | 0.81549 | 2556 | 11 | Wet Detention Pond (S) | 0.6 |  |  | TMDL | TMDL |  |  | 21817.0549 | 6112546.8277 | 285 | 30% | 55% | 70.9475 | 10.8837
41 | 6 | 3.3484 | 286 | 41 | 6 | OPE | 6.7112 | 0.301 | 712.339 | 31.937 | 0.96 | 0.922 | 6.446 | 0.278 | 684.169 | 29.462 | 3.3484 | 5.655 | 0.245 | 18.9354 | 0.82037 | 0.843 | 0.81557 | 2556 | 11 | Wet Detention Pond (S) | 0.6 |  |  | TMDL | TMDL |  |  | 21817.0549 | 6112546.8277 | 286 | 30% | 55% | 5.6806 | 0.4512
41 | 8 | 0.23606 | 288 | 41 | 8 | AGR | 16.0936 | 0.836 | 8344.03 | 433.364 | 0.96 | 0.923 | 15.456 | 0.771 | 8013.183 | 399.822 | 0.23606 | 13.575 | 0.683 | 3.2045 | 0.16123 | 0.844 | 0.81685 | 2556 | 11 | Wet Detention Pond (S) | 0.6 |  |  | TMDL | TMDL |  |  | 21817.0549 | 6112546.8277 | 288 | 30% | 55% | 0.96134 | 0.088675
41 | 10 | 0.35422 | 290 | 41 | 10 | RAN | 5.062 | 0.211 | 1204.825 | 50.143 | 0.96 | 0.922 | 4.86 | 0.194 | 1156.789 | 46.234 | 0.35422 | 4.268 | 0.172 | 1.5118 | 0.060926 | 0.843 | 0.81592 | 2556 | 11 | Wet Detention Pond (S) | 0.6 |  |  | TMDL | TMDL |  |  | 21817.0549 | 6112546.8277 | 290 | 30% | 55% | 0.45355 | 0.03351
41 | 11 | 4.7807 | 291 | 41 | 11 | FOR | 3.3637 | 0.139 | 1738.258 | 71.607 | 0.961 | 0.923 | 3.231 | 0.128 | 1669.641 | 66.092 | 4.7807 | 2.844 | 0.114 | 13.5962 | 0.545 | 0.846 | 0.81972 | 2556 | 11 | Wet Detention Pond (S) | 0.6 |  |  | TMDL | TMDL |  |  | 21817.0549 | 6112546.8277 | 291 | 30% | 55% | 4.0789 | 0.29975
41 | 12 | 2.3734 | 292 | 41 | 12 | WAT | 1.0456 | 0.041 | 281.889 | 11.073 | 0.962 | 0.921 | 1.006 | 0.038 | 271.1 | 10.202 | 2.3734 | 0.885 | 0.034 | 2.1004 | 0.080694 | 0.847 | 0.81969 | 2556 | 11 | Wet Detention Pond (S) | 0.6 |  |  | TMDL | TMDL |  |  | 21817.0549 | 6112546.8277 | 292 | 30% | 55% | 0.63013 | 0.044382
41 | 13 | 7.4584 | 293 | 41 | 13 | WET | 1.0484 | 0.041 | 1567.871 | 61.608 | 0.962 | 0.921 | 1.008 | 0.038 | 1507.852 | 56.766 | 7.4584 | 0.888 | 0.034 | 6.623 | 0.25358 | 0.847 | 0.81976 | 2556 | 11 | Wet Detention Pond (S) | 0.6 |  |  | TMDL | TMDL |  |  | 21817.0549 | 6112546.8277 | 293 | 30% | 55% | 1.9869 | 0.13947
45 | 2 | 7.6154 | 329 | 45 | 2 | MDR | 18.3801 | 0.797 | 8505.202 | 368.804 | 0.866 | 0.793 | 15.92 | 0.632 | 7367.027 | 292.453 | 7.6154 | 13.968 | 0.559 | 106.3716 | 4.257 | 0.76 | 0.70082 | 2557 | 11 | Wet Detention Pond (S) | 0.6 |  |  | TMDL | TMDL |  |  | 2610.6636 | 377226.6568 | 329 | 30% | 55% | 31.9115 | 2.3413
45 | 4 | 0.039211 | 331 | 45 | 4 | IND | 22.7672 | 1.772 | 5848.504 | 455.232 | 0.864 | 0.79 | 19.676 | 1.401 | 5054.405 | 359.803 | 0.039211 | 17.239 | 1.237 | 0.67596 | 0.048504 | 0.757 | 0.69791 | 2557 | 11 | Wet Detention Pond (S) | 0.6 |  |  | TMDL | TMDL |  |  | 2610.6636 | 377226.6568 | 331 | 30% | 55% | 0.20279 | 0.026677
45 | 11 | 0.7466 | 337 | 45 | 11 | FOR | 5.5459 | 0.205 | 109.052 | 4.029 | 0.874 | 0.792 | 4.844 | 0.162 | 95.257 | 3.19 | 0.7466 | 4.263 | 0.144 | 3.1827 | 0.10751 | 0.769 | 0.70298 | 2557 | 11 | Wet Detention Pond (S) | 0.6 |  |  | TMDL | TMDL |  |  | 2610.6636 | 377226.6568 | 337 | 30% | 55% | 0.95482 | 0.05913
45 | 13 | 0.25878 | 339 | 45 | 13 | WET | 1.6817 | 0.059 | 315.737 | 11.053 | 0.862 | 0.795 | 1.45 | 0.047 | 272.162 | 8.791 | 0.25878 | 1.276 | 0.042 | 0.33021 | 0.010869 | 0.759 | 0.70722 | 2557 | 11 | Wet Detention Pond (S) | 0.6 |  |  | TMDL | TMDL |  |  | 2610.6636 | 377226.6568 | 339 | 30% | 55% | 0.099062 | 0.0059779
41 | 1 | 3.7955 | 282 | 41 | 1 | LDR | 6.4645 | 0.301 | 7159.582 | 333.43 | 0.961 | 0.923 | 6.211 | 0.278 | 6878.392 | 307.743 | 3.7955 | 5.446 | 0.246 | 20.6703 | 0.93369 | 0.842 | 0.81555 | 2558 | 11 | Wet Detention Pond (S) | 0.6 |  |  | TMDL | TMDL |  |  | 8544.368 | 2497754.6811 | 282 | 30% | 55% | 6.2011 | 0.51353
41 | 3 | 16.2567 | 284 | 41 | 3 | HDR | 25.4619 | 1.917 | 15674.111 | 1180.15 | 0.961 | 0.923 | 24.461 | 1.77 | 15057.713 | 1089.811 | 16.2567 | 21.44 | 1.565 | 348.5447 | 25.4418 | 0.842 | 0.81633 | 2558 | 11 | Wet Detention Pond (S) | 0.6 |  |  | TMDL | TMDL |  |  | 8544.368 | 2497754.6811 | 284 | 30% | 55% | 104.5634 | 13.993
41 | 4 | 0.11814 | 285 | 41 | 4 | IND | 15.0465 | 1.299 | 22984.638 | 1984.314 | 0.961 | 0.924 | 14.457 | 1.2 | 22084.136 | 1832.828 | 0.11814 | 12.656 | 1.059 | 1.4952 | 0.12511 | 0.841 | 0.81549 | 2558 | 11 | Wet Detention Pond (S) | 0.6 |  |  | TMDL | TMDL |  |  | 8544.368 | 2497754.6811 | 285 | 30% | 55% | 0.44855 | 0.068809
41 | 10 | 7.5201 | 290 | 41 | 10 | RAN | 5.062 | 0.211 | 1204.825 | 50.143 | 0.96 | 0.922 | 4.86 | 0.194 | 1156.789 | 46.234 | 7.5201 | 4.268 | 0.172 | 32.0959 | 1.2935 | 0.843 | 0.81592 | 2558 | 11 | Wet Detention Pond (S) | 0.6 |  |  | TMDL | TMDL |  |  | 8544.368 | 2497754.6811 | 290 | 30% | 55% | 9.6288 | 0.7114
41 | 11 | 0.0004017 | 291 | 41 | 11 | FOR | 3.3637 | 0.139 | 1738.258 | 71.607 | 0.961 | 0.923 | 3.231 | 0.128 | 1669.641 | 66.092 | 0.0004017 | 2.844 | 0.114 | 0.0011424 | 4.5794e-05 | 0.846 | 0.81972 | 2558 | 11 | Wet Detention Pond (S) | 0.6 |  |  | TMDL | TMDL |  |  | 8544.368 | 2497754.6811 | 291 | 30% | 55% | 0.00034273 | 2.5187e-05
41 | 12 | 15.7048 | 292 | 41 | 12 | WAT | 1.0456 | 0.041 | 281.889 | 11.073 | 0.962 | 0.921 | 1.006 | 0.038 | 271.1 | 10.202 | 15.7048 | 0.885 | 0.034 | 13.8987 | 0.53396 | 0.847 | 0.81969 | 2558 | 11 | Wet Detention Pond (S) | 0.6 |  |  | TMDL | TMDL |  |  | 8544.368 | 2497754.6811 | 292 | 30% | 55% | 4.1696 | 0.29368
41 | 13 | 13.9451 | 293 | 41 | 13 | WET | 1.0484 | 0.041 | 1567.871 | 61.608 | 0.962 | 0.921 | 1.008 | 0.038 | 1507.852 | 56.766 | 13.9451 | 0.888 | 0.034 | 12.3833 | 0.47413 | 0.847 | 0.81976 | 2558 | 11 | Wet Detention Pond (S) | 0.6 |  |  | TMDL | TMDL |  |  | 8544.368 | 2497754.6811 | 293 | 30% | 55% | 3.715 | 0.26077
41 | 4 | 0.46962 | 285 | 41 | 4 | IND | 15.0465 | 1.299 | 22984.638 | 1984.314 | 0.961 | 0.924 | 14.457 | 1.2 | 22084.136 | 1832.828 | 0.46962 | 12.656 | 1.059 | 5.9435 | 0.49733 | 0.841 | 0.81549 | 2559 | 11 | Wet Detention Pond (S) | 0.6 |  |  | TMDL | TMDL |  |  | 2469.9617 | 20456.4992 | 285 | 30% | 55% | 1.7831 | 0.27353
48 | 2 | 1.8397 | 357 | 48 | 2 | MDR | 14.2002 | 0.661 | 5134.972 | 239.151 | 0.536 | 0.605 | 7.618 | 0.4 | 2754.654 | 144.695 | 1.8397 | 3.462 | 0.214 | 6.3692 | 0.3937 | 0.244 | 0.32348 | 2560 | 11 | Wet Detention Pond (S) | 0.6 |  |  | TMDL | TMDL |  |  | 1774.5846 | 80138.8405 | 357 | 30% | 55% | 1.9108 | 0.21654
41 | 4 | 0.01421 | 285 | 41 | 4 | IND | 15.0465 | 1.299 | 22984.638 | 1984.314 | 0.961 | 0.924 | 14.457 | 1.2 | 22084.136 | 1832.828 | 0.01421 | 12.656 | 1.059 | 0.17984 | 0.015048 | 0.841 | 0.81549 | 2561 | 11 | Wet Detention Pond (S) | 0.6 |  |  | TMDL | TMDL |  |  | 618.6977 | 618.9703 | 285 | 30% | 55% | 0.053951 | 0.0082764
45 | 2 | 0.0011199 | 329 | 45 | 2 | MDR | 18.3801 | 0.797 | 8505.202 | 368.804 | 0.866 | 0.793 | 15.92 | 0.632 | 7367.027 | 292.453 | 0.0011199 | 13.968 | 0.559 | 0.015642 | 0.00062601 | 0.76 | 0.70082 | 2562 | 11 | Wet Detention Pond (S) | 0.6 |  |  | TMDL | TMDL |  |  | 31.3703 | 48.7806 | 329 | 30% | 55% | 0.0046927 | 0.00034431
41 | 1 | 1.1442 | 282 | 41 | 1 | LDR | 6.4645 | 0.301 | 7159.582 | 333.43 | 0.961 | 0.923 | 6.211 | 0.278 | 6878.392 | 307.743 | 1.1442 | 5.446 | 0.246 | 6.2316 | 0.28148 | 0.842 | 0.81555 | 2563 | 11 | Wet Detention Pond (S) | 0.6 |  |  | TMDL | TMDL |  |  | 1377.589 | 49843.0829 | 282 | 30% | 55% | 1.8695 | 0.15482
41 | 1 | 4.3059 | 282 | 41 | 1 | LDR | 6.4645 | 0.301 | 7159.582 | 333.43 | 0.961 | 0.923 | 6.211 | 0.278 | 6878.392 | 307.743 | 4.3059 | 5.446 | 0.246 | 23.45 | 1.0593 | 0.842 | 0.81555 | 2564 | 11 | Wet Detention Pond (S) | 0.6 |  |  | TMDL | TMDL |  |  | 14078.4145 | 5005581.6342 | 282 | 30% | 55% | 7.035 | 0.58259
41 | 2 | 63.8718 | 283 | 41 | 2 | MDR | 11.9201 | 0.582 | 23513.664 | 1147.493 | 0.961 | 0.923 | 11.452 | 0.537 | 22589.972 | 1059.182 | 63.8718 | 10.039 | 0.474 | 641.2086 | 30.2752 | 0.842 | 0.81527 | 2564 | 11 | Wet Detention Pond (S) | 0.6 |  |  | TMDL | TMDL |  |  | 14078.4145 | 5005581.6342 | 283 | 30% | 55% | 192.3626 | 16.6514
41 | 3 | 5.1921 | 284 | 41 | 3 | HDR | 25.4619 | 1.917 | 15674.111 | 1180.15 | 0.961 | 0.923 | 24.461 | 1.77 | 15057.713 | 1089.811 | 5.1921 | 21.44 | 1.565 | 111.3193 | 8.1257 | 0.842 | 0.81633 | 2564 | 11 | Wet Detention Pond (S) | 0.6 |  |  | TMDL | TMDL |  |  | 14078.4145 | 5005581.6342 | 284 | 30% | 55% | 33.3958 | 4.4691
41 | 8 | 0.11467 | 288 | 41 | 8 | AGR | 16.0936 | 0.836 | 8344.03 | 433.364 | 0.96 | 0.923 | 15.456 | 0.771 | 8013.183 | 399.822 | 0.11467 | 13.575 | 0.683 | 1.5566 | 0.078319 | 0.844 | 0.81685 | 2564 | 11 | Wet Detention Pond (S) | 0.6 |  |  | TMDL | TMDL |  |  | 14078.4145 | 5005581.6342 | 288 | 30% | 55% | 0.46699 | 0.043075
41 | 11 | 6.0152 | 291 | 41 | 11 | FOR | 3.3637 | 0.139 | 1738.258 | 71.607 | 0.961 | 0.923 | 3.231 | 0.128 | 1669.641 | 66.092 | 6.0152 | 2.844 | 0.114 | 17.1073 | 0.68574 | 0.846 | 0.81972 | 2564 | 11 | Wet Detention Pond (S) | 0.6 |  |  | TMDL | TMDL |  |  | 14078.4145 | 5005581.6342 | 291 | 30% | 55% | 5.1322 | 0.37716
41 | 12 | 7.199 | 292 | 41 | 12 | WAT | 1.0456 | 0.041 | 281.889 | 11.073 | 0.962 | 0.921 | 1.006 | 0.038 | 271.1 | 10.202 | 7.199 | 0.885 | 0.034 | 6.3711 | 0.24477 | 0.847 | 0.81969 | 2564 | 11 | Wet Detention Pond (S) | 0.6 |  |  | TMDL | TMDL |  |  | 14078.4145 | 5005581.6342 | 292 | 30% | 55% | 1.9113 | 0.13462
41 | 13 | 28.138 | 293 | 41 | 13 | WET | 1.0484 | 0.041 | 1567.871 | 61.608 | 0.962 | 0.921 | 1.008 | 0.038 | 1507.852 | 56.766 | 28.138 | 0.888 | 0.034 | 24.9865 | 0.95669 | 0.847 | 0.81976 | 2564 | 11 | Wet Detention Pond (S) | 0.6 |  |  | TMDL | TMDL |  |  | 14078.4145 | 5005581.6342 | 293 | 30% | 55% | 7.496 | 0.52618
45 | 1 | 0.033979 | 328 | 45 | 1 | LDR | 10.0026 | 0.414 | 73.079 | 3.021 | 0.867 | 0.793 | 8.667 | 0.328 | 63.324 | 2.397 | 0.033979 | 7.606 | 0.29 | 0.25845 | 0.009854 | 0.76 | 0.7015 | 2564 | 11 | Wet Detention Pond (S) | 0.6 |  |  | TMDL | TMDL |  |  | 14078.4145 | 5005581.6342 | 328 | 30% | 55% | 0.077534 | 0.0054197
45 | 13 | 0.042108 | 339 | 45 | 13 | WET | 1.6817 | 0.059 | 315.737 | 11.053 | 0.862 | 0.795 | 1.45 | 0.047 | 272.162 | 8.791 | 0.042108 | 1.276 | 0.042 | 0.05373 | 0.0017685 | 0.759 | 0.70722 | 2564 | 11 | Wet Detention Pond (S) | 0.6 |  |  | TMDL | TMDL |  |  | 14078.4145 | 5005581.6342 | 339 | 30% | 55% | 0.016119 | 0.00097269
45 | 2 | 14.9506 | 329 | 45 | 2 | MDR | 18.3801 | 0.797 | 8505.202 | 368.804 | 0.866 | 0.793 | 15.92 | 0.632 | 7367.027 | 292.453 | 14.9506 | 13.968 | 0.559 | 208.8303 | 8.3574 | 0.76 | 0.70082 | 2565 | 11 | Wet Detention Pond (S) | 0.6 |  |  | TMDL | TMDL |  |  | 5908.6419 | 1190015.0348 | 329 | 30% | 55% | 62.6491 | 4.5966
45 | 3 | 9.0704 | 330 | 45 | 3 | HDR | 39.2064 | 2.634 | 2421.799 | 162.704 | 0.866 | 0.792 | 33.956 | 2.085 | 2097.479 | 128.8 | 9.0704 | 29.789 | 1.844 | 270.1984 | 16.7258 | 0.76 | 0.70014 | 2565 | 11 | Wet Detention Pond (S) | 0.6 |  |  | TMDL | TMDL |  |  | 5908.6419 | 1190015.0348 | 330 | 30% | 55% | 81.0595 | 9.1992
45 | 4 | 0.76104 | 331 | 45 | 4 | IND | 22.7672 | 1.772 | 5848.504 | 455.232 | 0.864 | 0.79 | 19.676 | 1.401 | 5054.405 | 359.803 | 0.76104 | 17.239 | 1.237 | 13.1196 | 0.94141 | 0.757 | 0.69791 | 2565 | 11 | Wet Detention Pond (S) | 0.6 |  |  | TMDL | TMDL |  |  | 5908.6419 | 1190015.0348 | 331 | 30% | 55% | 3.9359 | 0.51778
45 | 12 | 0.75723 | 338 | 45 | 12 | WAT | 1.6782 | 0.059 | 35.951 | 1.258 | 0.862 | 0.795 | 1.446 | 0.047 | 30.984 | 1.001 | 0.75723 | 1.273 | 0.042 | 0.96395 | 0.031804 | 0.759 | 0.70735 | 2565 | 11 | Wet Detention Pond (S) | 0.6 |  |  | TMDL | TMDL |  |  | 5908.6419 | 1190015.0348 | 338 | 30% | 55% | 0.28919 | 0.017492
45 | 13 | 1.7798 | 339 | 45 | 13 | WET | 1.6817 | 0.059 | 315.737 | 11.053 | 0.862 | 0.795 | 1.45 | 0.047 | 272.162 | 8.791 | 1.7798 | 1.276 | 0.042 | 2.271 | 0.074751 | 0.759 | 0.70722 | 2565 | 11 | Wet Detention Pond (S) | 0.6 |  |  | TMDL | TMDL |  |  | 5908.6419 | 1190015.0348 | 339 | 30% | 55% | 0.68131 | 0.041113
41 | 3 | 0.065525 | 284 | 41 | 3 | HDR | 25.4619 | 1.917 | 15674.111 | 1180.15 | 0.961 | 0.923 | 24.461 | 1.77 | 15057.713 | 1089.811 | 0.065525 | 21.44 | 1.565 | 1.4049 | 0.10255 | 0.842 | 0.81633 | 2566 | 11 | Wet Detention Pond (S) | 0.6 |  |  | TMDL | TMDL |  |  | 863.6558 | 2853.9557 | 284 | 30% | 55% | 0.42146 | 0.056401
50 | 2 | 38.6302 | 372 | 50 | 2 | MDR | 9.4137 | 0.47 | 2288.714 | 114.345 | 0.394 | 0.426 | 3.711 | 0.2 | 902.154 | 48.682 | 38.6302 | 0.668 | 0.058 | 25.805 | 2.2406 | 0.071 | 0.12408 | 2567 | 11 | Wet Detention Pond (S) | 0.6 |  |  | TMDL | TMDL |  |  | 8027.1974 | 1790970.9895 | 372 | 30% | 55% | 7.7415 | 1.2323
50 | 3 | 0.21423 | 373 | 50 | 3 | HDR | 21.572 | 1.662 | 2240.996 | 172.652 | 0.394 | 0.43 | 8.501 | 0.715 | 883.12 | 74.316 | 0.21423 | 1.531 | 0.222 | 0.32799 | 0.04756 | 0.071 | 0.13346 | 2567 | 11 | Wet Detention Pond (S) | 0.6 |  |  | TMDL | TMDL |  |  | 8027.1974 | 1790970.9895 | 373 | 30% | 55% | 0.098397 | 0.026158
50 | 12 | 1.1507e-05 | 378 | 50 | 12 | WAT | 0.2327 | 0.006 | 12.097 | 0.309 | 0.407 | 0.449 | 0.095 | 0.003 | 4.924 | 0.139 | 1.1507e-05 | 0.017 | 0.001 | 1.9562e-07 | 1.1507e-08 | 0.073 | 0.17606 | 2567 | 11 | Wet Detention Pond (S) | 0.6 |  |  | TMDL | TMDL |  |  | 8027.1974 | 1790970.9895 | 378 | 30% | 55% | 5.8685e-08 | 6.3288e-09
50 | 13 | 2.2707 | 379 | 50 | 13 | WET | 0.63701 | 0.025 | 15.973 | 0.617 | 0.411 | 0.457 | 0.262 | 0.011 | 6.561 | 0.282 | 2.2707 | 0.048 | 0.005 | 0.10899 | 0.011354 | 0.075 | 0.20195 | 2567 | 11 | Wet Detention Pond (S) | 0.6 |  |  | TMDL | TMDL |  |  | 8027.1974 | 1790970.9895 | 379 | 30% | 55% | 0.032698 | 0.0062444
46 | 2 | 32.3747 | 341 | 46 | 2 | MDR | 13.7343 | 0.645 | 12517.372 | 587.845 | 0.585 | 0.835 | 8.036 | 0.539 | 7324.398 | 490.966 | 32.3747 | 6.155 | 0.317 | 199.2661 | 10.2628 | 0.448 | 0.49116 | 2568 | 11 | Wet Detention Pond (S) | 0.6 |  |  | TMDL | TMDL |  |  | 5723.9968 | 1552619.4552 | 341 | 30% | 55% | 59.7798 | 5.6445
46 | 4 | 0.00068452 | 343 | 46 | 4 | IND | 17.0006 | 1.432 | 5136.665 | 432.629 | 0.581 | 0.828 | 9.877 | 1.185 | 2984.427 | 358.031 | 0.00068452 | 7.542 | 0.694 | 0.0051626 | 0.00047506 | 0.444 | 0.48499 | 2568 | 11 | Wet Detention Pond (S) | 0.6 |  |  | TMDL | TMDL |  |  | 5723.9968 | 1552619.4552 | 343 | 30% | 55% | 0.0015488 | 0.00026128
46 | 11 | 0.98022 | 348 | 46 | 11 | FOR | 4.1376 | 0.165 | 692.937 | 27.684 | 0.596 | 0.881 | 2.465 | 0.146 | 412.881 | 24.4 | 0.98022 | 1.91 | 0.086 | 1.8722 | 0.084299 | 0.462 | 0.51922 | 2568 | 11 | Wet Detention Pond (S) | 0.6 |  |  | TMDL | TMDL |  |  | 5723.9968 | 1552619.4552 | 348 | 30% | 55% | 0.56166 | 0.046364
46 | 12 | 1.2933 | 349 | 46 | 12 | WAT | 1.258 | 0.048 | 618.54 | 23.423 | 0.591 | 0.9 | 0.744 | 0.043 | 365.844 | 21.08 | 1.2933 | 0.569 | 0.025 | 0.7359 | 0.032333 | 0.452 | 0.53317 | 2568 | 11 | Wet Detention Pond (S) | 0.6 |  |  | TMDL | TMDL |  |  | 5723.9968 | 1552619.4552 | 349 | 30% | 55% | 0.22077 | 0.017783
46 | 13 | 0.99449 | 350 | 46 | 13 | WET | 1.2605 | 0.048 | 423.33 | 16.035 | 0.592 | 0.901 | 0.746 | 0.043 | 250.472 | 14.442 | 0.99449 | 0.571 | 0.025 | 0.56785 | 0.024862 | 0.453 | 0.53354 | 2568 | 11 | Wet Detention Pond (S) | 0.6 |  |  | TMDL | TMDL |  |  | 5723.9968 | 1552619.4552 | 350 | 30% | 55% | 0.17036 | 0.013674
46 | 1 | 2.6909 | 340 | 46 | 1 | LDR | 7.475 | 0.335 | 892.731 | 39.971 | 0.586 | 0.84 | 4.38 | 0.281 | 523.1 | 33.572 | 2.6909 | 3.356 | 0.165 | 9.0305 | 0.44399 | 0.449 | 0.49425 | 2569 | 11 | Wet Detention Pond (S) | 0.6 |  |  | TMDL | TMDL |  |  | 3367.9472 | 690449.7806 | 340 | 30% | 55% | 2.7092 | 0.2442
46 | 2 | 12.6057 | 341 | 46 | 2 | MDR | 13.7343 | 0.645 | 12517.372 | 587.845 | 0.585 | 0.835 | 8.036 | 0.539 | 7324.398 | 490.966 | 12.6057 | 6.155 | 0.317 | 77.5883 | 3.996 | 0.448 | 0.49116 | 2569 | 11 | Wet Detention Pond (S) | 0.6 |  |  | TMDL | TMDL |  |  | 3367.9472 | 690449.7806 | 341 | 30% | 55% | 23.2765 | 2.1978
46 | 13 | 0.55401 | 350 | 46 | 13 | WET | 1.2605 | 0.048 | 423.33 | 16.035 | 0.592 | 0.901 | 0.746 | 0.043 | 250.472 | 14.442 | 0.55401 | 0.571 | 0.025 | 0.31634 | 0.01385 | 0.453 | 0.53354 | 2569 | 11 | Wet Detention Pond (S) | 0.6 |  |  | TMDL | TMDL |  |  | 3367.9472 | 690449.7806 | 350 | 30% | 55% | 0.094902 | 0.0076176
45 | 2 | 40.1883 | 329 | 45 | 2 | MDR | 18.3801 | 0.797 | 8505.202 | 368.804 | 0.866 | 0.793 | 15.92 | 0.632 | 7367.027 | 292.453 | 40.1883 | 13.968 | 0.559 | 561.3509 | 22.4653 | 0.76 | 0.70082 | 2570 | 11 | Wet Detention Pond (S) | 0.6 |  |  | TMDL | TMDL |  |  | 7480.0814 | 1979570.654 | 329 | 30% | 55% | 168.4053 | 12.3559
45 | 4 | 0.034337 | 331 | 45 | 4 | IND | 22.7672 | 1.772 | 5848.504 | 455.232 | 0.864 | 0.79 | 19.676 | 1.401 | 5054.405 | 359.803 | 0.034337 | 17.239 | 1.237 | 0.59193 | 0.042474 | 0.757 | 0.69791 | 2570 | 11 | Wet Detention Pond (S) | 0.6 |  |  | TMDL | TMDL |  |  | 7480.0814 | 1979570.654 | 331 | 30% | 55% | 0.17758 | 0.023361
45 | 6 | 4.4375 | 333 | 45 | 6 | OPE | 10.5052 | 0.42 | 172.54 | 6.891 | 0.867 | 0.794 | 9.111 | 0.333 | 149.641 | 5.475 | 4.4375 | 8 | 0.295 | 35.4999 | 1.3091 | 0.762 | 0.70313 | 2570 | 11 | Wet Detention Pond (S) | 0.6 |  |  | TMDL | TMDL |  |  | 7480.0814 | 1979570.654 | 333 | 30% | 55% | 10.65 | 0.71998
45 | 11 | 0.028756 | 337 | 45 | 11 | FOR | 5.5459 | 0.205 | 109.052 | 4.029 | 0.874 | 0.792 | 4.844 | 0.162 | 95.257 | 3.19 | 0.028756 | 4.263 | 0.144 | 0.12259 | 0.0041408 | 0.769 | 0.70298 | 2570 | 11 | Wet Detention Pond (S) | 0.6 |  |  | TMDL | TMDL |  |  | 7480.0814 | 1979570.654 | 337 | 30% | 55% | 0.036776 | 0.0022775
45 | 13 | 0.75595 | 339 | 45 | 13 | WET | 1.6817 | 0.059 | 315.737 | 11.053 | 0.862 | 0.795 | 1.45 | 0.047 | 272.162 | 8.791 | 0.75595 | 1.276 | 0.042 | 0.96459 | 0.03175 | 0.759 | 0.70722 | 2570 | 11 | Wet Detention Pond (S) | 0.6 |  |  | TMDL | TMDL |  |  | 7480.0814 | 1979570.654 | 339 | 30% | 55% | 0.28938 | 0.017462
40 | 1 | 0.0042069 | 271 | 40 | 1 | LDR | 6.3414 | 0.299 | 1093.519 | 51.571 | 0.877 | 0.884 | 5.562 | 0.264 | 959.109 | 45.59 | 0.0042069 | 5.562 | 0.264 | 0.023399 | 0.0011106 | 0.877 | 0.88402 | 2571 | 11 | Wet Detention Pond (S) | 0.6 |  |  | TMDL | TMDL |  |  | 7089.4446 | 945124.764 | 271 | 30% | 55% | 0.0070196 | 0.00061084
40 | 4 | 1.197 | 274 | 40 | 4 | IND | 14.4118 | 1.299 | 3327.006 | 299.956 | 0.876 | 0.883 | 12.618 | 1.147 | 2912.902 | 264.815 | 1.197 | 12.618 | 1.147 | 15.1032 | 1.3729 | 0.876 | 0.88285 | 2571 | 11 | Wet Detention Pond (S) | 0.6 |  |  | TMDL | TMDL |  |  | 7089.4446 | 945124.764 | 274 | 30% | 55% | 4.531 | 0.7551
41 | 1 | 0.0036966 | 282 | 41 | 1 | LDR | 6.4645 | 0.301 | 7159.582 | 333.43 | 0.961 | 0.923 | 6.211 | 0.278 | 6878.392 | 307.743 | 0.0036966 | 5.446 | 0.246 | 0.020132 | 0.00090937 | 0.842 | 0.81555 | 2571 | 11 | Wet Detention Pond (S) | 0.6 |  |  | TMDL | TMDL |  |  | 7089.4446 | 945124.764 | 282 | 30% | 55% | 0.0060395 | 0.00050015
41 | 4 | 16.6688 | 285 | 41 | 4 | IND | 15.0465 | 1.299 | 22984.638 | 1984.314 | 0.961 | 0.924 | 14.457 | 1.2 | 22084.136 | 1832.828 | 16.6688 | 12.656 | 1.059 | 210.9599 | 17.6522 | 0.841 | 0.81549 | 2571 | 11 | Wet Detention Pond (S) | 0.6 |  |  | TMDL | TMDL |  |  | 7089.4446 | 945124.764 | 285 | 30% | 55% | 63.288 | 9.7087
41 | 12 | 1.039 | 292 | 41 | 12 | WAT | 1.0456 | 0.041 | 281.889 | 11.073 | 0.962 | 0.921 | 1.006 | 0.038 | 271.1 | 10.202 | 1.039 | 0.885 | 0.034 | 0.91953 | 0.035327 | 0.847 | 0.81969 | 2571 | 11 | Wet Detention Pond (S) | 0.6 |  |  | TMDL | TMDL |  |  | 7089.4446 | 945124.764 | 292 | 30% | 55% | 0.27586 | 0.01943
41 | 13 | 2.7845 | 293 | 41 | 13 | WET | 1.0484 | 0.041 | 1567.871 | 61.608 | 0.962 | 0.921 | 1.008 | 0.038 | 1507.852 | 56.766 | 2.7845 | 0.888 | 0.034 | 2.4726 | 0.094673 | 0.847 | 0.81976 | 2571 | 11 | Wet Detention Pond (S) | 0.6 |  |  | TMDL | TMDL |  |  | 7089.4446 | 945124.764 | 293 | 30% | 55% | 0.74179 | 0.05207
41 | 3 | 17.4288 | 284 | 41 | 3 | HDR | 25.4619 | 1.917 | 15674.111 | 1180.15 | 0.961 | 0.923 | 24.461 | 1.77 | 15057.713 | 1089.811 | 17.4288 | 21.44 | 1.565 | 373.673 | 27.276 | 0.842 | 0.81633 | 2572 | 11 | Wet Detention Pond (S) | 0.6 |  |  | TMDL | TMDL |  |  | 4874.6974 | 1509525.7894 | 284 | 30% | 55% | 112.1019 | 15.0018
41 | 12 | 15.7112 | 292 | 41 | 12 | WAT | 1.0456 | 0.041 | 281.889 | 11.073 | 0.962 | 0.921 | 1.006 | 0.038 | 271.1 | 10.202 | 15.7112 | 0.885 | 0.034 | 13.9044 | 0.53418 | 0.847 | 0.81969 | 2572 | 11 | Wet Detention Pond (S) | 0.6 |  |  | TMDL | TMDL |  |  | 4874.6974 | 1509525.7894 | 292 | 30% | 55% | 4.1713 | 0.2938
41 | 13 | 1.5141 | 293 | 41 | 13 | WET | 1.0484 | 0.041 | 1567.871 | 61.608 | 0.962 | 0.921 | 1.008 | 0.038 | 1507.852 | 56.766 | 1.5141 | 0.888 | 0.034 | 1.3446 | 0.051481 | 0.847 | 0.81976 | 2572 | 11 | Wet Detention Pond (S) | 0.6 |  |  | TMDL | TMDL |  |  | 4874.6974 | 1509525.7894 | 293 | 30% | 55% | 0.40337 | 0.028314
41 | 3 | 19.0659 | 284 | 41 | 3 | HDR | 25.4619 | 1.917 | 15674.111 | 1180.15 | 0.961 | 0.923 | 24.461 | 1.77 | 15057.713 | 1089.811 | 19.0659 | 21.44 | 1.565 | 408.7739 | 29.8382 | 0.842 | 0.81633 | 2573 | 11 | Wet Detention Pond (S) | 0.6 |  |  | TMDL | TMDL |  |  | 6532.3148 | 1665312.3999 | 284 | 30% | 55% | 122.6322 | 16.411
41 | 4 | 3.853 | 285 | 41 | 4 | IND | 15.0465 | 1.299 | 22984.638 | 1984.314 | 0.961 | 0.924 | 14.457 | 1.2 | 22084.136 | 1832.828 | 3.853 | 12.656 | 1.059 | 48.7633 | 4.0803 | 0.841 | 0.81549 | 2573 | 11 | Wet Detention Pond (S) | 0.6 |  |  | TMDL | TMDL |  |  | 6532.3148 | 1665312.3999 | 285 | 30% | 55% | 14.629 | 2.2442
41 | 11 | 2.9511 | 291 | 41 | 11 | FOR | 3.3637 | 0.139 | 1738.258 | 71.607 | 0.961 | 0.923 | 3.231 | 0.128 | 1669.641 | 66.092 | 2.9511 | 2.844 | 0.114 | 8.3929 | 0.33642 | 0.846 | 0.81972 | 2573 | 11 | Wet Detention Pond (S) | 0.6 |  |  | TMDL | TMDL |  |  | 6532.3148 | 1665312.3999 | 291 | 30% | 55% | 2.5179 | 0.18503
41 | 12 | 0.96241 | 292 | 41 | 12 | WAT | 1.0456 | 0.041 | 281.889 | 11.073 | 0.962 | 0.921 | 1.006 | 0.038 | 271.1 | 10.202 | 0.96241 | 0.885 | 0.034 | 0.85173 | 0.032722 | 0.847 | 0.81969 | 2573 | 11 | Wet Detention Pond (S) | 0.6 |  |  | TMDL | TMDL |  |  | 6532.3148 | 1665312.3999 | 292 | 30% | 55% | 0.25552 | 0.017997
41 | 13 | 11.398 | 293 | 41 | 13 | WET | 1.0484 | 0.041 | 1567.871 | 61.608 | 0.962 | 0.921 | 1.008 | 0.038 | 1507.852 | 56.766 | 11.398 | 0.888 | 0.034 | 10.1214 | 0.38753 | 0.847 | 0.81976 | 2573 | 11 | Wet Detention Pond (S) | 0.6 |  |  | TMDL | TMDL |  |  | 6532.3148 | 1665312.3999 | 293 | 30% | 55% | 3.0364 | 0.21314
48 | 2 | 0.051805 | 357 | 48 | 2 | MDR | 14.2002 | 0.661 | 5134.972 | 239.151 | 0.536 | 0.605 | 7.618 | 0.4 | 2754.654 | 144.695 | 0.051805 | 3.462 | 0.214 | 0.17935 | 0.011086 | 0.244 | 0.32348 | 2574 | 11 | Wet Detention Pond (S) | 0.6 |  |  | TMDL | TMDL |  |  | 4595.2709 | 592486.7912 | 357 | 30% | 55% | 0.053805 | 0.0060975
48 | 4 | 0.060084 | 359 | 48 | 4 | IND | 17.5641 | 1.47 | 2818.413 | 235.959 | 0.533 | 0.603 | 9.355 | 0.887 | 1501.072 | 142.35 | 0.060084 | 4.213 | 0.473 | 0.25313 | 0.02842 | 0.24 | 0.32137 | 2574 | 11 | Wet Detention Pond (S) | 0.6 |  |  | TMDL | TMDL |  |  | 4595.2709 | 592486.7912 | 359 | 30% | 55% | 0.07594 | 0.015631
48 | 11 | 12.0764 | 361 | 48 | 11 | FOR | 4.2881 | 0.17 | 123.722 | 4.909 | 0.544 | 0.614 | 2.334 | 0.104 | 67.345 | 3.014 | 12.0764 | 1.092 | 0.06 | 13.1875 | 0.72459 | 0.255 | 0.35186 | 2574 | 11 | Wet Detention Pond (S) | 0.6 |  |  | TMDL | TMDL |  |  | 4595.2709 | 592486.7912 | 361 | 30% | 55% | 3.9562 | 0.39852
48 | 12 | 0.63081 | 362 | 48 | 12 | WAT | 1.3066 | 0.049 | 10.132 | 0.378 | 0.547 | 0.615 | 0.715 | 0.03 | 5.547 | 0.233 | 0.63081 | 0.328 | 0.017 | 0.20691 | 0.010724 | 0.251 | 0.35605 | 2574 | 11 | Wet Detention Pond (S) | 0.6 |  |  | TMDL | TMDL |  |  | 4595.2709 | 592486.7912 | 362 | 30% | 55% | 0.062072 | 0.0058981
48 | 13 | 0.78256 | 363 | 48 | 13 | WET | 1.3092 | 0.049 | 67.807 | 2.532 | 0.548 | 0.615 | 0.717 | 0.03 | 37.126 | 1.558 | 0.78256 | 0.329 | 0.017 | 0.25746 | 0.013304 | 0.251 | 0.35619 | 2574 | 11 | Wet Detention Pond (S) | 0.6 |  |  | TMDL | TMDL |  |  | 4595.2709 | 592486.7912 | 363 | 30% | 55% | 0.077239 | 0.007317
41 | 11 | 0.033941 | 291 | 41 | 11 | FOR | 3.3637 | 0.139 | 1738.258 | 71.607 | 0.961 | 0.923 | 3.231 | 0.128 | 1669.641 | 66.092 | 0.033941 | 2.844 | 0.114 | 0.096529 | 0.0038693 | 0.846 | 0.81972 | 2575 | 11 | Wet Detention Pond (S) | 0.6 |  |  | TMDL | TMDL |  |  | 411.1271 | 3440.0436 | 291 | 30% | 55% | 0.028959 | 0.0021281
41 | 13 | 0.045032 | 293 | 41 | 13 | WET | 1.0484 | 0.041 | 1567.871 | 61.608 | 0.962 | 0.921 | 1.008 | 0.038 | 1507.852 | 56.766 | 0.045032 | 0.888 | 0.034 | 0.039988 | 0.0015311 | 0.847 | 0.81976 | 2575 | 11 | Wet Detention Pond (S) | 0.6 |  |  | TMDL | TMDL |  |  | 411.1271 | 3440.0436 | 293 | 30% | 55% | 0.011996 | 0.00084209
41 | 1 | 0.67632 | 282 | 41 | 1 | LDR | 6.4645 | 0.301 | 7159.582 | 333.43 | 0.961 | 0.923 | 6.211 | 0.278 | 6878.392 | 307.743 | 0.67632 | 5.446 | 0.246 | 3.6832 | 0.16637 | 0.842 | 0.81555 | 2576 | 11 | Wet Detention Pond (S) | 0.6 |  |  | TMDL | TMDL |  |  | 3142.7856 | 200491.0519 | 282 | 30% | 55% | 1.105 | 0.091506
41 | 4 | 3.9263 | 285 | 41 | 4 | IND | 15.0465 | 1.299 | 22984.638 | 1984.314 | 0.961 | 0.924 | 14.457 | 1.2 | 22084.136 | 1832.828 | 3.9263 | 12.656 | 1.059 | 49.6918 | 4.158 | 0.841 | 0.81549 | 2576 | 11 | Wet Detention Pond (S) | 0.6 |  |  | TMDL | TMDL |  |  | 3142.7856 | 200491.0519 | 285 | 30% | 55% | 14.9075 | 2.2869
41 | 11 | 0.16984 | 291 | 41 | 11 | FOR | 3.3637 | 0.139 | 1738.258 | 71.607 | 0.961 | 0.923 | 3.231 | 0.128 | 1669.641 | 66.092 | 0.16984 | 2.844 | 0.114 | 0.48303 | 0.019362 | 0.846 | 0.81972 | 2577 | 11 | Wet Detention Pond (S) | 0.6 |  |  | TMDL | TMDL |  |  | 475.3135 | 7398.3209 | 291 | 30% | 55% | 0.14491 | 0.010649
41 | 11 | 0.018869 | 291 | 41 | 11 | FOR | 3.3637 | 0.139 | 1738.258 | 71.607 | 0.961 | 0.923 | 3.231 | 0.128 | 1669.641 | 66.092 | 0.018869 | 2.844 | 0.114 | 0.053663 | 0.0021511 | 0.846 | 0.81972 | 2578 | 11 | Wet Detention Pond (S) | 0.6 |  |  | TMDL | TMDL |  |  | 560.4767 | 6161.8177 | 291 | 30% | 55% | 0.016099 | 0.0011831
41 | 12 | 0.0031273 | 292 | 41 | 12 | WAT | 1.0456 | 0.041 | 281.889 | 11.073 | 0.962 | 0.921 | 1.006 | 0.038 | 271.1 | 10.202 | 0.0031273 | 0.885 | 0.034 | 0.0027677 | 0.00010633 | 0.847 | 0.81969 | 2578 | 11 | Wet Detention Pond (S) | 0.6 |  |  | TMDL | TMDL |  |  | 560.4767 | 6161.8177 | 292 | 30% | 55% | 0.00083031 | 5.8481e-05
41 | 13 | 0.11946 | 293 | 41 | 13 | WET | 1.0484 | 0.041 | 1567.871 | 61.608 | 0.962 | 0.921 | 1.008 | 0.038 | 1507.852 | 56.766 | 0.11946 | 0.888 | 0.034 | 0.10608 | 0.0040616 | 0.847 | 0.81976 | 2578 | 11 | Wet Detention Pond (S) | 0.6 |  |  | TMDL | TMDL |  |  | 560.4767 | 6161.8177 | 293 | 30% | 55% | 0.031824 | 0.0022339
41 | 4 | 7.9507 | 285 | 41 | 4 | IND | 15.0465 | 1.299 | 22984.638 | 1984.314 | 0.961 | 0.924 | 14.457 | 1.2 | 22084.136 | 1832.828 | 7.9507 | 12.656 | 1.059 | 100.6242 | 8.4198 | 0.841 | 0.81549 | 2579 | 11 | Wet Detention Pond (S) | 0.6 |  |  | TMDL | TMDL |  |  | 3566.7121 | 352366.2095 | 285 | 30% | 55% | 30.1873 | 4.6309
41 | 11 | 0.087844 | 291 | 41 | 11 | FOR | 3.3637 | 0.139 | 1738.258 | 71.607 | 0.961 | 0.923 | 3.231 | 0.128 | 1669.641 | 66.092 | 0.087844 | 2.844 | 0.114 | 0.24983 | 0.010014 | 0.846 | 0.81972 | 2579 | 11 | Wet Detention Pond (S) | 0.6 |  |  | TMDL | TMDL |  |  | 3566.7121 | 352366.2095 | 291 | 30% | 55% | 0.074949 | 0.0055078
41 | 13 | 0.050688 | 293 | 41 | 13 | WET | 1.0484 | 0.041 | 1567.871 | 61.608 | 0.962 | 0.921 | 1.008 | 0.038 | 1507.852 | 56.766 | 0.050688 | 0.888 | 0.034 | 0.045011 | 0.0017234 | 0.847 | 0.81976 | 2579 | 11 | Wet Detention Pond (S) | 0.6 |  |  | TMDL | TMDL |  |  | 3566.7121 | 352366.2095 | 293 | 30% | 55% | 0.013503 | 0.00094787
50 | 3 | 5.0229 | 373 | 50 | 3 | HDR | 21.572 | 1.662 | 2240.996 | 172.652 | 0.394 | 0.43 | 8.501 | 0.715 | 883.12 | 74.316 | 5.0229 | 1.531 | 0.222 | 7.69 | 1.1151 | 0.071 | 0.13346 | 2580 | 11 | Wet Detention Pond (S) | 0.6 |  |  | TMDL | TMDL |  |  | 2083.0202 | 245347.9304 | 373 | 30% | 55% | 2.307 | 0.61329
50 | 13 | 0.60956 | 379 | 50 | 13 | WET | 0.63701 | 0.025 | 15.973 | 0.617 | 0.411 | 0.457 | 0.262 | 0.011 | 6.561 | 0.282 | 0.60956 | 0.048 | 0.005 | 0.029259 | 0.0030478 | 0.075 | 0.20195 | 2580 | 11 | Wet Detention Pond (S) | 0.6 |  |  | TMDL | TMDL |  |  | 2083.0202 | 245347.9304 | 379 | 30% | 55% | 0.0087777 | 0.0016763
41 | 4 | 0.027686 | 285 | 41 | 4 | IND | 15.0465 | 1.299 | 22984.638 | 1984.314 | 0.961 | 0.924 | 14.457 | 1.2 | 22084.136 | 1832.828 | 0.027686 | 12.656 | 1.059 | 0.3504 | 0.02932 | 0.841 | 0.81549 | 2581 | 11 | Wet Detention Pond (S) | 0.6 |  |  | TMDL | TMDL |  |  | 558.8869 | 1266.7055 | 285 | 30% | 55% | 0.10512 | 0.016126
41 | 11 | 0.0012934 | 291 | 41 | 11 | FOR | 3.3637 | 0.139 | 1738.258 | 71.607 | 0.961 | 0.923 | 3.231 | 0.128 | 1669.641 | 66.092 | 0.0012934 | 2.844 | 0.114 | 0.0036785 | 0.00014745 | 0.846 | 0.81972 | 2581 | 11 | Wet Detention Pond (S) | 0.6 |  |  | TMDL | TMDL |  |  | 558.8869 | 1266.7055 | 291 | 30% | 55% | 0.0011035 | 8.1097e-05
41 | 13 | 9.9881e-05 | 293 | 41 | 13 | WET | 1.0484 | 0.041 | 1567.871 | 61.608 | 0.962 | 0.921 | 1.008 | 0.038 | 1507.852 | 56.766 | 9.9881e-05 | 0.888 | 0.034 | 8.8694e-05 | 3.396e-06 | 0.847 | 0.81976 | 2581 | 11 | Wet Detention Pond (S) | 0.6 |  |  | TMDL | TMDL |  |  | 558.8869 | 1266.7055 | 293 | 30% | 55% | 2.6608e-05 | 1.8678e-06
46 | 2 | 0.048829 | 341 | 46 | 2 | MDR | 13.7343 | 0.645 | 12517.372 | 587.845 | 0.585 | 0.835 | 8.036 | 0.539 | 7324.398 | 490.966 | 0.048829 | 6.155 | 0.317 | 0.30054 | 0.015479 | 0.448 | 0.49116 | 2582 | 11 | Wet Detention Pond (S) | 0.6 |  |  | TMDL | TMDL |  |  | 383.2941 | 4345.8948 | 341 | 30% | 55% | 0.090163 | 0.0085133
46 | 13 | 0.050939 | 350 | 46 | 13 | WET | 1.2605 | 0.048 | 423.33 | 16.035 | 0.592 | 0.901 | 0.746 | 0.043 | 250.472 | 14.442 | 0.050939 | 0.571 | 0.025 | 0.029086 | 0.0012735 | 0.453 | 0.53354 | 2582 | 11 | Wet Detention Pond (S) | 0.6 |  |  | TMDL | TMDL |  |  | 383.2941 | 4345.8948 | 350 | 30% | 55% | 0.0087259 | 0.00070042
40 | 2 | 0.058519 | 272 | 40 | 2 | MDR | 11.6613 | 0.577 | 15641.833 | 773.896 | 0.877 | 0.884 | 10.225 | 0.51 | 13715.384 | 683.794 | 0.058519 | 10.225 | 0.51 | 0.59836 | 0.029845 | 0.877 | 0.88357 | 2583 | 11 | Wet Detention Pond (S) | 0.6 |  |  | TMDL | TMDL |  |  | 494.2581 | 2549.3033 | 272 | 30% | 55% | 0.17951 | 0.016415
41 | 4 | 0.054806 | 285 | 41 | 4 | IND | 15.0465 | 1.299 | 22984.638 | 1984.314 | 0.961 | 0.924 | 14.457 | 1.2 | 22084.136 | 1832.828 | 0.054806 | 12.656 | 1.059 | 0.69363 | 0.05804 | 0.841 | 0.81549 | 2584 | 11 | Wet Detention Pond (S) | 0.6 |  |  | TMDL | TMDL |  |  | 218.9149 | 2387.3468 | 285 | 30% | 55% | 0.20809 | 0.031922
40 | 2 | 0.0046643 | 272 | 40 | 2 | MDR | 11.6613 | 0.577 | 15641.833 | 773.896 | 0.877 | 0.884 | 10.225 | 0.51 | 13715.384 | 683.794 | 0.0046643 | 10.225 | 0.51 | 0.047692 | 0.0023788 | 0.877 | 0.88357 | 2585 | 11 | Wet Detention Pond (S) | 0.6 |  |  | TMDL | TMDL |  |  | 104.9608 | 203.1618 | 272 | 30% | 55% | 0.014308 | 0.0013083
41 | 11 | 0.14873 | 291 | 41 | 11 | FOR | 3.3637 | 0.139 | 1738.258 | 71.607 | 0.961 | 0.923 | 3.231 | 0.128 | 1669.641 | 66.092 | 0.14873 | 2.844 | 0.114 | 0.42299 | 0.016955 | 0.846 | 0.81972 | 2586 | 11 | Wet Detention Pond (S) | 0.6 |  |  | TMDL | TMDL |  |  | 768.7409 | 6478.6163 | 291 | 30% | 55% | 0.1269 | 0.0093253
41 | 11 | 0.0088161 | 291 | 41 | 11 | FOR | 3.3637 | 0.139 | 1738.258 | 71.607 | 0.961 | 0.923 | 3.231 | 0.128 | 1669.641 | 66.092 | 0.0088161 | 2.844 | 0.114 | 0.025073 | 0.001005 | 0.846 | 0.81972 | 2587 | 11 | Wet Detention Pond (S) | 0.6 |  |  | TMDL | TMDL |  |  | 500.1231 | 1455.6826 | 291 | 30% | 55% | 0.0075219 | 0.00055277
41 | 13 | 0.024602 | 293 | 41 | 13 | WET | 1.0484 | 0.041 | 1567.871 | 61.608 | 0.962 | 0.921 | 1.008 | 0.038 | 1507.852 | 56.766 | 0.024602 | 0.888 | 0.034 | 0.021847 | 0.00083647 | 0.847 | 0.81976 | 2587 | 11 | Wet Detention Pond (S) | 0.6 |  |  | TMDL | TMDL |  |  | 500.1231 | 1455.6826 | 293 | 30% | 55% | 0.006554 | 0.00046006
48 | 3 | 0.78645 | 358 | 48 | 3 | HDR | 30.2853 | 2.187 | 4047.436 | 292.289 | 0.536 | 0.607 | 16.239 | 1.328 | 2170.2 | 177.473 | 0.78645 | 7.374 | 0.721 | 5.7993 | 0.56703 | 0.243 | 0.32955 | 2588 | 11 | Wet Detention Pond (S) | 0.6 |  |  | TMDL | TMDL |  |  | 1671.7375 | 135509.4951 | 358 | 30% | 55% | 1.7398 | 0.31187
48 | 4 | 2.3244 | 359 | 48 | 4 | IND | 17.5641 | 1.47 | 2818.413 | 235.959 | 0.533 | 0.603 | 9.355 | 0.887 | 1501.072 | 142.35 | 2.3244 | 4.213 | 0.473 | 9.7928 | 1.0995 | 0.24 | 0.32137 | 2588 | 11 | Wet Detention Pond (S) | 0.6 |  |  | TMDL | TMDL |  |  | 1671.7375 | 135509.4951 | 359 | 30% | 55% | 2.9379 | 0.6047
41 | 4 | 14.6816 | 285 | 41 | 4 | IND | 15.0465 | 1.299 | 22984.638 | 1984.314 | 0.961 | 0.924 | 14.457 | 1.2 | 22084.136 | 1832.828 | 14.6816 | 12.656 | 1.059 | 185.8105 | 15.5478 | 0.841 | 0.81549 | 2589 | 11 | Wet Detention Pond (S) | 0.6 |  |  | TMDL | TMDL |  |  | 6031.7693 | 983174.4219 | 285 | 30% | 55% | 55.7431 | 8.5513
41 | 11 | 4.1215 | 291 | 41 | 11 | FOR | 3.3637 | 0.139 | 1738.258 | 71.607 | 0.961 | 0.923 | 3.231 | 0.128 | 1669.641 | 66.092 | 4.1215 | 2.844 | 0.114 | 11.7216 | 0.46985 | 0.846 | 0.81972 | 2589 | 11 | Wet Detention Pond (S) | 0.6 |  |  | TMDL | TMDL |  |  | 6031.7693 | 983174.4219 | 291 | 30% | 55% | 3.5165 | 0.25842
41 | 12 | 2.2769 | 292 | 41 | 12 | WAT | 1.0456 | 0.041 | 281.889 | 11.073 | 0.962 | 0.921 | 1.006 | 0.038 | 271.1 | 10.202 | 2.2769 | 0.885 | 0.034 | 2.0151 | 0.077414 | 0.847 | 0.81969 | 2589 | 11 | Wet Detention Pond (S) | 0.6 |  |  | TMDL | TMDL |  |  | 6031.7693 | 983174.4219 | 292 | 30% | 55% | 0.60452 | 0.042578
41 | 13 | 1.4907 | 293 | 41 | 13 | WET | 1.0484 | 0.041 | 1567.871 | 61.608 | 0.962 | 0.921 | 1.008 | 0.038 | 1507.852 | 56.766 | 1.4907 | 0.888 | 0.034 | 1.3237 | 0.050682 | 0.847 | 0.81976 | 2589 | 11 | Wet Detention Pond (S) | 0.6 |  |  | TMDL | TMDL |  |  | 6031.7693 | 983174.4219 | 293 | 30% | 55% | 0.39711 | 0.027875
38 | 4 | 2.7543 | 250 | 38 | 4 | IND | 13.0332 | 1.643 | 2693.398 | 339.537 | 0.746 | 0.728 | 9.718 | 1.196 | 2008.316 | 247.156 | 2.7543 | 9.718 | 1.196 | 26.7665 | 3.2942 | 0.746 | 0.72792 | 2590 | 11 | Wet Detention Pond (S) | 0.6 |  |  | TMDL | TMDL |  |  | 16746.6102 | 6790831.803 | 250 | 30% | 55% | 8.03 | 1.8118
38 | 6 | 0.36147 | 251 | 38 | 6 | OPE | 4.1351 | 0.351 | 66.1 | 5.607 | 0.757 | 0.739 | 3.13 | 0.259 | 50.026 | 4.141 | 0.36147 | 3.13 | 0.259 | 1.1314 | 0.09362 | 0.757 | 0.73853 | 2590 | 11 | Wet Detention Pond (S) | 0.6 |  |  | TMDL | TMDL |  |  | 16746.6102 | 6790831.803 | 251 | 30% | 55% | 0.33942 | 0.051491
38 | 12 | 15.6078 | 257 | 38 | 12 | WAT | 0.4049 | 0.025 | 12.452 | 0.773 | 0.766 | 0.744 | 0.31 | 0.019 | 9.543 | 0.575 | 15.6078 | 0.31 | 0.019 | 4.8384 | 0.29655 | 0.766 | 0.74449 | 2590 | 11 | Wet Detention Pond (S) | 0.6 |  |  | TMDL | TMDL |  |  | 16746.6102 | 6790831.803 | 257 | 30% | 55% | 1.4515 | 0.1631
41 | 1 | 6.8721 | 282 | 41 | 1 | LDR | 6.4645 | 0.301 | 7159.582 | 333.43 | 0.961 | 0.923 | 6.211 | 0.278 | 6878.392 | 307.743 | 6.8721 | 5.446 | 0.246 | 37.4253 | 1.6905 | 0.842 | 0.81555 | 2590 | 11 | Wet Detention Pond (S) | 0.6 |  |  | TMDL | TMDL |  |  | 16746.6102 | 6790831.803 | 282 | 30% | 55% | 11.2276 | 0.92979
41 | 2 | 11.5644 | 283 | 41 | 2 | MDR | 11.9201 | 0.582 | 23513.664 | 1147.493 | 0.961 | 0.923 | 11.452 | 0.537 | 22589.972 | 1059.182 | 11.5644 | 10.039 | 0.474 | 116.0954 | 5.4815 | 0.842 | 0.81527 | 2590 | 11 | Wet Detention Pond (S) | 0.6 |  |  | TMDL | TMDL |  |  | 16746.6102 | 6790831.803 | 283 | 30% | 55% | 34.8286 | 3.0148
41 | 3 | 16.2717 | 284 | 41 | 3 | HDR | 25.4619 | 1.917 | 15674.111 | 1180.15 | 0.961 | 0.923 | 24.461 | 1.77 | 15057.713 | 1089.811 | 16.2717 | 21.44 | 1.565 | 348.8663 | 25.4653 | 0.842 | 0.81633 | 2590 | 11 | Wet Detention Pond (S) | 0.6 |  |  | TMDL | TMDL |  |  | 16746.6102 | 6790831.803 | 284 | 30% | 55% | 104.6599 | 14.0059
41 | 4 | 74.5289 | 285 | 41 | 4 | IND | 15.0465 | 1.299 | 22984.638 | 1984.314 | 0.961 | 0.924 | 14.457 | 1.2 | 22084.136 | 1832.828 | 74.5289 | 12.656 | 1.059 | 943.2383 | 78.9261 | 0.841 | 0.81549 | 2590 | 11 | Wet Detention Pond (S) | 0.6 |  |  | TMDL | TMDL |  |  | 16746.6102 | 6790831.803 | 285 | 30% | 55% | 282.9715 | 43.4094
41 | 6 | 0.21258 | 286 | 41 | 6 | OPE | 6.7112 | 0.301 | 712.339 | 31.937 | 0.96 | 0.922 | 6.446 | 0.278 | 684.169 | 29.462 | 0.21258 | 5.655 | 0.245 | 1.2021 | 0.052082 | 0.843 | 0.81557 | 2590 | 11 | Wet Detention Pond (S) | 0.6 |  |  | TMDL | TMDL |  |  | 16746.6102 | 6790831.803 | 286 | 30% | 55% | 0.36064 | 0.028645
41 | 11 | 4.9946 | 291 | 41 | 11 | FOR | 3.3637 | 0.139 | 1738.258 | 71.607 | 0.961 | 0.923 | 3.231 | 0.128 | 1669.641 | 66.092 | 4.9946 | 2.844 | 0.114 | 14.2048 | 0.56939 | 0.846 | 0.81972 | 2590 | 11 | Wet Detention Pond (S) | 0.6 |  |  | TMDL | TMDL |  |  | 16746.6102 | 6790831.803 | 291 | 30% | 55% | 4.2614 | 0.31316
41 | 12 | 4.9665 | 292 | 41 | 12 | WAT | 1.0456 | 0.041 | 281.889 | 11.073 | 0.962 | 0.921 | 1.006 | 0.038 | 271.1 | 10.202 | 4.9665 | 0.885 | 0.034 | 4.3954 | 0.16886 | 0.847 | 0.81969 | 2590 | 11 | Wet Detention Pond (S) | 0.6 |  |  | TMDL | TMDL |  |  | 16746.6102 | 6790831.803 | 292 | 30% | 55% | 1.3186 | 0.092874
41 | 13 | 2.3408 | 293 | 41 | 13 | WET | 1.0484 | 0.041 | 1567.871 | 61.608 | 0.962 | 0.921 | 1.008 | 0.038 | 1507.852 | 56.766 | 2.3408 | 0.888 | 0.034 | 2.0786 | 0.079587 | 0.847 | 0.81976 | 2590 | 11 | Wet Detention Pond (S) | 0.6 |  |  | TMDL | TMDL |  |  | 16746.6102 | 6790831.803 | 293 | 30% | 55% | 0.62359 | 0.043773
41 | 4 | 50.3421 | 285 | 41 | 4 | IND | 15.0465 | 1.299 | 22984.638 | 1984.314 | 0.961 | 0.924 | 14.457 | 1.2 | 22084.136 | 1832.828 | 50.3421 | 12.656 | 1.059 | 637.1299 | 53.3123 | 0.841 | 0.81549 | 2591 | 11 | Wet Detention Pond (S) | 0.6 |  |  | TMDL | TMDL |  |  | 10874.4287 | 2632294.8513 | 285 | 30% | 55% | 191.139 | 29.3218
41 | 11 | 0.97136 | 291 | 41 | 11 | FOR | 3.3637 | 0.139 | 1738.258 | 71.607 | 0.961 | 0.923 | 3.231 | 0.128 | 1669.641 | 66.092 | 0.97136 | 2.844 | 0.114 | 2.7626 | 0.11074 | 0.846 | 0.81972 | 2591 | 11 | Wet Detention Pond (S) | 0.6 |  |  | TMDL | TMDL |  |  | 10874.4287 | 2632294.8513 | 291 | 30% | 55% | 0.82877 | 0.060904
41 | 12 | 1.7693 | 292 | 41 | 12 | WAT | 1.0456 | 0.041 | 281.889 | 11.073 | 0.962 | 0.921 | 1.006 | 0.038 | 271.1 | 10.202 | 1.7693 | 0.885 | 0.034 | 1.5659 | 0.060158 | 0.847 | 0.81969 | 2591 | 11 | Wet Detention Pond (S) | 0.6 |  |  | TMDL | TMDL |  |  | 10874.4287 | 2632294.8513 | 292 | 30% | 55% | 0.46976 | 0.033087
41 | 13 | 7.3466 | 293 | 41 | 13 | WET | 1.0484 | 0.041 | 1567.871 | 61.608 | 0.962 | 0.921 | 1.008 | 0.038 | 1507.852 | 56.766 | 7.3466 | 0.888 | 0.034 | 6.5238 | 0.24978 | 0.847 | 0.81976 | 2591 | 11 | Wet Detention Pond (S) | 0.6 |  |  | TMDL | TMDL |  |  | 10874.4287 | 2632294.8513 | 293 | 30% | 55% | 1.9571 | 0.13738
41 | 4 | 0.083041 | 285 | 41 | 4 | IND | 15.0465 | 1.299 | 22984.638 | 1984.314 | 0.961 | 0.924 | 14.457 | 1.2 | 22084.136 | 1832.828 | 0.083041 | 12.656 | 1.059 | 1.051 | 0.087941 | 0.841 | 0.81549 | 2592 | 11 | Wet Detention Pond (S) | 0.6 |  |  | TMDL | TMDL |  |  | 796.6443 | 3753.8185 | 285 | 30% | 55% | 0.31529 | 0.048367
41 | 10 | 0.0031353 | 290 | 41 | 10 | RAN | 5.062 | 0.211 | 1204.825 | 50.143 | 0.96 | 0.922 | 4.86 | 0.194 | 1156.789 | 46.234 | 0.0031353 | 4.268 | 0.172 | 0.013381 | 0.00053927 | 0.843 | 0.81592 | 2592 | 11 | Wet Detention Pond (S) | 0.6 |  |  | TMDL | TMDL |  |  | 796.6443 | 3753.8185 | 290 | 30% | 55% | 0.0040144 | 0.0002966
46 | 2 | 0.016224 | 341 | 46 | 2 | MDR | 13.7343 | 0.645 | 12517.372 | 587.845 | 0.585 | 0.835 | 8.036 | 0.539 | 7324.398 | 490.966 | 0.016224 | 6.155 | 0.317 | 0.099858 | 0.005143 | 0.448 | 0.49116 | 2593 | 11 | Wet Detention Pond (S) | 0.6 |  |  | TMDL | TMDL |  |  | 178.9531 | 707.1529 | 341 | 30% | 55% | 0.029957 | 0.0028286
46 | 13 | 8.5555e-06 | 350 | 46 | 13 | WET | 1.2605 | 0.048 | 423.33 | 16.035 | 0.592 | 0.901 | 0.746 | 0.043 | 250.472 | 14.442 | 8.5555e-06 | 0.571 | 0.025 | 4.8852e-06 | 2.1389e-07 | 0.453 | 0.53354 | 2593 | 11 | Wet Detention Pond (S) | 0.6 |  |  | TMDL | TMDL |  |  | 178.9531 | 707.1529 | 350 | 30% | 55% | 1.4656e-06 | 1.1764e-07
41 | 4 | 0.12259 | 285 | 41 | 4 | IND | 15.0465 | 1.299 | 22984.638 | 1984.314 | 0.961 | 0.924 | 14.457 | 1.2 | 22084.136 | 1832.828 | 0.12259 | 12.656 | 1.059 | 1.5515 | 0.12982 | 0.841 | 0.81549 | 2594 | 11 | Wet Detention Pond (S) | 0.6 |  |  | TMDL | TMDL |  |  | 313.7995 | 5346.022 | 285 | 30% | 55% | 0.46544 | 0.0714
41 | 11 | 0.00014184 | 291 | 41 | 11 | FOR | 3.3637 | 0.139 | 1738.258 | 71.607 | 0.961 | 0.923 | 3.231 | 0.128 | 1669.641 | 66.092 | 0.00014184 | 2.844 | 0.114 | 0.00040338 | 1.6169e-05 | 0.846 | 0.81972 | 2594 | 11 | Wet Detention Pond (S) | 0.6 |  |  | TMDL | TMDL |  |  | 313.7995 | 5346.022 | 291 | 30% | 55% | 0.00012101 | 8.8931e-06
46 | 13 | 0.0022606 | 350 | 46 | 13 | WET | 1.2605 | 0.048 | 423.33 | 16.035 | 0.592 | 0.901 | 0.746 | 0.043 | 250.472 | 14.442 | 0.0022606 | 0.571 | 0.025 | 0.0012908 | 5.6516e-05 | 0.453 | 0.53354 | 2595 | 11 | Wet Detention Pond (S) | 0.6 |  |  | TMDL | TMDL |  |  | 161.4082 | 98.4733 | 350 | 30% | 55% | 0.00038725 | 3.1084e-05
41 | 4 | 0.0048875 | 285 | 41 | 4 | IND | 15.0465 | 1.299 | 22984.638 | 1984.314 | 0.961 | 0.924 | 14.457 | 1.2 | 22084.136 | 1832.828 | 0.0048875 | 12.656 | 1.059 | 0.061856 | 0.0051758 | 0.841 | 0.81549 | 2596 | 11 | Wet Detention Pond (S) | 0.6 |  |  | TMDL | TMDL |  |  | 150.0808 | 212.8968 | 285 | 30% | 55% | 0.018557 | 0.0028467
41 | 4 | 0.042395 | 285 | 41 | 4 | IND | 15.0465 | 1.299 | 22984.638 | 1984.314 | 0.961 | 0.924 | 14.457 | 1.2 | 22084.136 | 1832.828 | 0.042395 | 12.656 | 1.059 | 0.53655 | 0.044897 | 0.841 | 0.81549 | 2597 | 11 | Wet Detention Pond (S) | 0.6 |  |  | TMDL | TMDL |  |  | 571.5633 | 1846.7322 | 285 | 30% | 55% | 0.16097 | 0.024693
41 | 2 | 1.3952 | 283 | 41 | 2 | MDR | 11.9201 | 0.582 | 23513.664 | 1147.493 | 0.961 | 0.923 | 11.452 | 0.537 | 22589.972 | 1059.182 | 1.3952 | 10.039 | 0.474 | 14.0064 | 0.66133 | 0.842 | 0.81527 | 2598 | 11 | Wet Detention Pond (S) | 0.6 |  |  | TMDL | TMDL |  |  | 2366.5982 | 60784.8074 | 283 | 30% | 55% | 4.2019 | 0.36373
41 | 11 | 0.00022931 | 291 | 41 | 11 | FOR | 3.3637 | 0.139 | 1738.258 | 71.607 | 0.961 | 0.923 | 3.231 | 0.128 | 1669.641 | 66.092 | 0.00022931 | 2.844 | 0.114 | 0.00065216 | 2.6141e-05 | 0.846 | 0.81972 | 2598 | 11 | Wet Detention Pond (S) | 0.6 |  |  | TMDL | TMDL |  |  | 2366.5982 | 60784.8074 | 291 | 30% | 55% | 0.00019565 | 1.4378e-05
46 | 2 | 0.59567 | 341 | 46 | 2 | MDR | 13.7343 | 0.645 | 12517.372 | 587.845 | 0.585 | 0.835 | 8.036 | 0.539 | 7324.398 | 490.966 | 0.59567 | 6.155 | 0.317 | 3.6664 | 0.18883 | 0.448 | 0.49116 | 2599 | 11 | Wet Detention Pond (S) | 0.6 |  |  | TMDL | TMDL |  |  | 896.9093 | 25947.389 | 341 | 30% | 55% | 1.0999 | 0.10386
41 | 2 | 0.013937 | 283 | 41 | 2 | MDR | 11.9201 | 0.582 | 23513.664 | 1147.493 | 0.961 | 0.923 | 11.452 | 0.537 | 22589.972 | 1059.182 | 0.013937 | 10.039 | 0.474 | 0.13992 | 0.0066063 | 0.842 | 0.81527 | 2600 | 11 | Wet Detention Pond (S) | 0.6 |  |  | TMDL | TMDL |  |  | 137.1579 | 607.1122 | 283 | 30% | 55% | 0.041975 | 0.0036335
10 | 2 | 8.013 | 11 | 10 | 2 | MDR | 8.9213 | 0.434 | 10274.538 | 499.47 | 0.218 | 0.108 | 1.945 | 0.047 | 2239.911 | 53.782 | 8.013 | 0.929 | 0.024 | 7.4441 | 0.19231 | 0.104 | 0.054197 | 2601 | 11 | Wet Detention Pond (S) | 0.6 |  |  | TMDL | TMDL |  |  | 3758.225 | 457934.3421 | 11 | 30% | 55% | 2.2332 | 0.10577
10 | 12 | 2.4997 | 18 | 10 | 12 | WAT | 0.23667 | 0.006 | 74.59 | 1.829 | 0.243 | 0.126 | 0.057 | 0.001 | 18.111 | 0.231 | 2.4997 | 0.028 | 0 | 0.069992 | 0 | 0.119 | 0.064699 | 2601 | 11 | Wet Detention Pond (S) | 0.6 |  |  | TMDL | TMDL |  |  | 3758.225 | 457934.3421 | 18 | 30% | 55% | 0.020998 | 0
46 | 13 | 0.003681 | 350 | 46 | 13 | WET | 1.2605 | 0.048 | 423.33 | 16.035 | 0.592 | 0.901 | 0.746 | 0.043 | 250.472 | 14.442 | 0.003681 | 0.571 | 0.025 | 0.0021018 | 9.2025e-05 | 0.453 | 0.53354 | 2602 | 11 | Wet Detention Pond (S) | 0.6 |  |  | TMDL | TMDL |  |  | 135.9697 | 160.3432 | 350 | 30% | 55% | 0.00063055 | 5.0614e-05
41 | 10 | 1.4615 | 290 | 41 | 10 | RAN | 5.062 | 0.211 | 1204.825 | 50.143 | 0.96 | 0.922 | 4.86 | 0.194 | 1156.789 | 46.234 | 1.4615 | 4.268 | 0.172 | 6.2375 | 0.25137 | 0.843 | 0.81592 | 2603 | 11 | Wet Detention Pond (S) | 0.6 |  |  | TMDL | TMDL |  |  | 1650.3021 | 63661.2317 | 290 | 30% | 55% | 1.8713 | 0.13825
41 | 4 | 0.96644 | 285 | 41 | 4 | IND | 15.0465 | 1.299 | 22984.638 | 1984.314 | 0.961 | 0.924 | 14.457 | 1.2 | 22084.136 | 1832.828 | 0.96644 | 12.656 | 1.059 | 12.2312 | 1.0235 | 0.841 | 0.81549 | 2604 | 11 | Wet Detention Pond (S) | 0.6 |  |  | TMDL | TMDL |  |  | 3010.8992 | 330158.7347 | 285 | 30% | 55% | 3.6694 | 0.5629
41 | 10 | 4.4475 | 290 | 41 | 10 | RAN | 5.062 | 0.211 | 1204.825 | 50.143 | 0.96 | 0.922 | 4.86 | 0.194 | 1156.789 | 46.234 | 4.4475 | 4.268 | 0.172 | 18.982 | 0.76497 | 0.843 | 0.81592 | 2604 | 11 | Wet Detention Pond (S) | 0.6 |  |  | TMDL | TMDL |  |  | 3010.8992 | 330158.7347 | 290 | 30% | 55% | 5.6946 | 0.42074
41 | 11 | 2.1655 | 291 | 41 | 11 | FOR | 3.3637 | 0.139 | 1738.258 | 71.607 | 0.961 | 0.923 | 3.231 | 0.128 | 1669.641 | 66.092 | 2.1655 | 2.844 | 0.114 | 6.1586 | 0.24686 | 0.846 | 0.81972 | 2604 | 11 | Wet Detention Pond (S) | 0.6 |  |  | TMDL | TMDL |  |  | 3010.8992 | 330158.7347 | 291 | 30% | 55% | 1.8476 | 0.13578
41 | 2 | 35.093 | 283 | 41 | 2 | MDR | 11.9201 | 0.582 | 23513.664 | 1147.493 | 0.961 | 0.923 | 11.452 | 0.537 | 22589.972 | 1059.182 | 35.093 | 10.039 | 0.474 | 352.2989 | 16.6341 | 0.842 | 0.81527 | 2605 | 11 | Wet Detention Pond (S) | 0.6 |  |  | TMDL | TMDL |  |  | 13508.3642 | 2541722.0543 | 283 | 30% | 55% | 105.6897 | 9.1488
41 | 3 | 5.2541 | 284 | 41 | 3 | HDR | 25.4619 | 1.917 | 15674.111 | 1180.15 | 0.961 | 0.923 | 24.461 | 1.77 | 15057.713 | 1089.811 | 5.2541 | 21.44 | 1.565 | 112.648 | 8.2227 | 0.842 | 0.81633 | 2605 | 11 | Wet Detention Pond (S) | 0.6 |  |  | TMDL | TMDL |  |  | 13508.3642 | 2541722.0543 | 284 | 30% | 55% | 33.7944 | 4.5225
41 | 4 | 6.4966 | 285 | 41 | 4 | IND | 15.0465 | 1.299 | 22984.638 | 1984.314 | 0.961 | 0.924 | 14.457 | 1.2 | 22084.136 | 1832.828 | 6.4966 | 12.656 | 1.059 | 82.2207 | 6.8799 | 0.841 | 0.81549 | 2605 | 11 | Wet Detention Pond (S) | 0.6 |  |  | TMDL | TMDL |  |  | 13508.3642 | 2541722.0543 | 285 | 30% | 55% | 24.6662 | 3.7839
41 | 6 | 3.2184 | 286 | 41 | 6 | OPE | 6.7112 | 0.301 | 712.339 | 31.937 | 0.96 | 0.922 | 6.446 | 0.278 | 684.169 | 29.462 | 3.2184 | 5.655 | 0.245 | 18.2001 | 0.78851 | 0.843 | 0.81557 | 2605 | 11 | Wet Detention Pond (S) | 0.6 |  |  | TMDL | TMDL |  |  | 13508.3642 | 2541722.0543 | 286 | 30% | 55% | 5.46 | 0.43368
41 | 8 | 4.531 | 288 | 41 | 8 | AGR | 16.0936 | 0.836 | 8344.03 | 433.364 | 0.96 | 0.923 | 15.456 | 0.771 | 8013.183 | 399.822 | 4.531 | 13.575 | 0.683 | 61.5085 | 3.0947 | 0.844 | 0.81685 | 2605 | 11 | Wet Detention Pond (S) | 0.6 |  |  | TMDL | TMDL |  |  | 13508.3642 | 2541722.0543 | 288 | 30% | 55% | 18.4526 | 1.7021
41 | 10 | 0.38043 | 290 | 41 | 10 | RAN | 5.062 | 0.211 | 1204.825 | 50.143 | 0.96 | 0.922 | 4.86 | 0.194 | 1156.789 | 46.234 | 0.38043 | 4.268 | 0.172 | 1.6237 | 0.065434 | 0.843 | 0.81592 | 2605 | 11 | Wet Detention Pond (S) | 0.6 |  |  | TMDL | TMDL |  |  | 13508.3642 | 2541722.0543 | 290 | 30% | 55% | 0.4871 | 0.035988
41 | 11 | 0.35816 | 291 | 41 | 11 | FOR | 3.3637 | 0.139 | 1738.258 | 71.607 | 0.961 | 0.923 | 3.231 | 0.128 | 1669.641 | 66.092 | 0.35816 | 2.844 | 0.114 | 1.0186 | 0.04083 | 0.846 | 0.81972 | 2605 | 11 | Wet Detention Pond (S) | 0.6 |  |  | TMDL | TMDL |  |  | 13508.3642 | 2541722.0543 | 291 | 30% | 55% | 0.30558 | 0.022456
41 | 12 | 0.050077 | 292 | 41 | 12 | WAT | 1.0456 | 0.041 | 281.889 | 11.073 | 0.962 | 0.921 | 1.006 | 0.038 | 271.1 | 10.202 | 0.050077 | 0.885 | 0.034 | 0.044318 | 0.0017026 | 0.847 | 0.81969 | 2605 | 11 | Wet Detention Pond (S) | 0.6 |  |  | TMDL | TMDL |  |  | 13508.3642 | 2541722.0543 | 292 | 30% | 55% | 0.013296 | 0.00093644
41 | 13 | 2.9683 | 293 | 41 | 13 | WET | 1.0484 | 0.041 | 1567.871 | 61.608 | 0.962 | 0.921 | 1.008 | 0.038 | 1507.852 | 56.766 | 2.9683 | 0.888 | 0.034 | 2.6359 | 0.10092 | 0.847 | 0.81976 | 2605 | 11 | Wet Detention Pond (S) | 0.6 |  |  | TMDL | TMDL |  |  | 13508.3642 | 2541722.0543 | 293 | 30% | 55% | 0.79077 | 0.055508
41 | 4 | 0.60477 | 285 | 41 | 4 | IND | 15.0465 | 1.299 | 22984.638 | 1984.314 | 0.961 | 0.924 | 14.457 | 1.2 | 22084.136 | 1832.828 | 0.60477 | 12.656 | 1.059 | 7.654 | 0.64045 | 0.841 | 0.81549 | 2606 | 11 | Wet Detention Pond (S) | 0.6 |  |  | TMDL | TMDL |  |  | 3348.0666 | 57294.3031 | 285 | 30% | 55% | 2.2962 | 0.35225
41 | 10 | 0.3116 | 290 | 41 | 10 | RAN | 5.062 | 0.211 | 1204.825 | 50.143 | 0.96 | 0.922 | 4.86 | 0.194 | 1156.789 | 46.234 | 0.3116 | 4.268 | 0.172 | 1.3299 | 0.053595 | 0.843 | 0.81592 | 2606 | 11 | Wet Detention Pond (S) | 0.6 |  |  | TMDL | TMDL |  |  | 3348.0666 | 57294.3031 | 290 | 30% | 55% | 0.39897 | 0.029477
41 | 11 | 0.39893 | 291 | 41 | 11 | FOR | 3.3637 | 0.139 | 1738.258 | 71.607 | 0.961 | 0.923 | 3.231 | 0.128 | 1669.641 | 66.092 | 0.39893 | 2.844 | 0.114 | 1.1346 | 0.045478 | 0.846 | 0.81972 | 2606 | 11 | Wet Detention Pond (S) | 0.6 |  |  | TMDL | TMDL |  |  | 3348.0666 | 57294.3031 | 291 | 30% | 55% | 0.34037 | 0.025013
46 | 2 | 0.0077984 | 341 | 46 | 2 | MDR | 13.7343 | 0.645 | 12517.372 | 587.845 | 0.585 | 0.835 | 8.036 | 0.539 | 7324.398 | 490.966 | 0.0077984 | 6.155 | 0.317 | 0.047999 | 0.0024721 | 0.448 | 0.49116 | 2607 | 11 | Wet Detention Pond (S) | 0.6 |  |  | TMDL | TMDL |  |  | 107.0961 | 339.6872 | 341 | 30% | 55% | 0.0144 | 0.0013597
10 | 2 | 65.3175 | 11 | 10 | 2 | MDR | 8.9213 | 0.434 | 10274.538 | 499.47 | 0.218 | 0.108 | 1.945 | 0.047 | 2239.911 | 53.782 | 65.3175 | 0.929 | 0.024 | 60.68 | 1.5676 | 0.104 | 0.054197 | 2608 | 11 | Wet Detention Pond (S) | 0.6 |  |  | TMDL | TMDL |  |  | 14741.7215 | 6066381.7924 | 11 | 30% | 55% | 18.204 | 0.86219
10 | 3 | 40.5087 | 12 | 10 | 3 | HDR | 20.4816 | 1.592 | 2308.35 | 179.368 | 0.218 | 0.11 | 4.463 | 0.176 | 503.021 | 19.791 | 40.5087 | 2.131 | 0.089 | 86.324 | 3.6053 | 0.104 | 0.055829 | 2608 | 11 | Wet Detention Pond (S) | 0.6 |  |  | TMDL | TMDL |  |  | 14741.7215 | 6066381.7924 | 12 | 30% | 55% | 25.8972 | 1.9829
10 | 4 | 8.4268 | 13 | 10 | 4 | IND | 13.1528 | 1.186 | 6233.588 | 562.16 | 0.215 | 0.107 | 2.826 | 0.127 | 1339.375 | 60.359 | 8.4268 | 1.344 | 0.064 | 11.3256 | 0.53931 | 0.102 | 0.054107 | 2608 | 11 | Wet Detention Pond (S) | 0.6 |  |  | TMDL | TMDL |  |  | 14741.7215 | 6066381.7924 | 13 | 30% | 55% | 3.3977 | 0.29662
10 | 6 | 18.1307 | 14 | 10 | 6 | OPE | 4.3929 | 0.187 | 159.987 | 6.814 | 0.221 | 0.111 | 0.972 | 0.021 | 35.403 | 0.756 | 18.1307 | 0.466 | 0.01 | 8.4489 | 0.18131 | 0.106 | 0.056015 | 2608 | 11 | Wet Detention Pond (S) | 0.6 |  |  | TMDL | TMDL |  |  | 14741.7215 | 6066381.7924 | 14 | 30% | 55% | 2.5347 | 0.099719
10 | 10 | 0.28832 | 16 | 10 | 10 | RAN | 3.9064 | 0.157 | 58.714 | 2.361 | 0.225 | 0.113 | 0.878 | 0.018 | 13.196 | 0.267 | 0.28832 | 0.422 | 0.009 | 0.12167 | 0.0025949 | 0.108 | 0.057142 | 2608 | 11 | Wet Detention Pond (S) | 0.6 |  |  | TMDL | TMDL |  |  | 14741.7215 | 6066381.7924 | 16 | 30% | 55% | 0.036501 | 0.0014272
10 | 12 | 0.24525 | 18 | 10 | 12 | WAT | 0.23667 | 0.006 | 74.59 | 1.829 | 0.243 | 0.126 | 0.057 | 0.001 | 18.111 | 0.231 | 0.24525 | 0.028 | 0 | 0.006867 | 0 | 0.119 | 0.064699 | 2608 | 11 | Wet Detention Pond (S) | 0.6 |  |  | TMDL | TMDL |  |  | 14741.7215 | 6066381.7924 | 18 | 30% | 55% | 0.0020601 | 0
10 | 13 | 0.25181 | 19 | 10 | 13 | WET | 10.9043 | 0.715 | 2850.635 | 186.795 | 0.218 | 0.109 | 2.376 | 0.078 | 621.194 | 20.323 | 0.25181 | 1.134 | 0.039 | 0.28555 | 0.0098206 | 0.104 | 0.054868 | 2608 | 11 | Wet Detention Pond (S) | 0.6 |  |  | TMDL | TMDL |  |  | 14741.7215 | 6066381.7924 | 19 | 30% | 55% | 0.085666 | 0.0054013
41 | 2 | 0.56525 | 283 | 41 | 2 | MDR | 11.9201 | 0.582 | 23513.664 | 1147.493 | 0.961 | 0.923 | 11.452 | 0.537 | 22589.972 | 1059.182 | 0.56525 | 10.039 | 0.474 | 5.6746 | 0.26793 | 0.842 | 0.81527 | 2609 | 11 | Wet Detention Pond (S) | 0.6 |  |  | TMDL | TMDL |  |  | 1257.27 | 24622.1281 | 283 | 30% | 55% | 1.7024 | 0.14736
10 | 1 | 0.016981 | 10 | 10 | 1 | LDR | 4.5114 | 0.203 | 82.102 | 3.701 | 0.219 | 0.108 | 0.986 | 0.022 | 17.951 | 0.401 | 0.016981 | 0.471 | 0.011 | 0.0079979 | 0.00018679 | 0.104 | 0.05464 | 2610 | 11 | Wet Detention Pond (S) | 0.6 |  |  | TMDL | TMDL |  |  | 3640.5194 | 615539.2023 | 10 | 30% | 55% | 0.0023994 | 0.00010273
10 | 2 | 0.44898 | 11 | 10 | 2 | MDR | 8.9213 | 0.434 | 10274.538 | 499.47 | 0.218 | 0.108 | 1.945 | 0.047 | 2239.911 | 53.782 | 0.44898 | 0.929 | 0.024 | 0.41711 | 0.010776 | 0.104 | 0.054197 | 2610 | 11 | Wet Detention Pond (S) | 0.6 |  |  | TMDL | TMDL |  |  | 3640.5194 | 615539.2023 | 11 | 30% | 55% | 0.12513 | 0.0059266
10 | 4 | 13.6435 | 13 | 10 | 4 | IND | 13.1528 | 1.186 | 6233.588 | 562.16 | 0.215 | 0.107 | 2.826 | 0.127 | 1339.375 | 60.359 | 13.6435 | 1.344 | 0.064 | 18.3369 | 0.87318 | 0.102 | 0.054107 | 2610 | 11 | Wet Detention Pond (S) | 0.6 |  |  | TMDL | TMDL |  |  | 3640.5194 | 615539.2023 | 13 | 30% | 55% | 5.5011 | 0.48025
10 | 13 | 0.021437 | 19 | 10 | 13 | WET | 10.9043 | 0.715 | 2850.635 | 186.795 | 0.218 | 0.109 | 2.376 | 0.078 | 621.194 | 20.323 | 0.021437 | 1.134 | 0.039 | 0.024309 | 0.00083603 | 0.104 | 0.054868 | 2610 | 11 | Wet Detention Pond (S) | 0.6 |  |  | TMDL | TMDL |  |  | 3640.5194 | 615539.2023 | 19 | 30% | 55% | 0.0072927 | 0.00045981
38 | 2 | 53.0848 | 248 | 38 | 2 | MDR | 8.5662 | 0.781 | 5390.011 | 491.366 | 0.752 | 0.731 | 6.439 | 0.571 | 4051.586 | 359.418 | 53.0848 | 6.439 | 0.571 | 341.8132 | 30.3114 | 0.752 | 0.73147 | 2611 | 11 | Wet Detention Pond (S) | 0.6 |  |  | TMDL | TMDL |  |  | 11755.5325 | 2738447.9582 | 248 | 30% | 55% | 102.544 | 16.6713
38 | 4 | 8.0623 | 250 | 38 | 4 | IND | 13.0332 | 1.643 | 2693.398 | 339.537 | 0.746 | 0.728 | 9.718 | 1.196 | 2008.316 | 247.156 | 8.0623 | 9.718 | 1.196 | 78.3498 | 9.6426 | 0.746 | 0.72792 | 2611 | 11 | Wet Detention Pond (S) | 0.6 |  |  | TMDL | TMDL |  |  | 11755.5325 | 2738447.9582 | 250 | 30% | 55% | 23.5049 | 5.3034
38 | 9 | 0.6886 | 254 | 38 | 9 | AGT | 5.3381 | 0.48 | 328.365 | 29.544 | 0.766 | 0.75 | 4.09 | 0.36 | 251.603 | 22.171 | 0.6886 | 4.09 | 0.36 | 2.8164 | 0.2479 | 0.766 | 0.75046 | 2611 | 11 | Wet Detention Pond (S) | 0.6 |  |  | TMDL | TMDL |  |  | 11755.5325 | 2738447.9582 | 254 | 30% | 55% | 0.84491 | 0.13634
38 | 13 | 0.88166 | 258 | 38 | 13 | WET | 6.7199 | 0.666 | 2399.981 | 237.942 | 0.759 | 0.75 | 5.104 | 0.5 | 1822.705 | 178.541 | 0.88166 | 5.104 | 0.5 | 4.5 | 0.44083 | 0.759 | 0.75035 | 2611 | 11 | Wet Detention Pond (S) | 0.6 |  |  | TMDL | TMDL |  |  | 11755.5325 | 2738447.9582 | 258 | 30% | 55% | 1.35 | 0.24246
38 | 2 | 0.13428 | 248 | 38 | 2 | MDR | 8.5662 | 0.781 | 5390.011 | 491.366 | 0.752 | 0.731 | 6.439 | 0.571 | 4051.586 | 359.418 | 0.13428 | 6.439 | 0.571 | 0.86462 | 0.076673 | 0.752 | 0.73147 | 2612 | 11 | Wet Detention Pond (S) | 0.6 |  |  | TMDL | TMDL |  |  | 485.5737 | 8737.5108 | 248 | 30% | 55% | 0.25938 | 0.04217
38 | 11 | 0.00020397 | 256 | 38 | 11 | FOR | 1.6256 | 0.124 | 281.493 | 21.55 | 0.772 | 0.759 | 1.255 | 0.094 | 217.292 | 16.357 | 0.00020397 | 1.255 | 0.094 | 0.00025598 | 1.9173e-05 | 0.772 | 0.759 | 2612 | 11 | Wet Detention Pond (S) | 0.6 |  |  | TMDL | TMDL |  |  | 485.5737 | 8737.5108 | 256 | 30% | 55% | 7.6795e-05 | 1.0545e-05
38 | 13 | 0.066105 | 258 | 38 | 13 | WET | 6.7199 | 0.666 | 2399.981 | 237.942 | 0.759 | 0.75 | 5.104 | 0.5 | 1822.705 | 178.541 | 0.066105 | 5.104 | 0.5 | 0.3374 | 0.033052 | 0.759 | 0.75035 | 2612 | 11 | Wet Detention Pond (S) | 0.6 |  |  | TMDL | TMDL |  |  | 485.5737 | 8737.5108 | 258 | 30% | 55% | 0.10122 | 0.018179
41 | 2 | 0.017903 | 283 | 41 | 2 | MDR | 11.9201 | 0.582 | 23513.664 | 1147.493 | 0.961 | 0.923 | 11.452 | 0.537 | 22589.972 | 1059.182 | 0.017903 | 10.039 | 0.474 | 0.17973 | 0.0084861 | 0.842 | 0.81527 | 2613 | 11 | Wet Detention Pond (S) | 0.6 |  |  | TMDL | TMDL |  |  | 3639.1372 | 744414.3435 | 283 | 30% | 55% | 0.053919 | 0.0046673
41 | 3 | 11.6606 | 284 | 41 | 3 | HDR | 25.4619 | 1.917 | 15674.111 | 1180.15 | 0.961 | 0.923 | 24.461 | 1.77 | 15057.713 | 1089.811 | 11.6606 | 21.44 | 1.565 | 250.0036 | 18.2489 | 0.842 | 0.81633 | 2613 | 11 | Wet Detention Pond (S) | 0.6 |  |  | TMDL | TMDL |  |  | 3639.1372 | 744414.3435 | 284 | 30% | 55% | 75.0011 | 10.0369
41 | 4 | 4.8786 | 285 | 41 | 4 | IND | 15.0465 | 1.299 | 22984.638 | 1984.314 | 0.961 | 0.924 | 14.457 | 1.2 | 22084.136 | 1832.828 | 4.8786 | 12.656 | 1.059 | 61.7432 | 5.1664 | 0.841 | 0.81549 | 2613 | 11 | Wet Detention Pond (S) | 0.6 |  |  | TMDL | TMDL |  |  | 3639.1372 | 744414.3435 | 285 | 30% | 55% | 18.523 | 2.8415
41 | 13 | 0.53238 | 293 | 41 | 13 | WET | 1.0484 | 0.041 | 1567.871 | 61.608 | 0.962 | 0.921 | 1.008 | 0.038 | 1507.852 | 56.766 | 0.53238 | 0.888 | 0.034 | 0.47275 | 0.018101 | 0.847 | 0.81976 | 2613 | 11 | Wet Detention Pond (S) | 0.6 |  |  | TMDL | TMDL |  |  | 3639.1372 | 744414.3435 | 293 | 30% | 55% | 0.14183 | 0.0099555
41 | 3 | 0.87036 | 284 | 41 | 3 | HDR | 25.4619 | 1.917 | 15674.111 | 1180.15 | 0.961 | 0.923 | 24.461 | 1.77 | 15057.713 | 1089.811 | 0.87036 | 21.44 | 1.565 | 18.6606 | 1.3621 | 0.842 | 0.81633 | 2614 | 11 | Wet Detention Pond (S) | 0.6 |  |  | TMDL | TMDL |  |  | 1469.987 | 38010.4433 | 284 | 30% | 55% | 5.5982 | 0.74917
41 | 11 | 0.0022396 | 291 | 41 | 11 | FOR | 3.3637 | 0.139 | 1738.258 | 71.607 | 0.961 | 0.923 | 3.231 | 0.128 | 1669.641 | 66.092 | 0.0022396 | 2.844 | 0.114 | 0.0063695 | 0.00025532 | 0.846 | 0.81972 | 2614 | 11 | Wet Detention Pond (S) | 0.6 |  |  | TMDL | TMDL |  |  | 1469.987 | 38010.4433 | 291 | 30% | 55% | 0.0019108 | 0.00014042
38 | 4 | 0.0041422 | 250 | 38 | 4 | IND | 13.0332 | 1.643 | 2693.398 | 339.537 | 0.746 | 0.728 | 9.718 | 1.196 | 2008.316 | 247.156 | 0.0041422 | 9.718 | 1.196 | 0.040254 | 0.0049541 | 0.746 | 0.72792 | 2615 | 11 | Wet Detention Pond (S) | 0.6 |  |  | TMDL | TMDL |  |  | 315.9649 | 3509.6952 | 250 | 30% | 55% | 0.012076 | 0.0027247
38 | 6 | 0.076426 | 251 | 38 | 6 | OPE | 4.1351 | 0.351 | 66.1 | 5.607 | 0.757 | 0.739 | 3.13 | 0.259 | 50.026 | 4.141 | 0.076426 | 3.13 | 0.259 | 0.23921 | 0.019794 | 0.757 | 0.73853 | 2615 | 11 | Wet Detention Pond (S) | 0.6 |  |  | TMDL | TMDL |  |  | 315.9649 | 3509.6952 | 251 | 30% | 55% | 0.071764 | 0.010887
41 | 8 | 0.014878 | 288 | 41 | 8 | AGR | 16.0936 | 0.836 | 8344.03 | 433.364 | 0.96 | 0.923 | 15.456 | 0.771 | 8013.183 | 399.822 | 0.014878 | 13.575 | 0.683 | 0.20197 | 0.010162 | 0.844 | 0.81685 | 2616 | 11 | Wet Detention Pond (S) | 0.6 |  |  | TMDL | TMDL |  |  | 129.8725 | 648.1207 | 288 | 30% | 55% | 0.06059 | 0.0055889
38 | 2 | 0.039843 | 248 | 38 | 2 | MDR | 8.5662 | 0.781 | 5390.011 | 491.366 | 0.752 | 0.731 | 6.439 | 0.571 | 4051.586 | 359.418 | 0.039843 | 6.439 | 0.571 | 0.25655 | 0.02275 | 0.752 | 0.73147 | 2617 | 11 | Wet Detention Pond (S) | 0.6 |  |  | TMDL | TMDL |  |  | 3327.6215 | 618792.4475 | 248 | 30% | 55% | 0.076964 | 0.012513
38 | 4 | 14.0746 | 250 | 38 | 4 | IND | 13.0332 | 1.643 | 2693.398 | 339.537 | 0.746 | 0.728 | 9.718 | 1.196 | 2008.316 | 247.156 | 14.0746 | 9.718 | 1.196 | 136.7772 | 16.8333 | 0.746 | 0.72792 | 2617 | 11 | Wet Detention Pond (S) | 0.6 |  |  | TMDL | TMDL |  |  | 3327.6215 | 618792.4475 | 250 | 30% | 55% | 41.0332 | 9.2583
38 | 13 | 0.091105 | 258 | 38 | 13 | WET | 6.7199 | 0.666 | 2399.981 | 237.942 | 0.759 | 0.75 | 5.104 | 0.5 | 1822.705 | 178.541 | 0.091105 | 5.104 | 0.5 | 0.465 | 0.045553 | 0.759 | 0.75035 | 2617 | 11 | Wet Detention Pond (S) | 0.6 |  |  | TMDL | TMDL |  |  | 3327.6215 | 618792.4475 | 258 | 30% | 55% | 0.1395 | 0.025054
38 | 2 | 10.645 | 248 | 38 | 2 | MDR | 8.5662 | 0.781 | 5390.011 | 491.366 | 0.752 | 0.731 | 6.439 | 0.571 | 4051.586 | 359.418 | 10.645 | 6.439 | 0.571 | 68.5432 | 6.0783 | 0.752 | 0.73147 | 2618 | 11 | Wet Detention Pond (S) | 0.6 |  |  | TMDL | TMDL |  |  | 5266.8287 | 1670113.9096 | 248 | 30% | 55% | 20.563 | 3.3431
38 | 4 | 0.43014 | 250 | 38 | 4 | IND | 13.0332 | 1.643 | 2693.398 | 339.537 | 0.746 | 0.728 | 9.718 | 1.196 | 2008.316 | 247.156 | 0.43014 | 9.718 | 1.196 | 4.1801 | 0.51444 | 0.746 | 0.72792 | 2618 | 11 | Wet Detention Pond (S) | 0.6 |  |  | TMDL | TMDL |  |  | 5266.8287 | 1670113.9096 | 250 | 30% | 55% | 1.254 | 0.28294
38 | 13 | 0.42508 | 258 | 38 | 13 | WET | 6.7199 | 0.666 | 2399.981 | 237.942 | 0.759 | 0.75 | 5.104 | 0.5 | 1822.705 | 178.541 | 0.42508 | 5.104 | 0.5 | 2.1696 | 0.21254 | 0.759 | 0.75035 | 2618 | 11 | Wet Detention Pond (S) | 0.6 |  |  | TMDL | TMDL |  |  | 5266.8287 | 1670113.9096 | 258 | 30% | 55% | 0.65089 | 0.1169
41 | 2 | 16.8334 | 283 | 41 | 2 | MDR | 11.9201 | 0.582 | 23513.664 | 1147.493 | 0.961 | 0.923 | 11.452 | 0.537 | 22589.972 | 1059.182 | 16.8334 | 10.039 | 0.474 | 168.9906 | 7.979 | 0.842 | 0.81527 | 2618 | 11 | Wet Detention Pond (S) | 0.6 |  |  | TMDL | TMDL |  |  | 5266.8287 | 1670113.9096 | 283 | 30% | 55% | 50.6972 | 4.3885
41 | 4 | 8.1008 | 285 | 41 | 4 | IND | 15.0465 | 1.299 | 22984.638 | 1984.314 | 0.961 | 0.924 | 14.457 | 1.2 | 22084.136 | 1832.828 | 8.1008 | 12.656 | 1.059 | 102.5235 | 8.5787 | 0.841 | 0.81549 | 2618 | 11 | Wet Detention Pond (S) | 0.6 |  |  | TMDL | TMDL |  |  | 5266.8287 | 1670113.9096 | 285 | 30% | 55% | 30.7571 | 4.7183
41 | 12 | 1.1796 | 292 | 41 | 12 | WAT | 1.0456 | 0.041 | 281.889 | 11.073 | 0.962 | 0.921 | 1.006 | 0.038 | 271.1 | 10.202 | 1.1796 | 0.885 | 0.034 | 1.0439 | 0.040106 | 0.847 | 0.81969 | 2618 | 11 | Wet Detention Pond (S) | 0.6 |  |  | TMDL | TMDL |  |  | 5266.8287 | 1670113.9096 | 292 | 30% | 55% | 0.31318 | 0.022058
41 | 13 | 0.72668 | 293 | 41 | 13 | WET | 1.0484 | 0.041 | 1567.871 | 61.608 | 0.962 | 0.921 | 1.008 | 0.038 | 1507.852 | 56.766 | 0.72668 | 0.888 | 0.034 | 0.64529 | 0.024707 | 0.847 | 0.81976 | 2618 | 11 | Wet Detention Pond (S) | 0.6 |  |  | TMDL | TMDL |  |  | 5266.8287 | 1670113.9096 | 293 | 30% | 55% | 0.19359 | 0.013589
38 | 4 | 0.00014826 | 250 | 38 | 4 | IND | 13.0332 | 1.643 | 2693.398 | 339.537 | 0.746 | 0.728 | 9.718 | 1.196 | 2008.316 | 247.156 | 0.00014826 | 9.718 | 1.196 | 0.0014408 | 0.00017732 | 0.746 | 0.72792 | 2619 | 11 | Wet Detention Pond (S) | 0.6 |  |  | TMDL | TMDL |  |  | 68.3763 | 280.4431 | 250 | 30% | 55% | 0.00043223 | 9.7525e-05
38 | 13 | 0.0062889 | 258 | 38 | 13 | WET | 6.7199 | 0.666 | 2399.981 | 237.942 | 0.759 | 0.75 | 5.104 | 0.5 | 1822.705 | 178.541 | 0.0062889 | 5.104 | 0.5 | 0.032098 | 0.0031444 | 0.759 | 0.75035 | 2619 | 11 | Wet Detention Pond (S) | 0.6 |  |  | TMDL | TMDL |  |  | 68.3763 | 280.4431 | 258 | 30% | 55% | 0.0096295 | 0.0017294
38 | 4 | 0.2537 | 250 | 38 | 4 | IND | 13.0332 | 1.643 | 2693.398 | 339.537 | 0.746 | 0.728 | 9.718 | 1.196 | 2008.316 | 247.156 | 0.2537 | 9.718 | 1.196 | 2.4654 | 0.30342 | 0.746 | 0.72792 | 2620 | 11 | Wet Detention Pond (S) | 0.6 |  |  | TMDL | TMDL |  |  | 1178.3351 | 11050.9448 | 250 | 30% | 55% | 0.73962 | 0.16688
38 | 4 | 7.5528 | 250 | 38 | 4 | IND | 13.0332 | 1.643 | 2693.398 | 339.537 | 0.746 | 0.728 | 9.718 | 1.196 | 2008.316 | 247.156 | 7.5528 | 9.718 | 1.196 | 73.3981 | 9.0331 | 0.746 | 0.72792 | 2621 | 11 | Wet Detention Pond (S) | 0.6 |  |  | TMDL | TMDL |  |  | 6043.0748 | 329045.5384 | 250 | 30% | 55% | 22.0194 | 4.9682
38 | 10 | 1.5149e-06 | 255 | 38 | 10 | RAN | 2.8596 | 0.226 | 157.374 | 12.414 | 0.763 | 0.746 | 2.182 | 0.168 | 120.107 | 9.267 | 1.5149e-06 | 2.182 | 0.168 | 3.3054e-06 | 2.545e-07 | 0.763 | 0.74645 | 2621 | 11 | Wet Detention Pond (S) | 0.6 |  |  | TMDL | TMDL |  |  | 6043.0748 | 329045.5384 | 255 | 30% | 55% | 9.9163e-07 | 1.3997e-07
38 | 11 | 0.0010367 | 256 | 38 | 11 | FOR | 1.6256 | 0.124 | 281.493 | 21.55 | 0.772 | 0.759 | 1.255 | 0.094 | 217.292 | 16.357 | 0.0010367 | 1.255 | 0.094 | 0.0013011 | 9.7454e-05 | 0.772 | 0.759 | 2621 | 11 | Wet Detention Pond (S) | 0.6 |  |  | TMDL | TMDL |  |  | 6043.0748 | 329045.5384 | 256 | 30% | 55% | 0.00039034 | 5.36e-05
38 | 13 | 2.9633e-05 | 258 | 38 | 13 | WET | 6.7199 | 0.666 | 2399.981 | 237.942 | 0.759 | 0.75 | 5.104 | 0.5 | 1822.705 | 178.541 | 2.9633e-05 | 5.104 | 0.5 | 0.00015125 | 1.4816e-05 | 0.759 | 0.75035 | 2621 | 11 | Wet Detention Pond (S) | 0.6 |  |  | TMDL | TMDL |  |  | 6043.0748 | 329045.5384 | 258 | 30% | 55% | 4.5374e-05 | 8.149e-06
15 | 2 | 0.080003 | 48 | 15 | 2 | MDR | 7.3702 | 0.422 | 5942.609 | 340.176 | 0.471 | 0.494 | 3.471 | 0.209 | 2798.745 | 168.156 | 0.080003 | 3.471 | 0.209 | 0.27769 | 0.016721 | 0.471 | 0.49432 | 2622 | 11 | Wet Detention Pond (S) | 0.6 |  |  | TMDL | TMDL |  |  | 831.5046 | 30076.6883 | 48 | 30% | 55% | 0.083307 | 0.0091964
15 | 4 | 0.60947 | 50 | 15 | 4 | IND | 9.745 | 0.997 | 2826.058 | 289.213 | 0.468 | 0.494 | 4.565 | 0.492 | 1323.876 | 142.73 | 0.60947 | 4.565 | 0.492 | 2.7822 | 0.29986 | 0.468 | 0.49351 | 2622 | 11 | Wet Detention Pond (S) | 0.6 |  |  | TMDL | TMDL |  |  | 831.5046 | 30076.6883 | 50 | 30% | 55% | 0.83467 | 0.16492
90 | 4 | 0.00099385 | 548 | 90 | 4 | IND | 14.9374 | 1.425 | 2368.245 | 225.99 | 0.803 | 0.836 | 11.993 | 1.191 | 1901.418 | 188.888 | 0.00099385 | 5.645 | 0.592 | 0.0056103 | 0.00058836 | 0.378 | 0.41522 | 2622 | 11 | Wet Detention Pond (S) | 0.6 |  |  | TMDL | TMDL |  |  | 831.5046 | 30076.6883 | 548 | 30% | 55% | 0.0016831 | 0.0003236
38 | 1 | 0.2031 | 247 | 38 | 1 | LDR | 4.4646 | 0.394 | 219.902 | 19.412 | 0.753 | 0.733 | 3.362 | 0.289 | 165.572 | 14.232 | 0.2031 | 3.362 | 0.289 | 0.68283 | 0.058697 | 0.753 | 0.73313 | 2623 | 11 | Wet Detention Pond (S) | 0.6 |  |  | TMDL | TMDL |  |  | 3624.6679 | 343941.7062 | 247 | 30% | 55% | 0.20485 | 0.032283
38 | 4 | 4.9445 | 250 | 38 | 4 | IND | 13.0332 | 1.643 | 2693.398 | 339.537 | 0.746 | 0.728 | 9.718 | 1.196 | 2008.316 | 247.156 | 4.9445 | 9.718 | 1.196 | 48.0508 | 5.9136 | 0.746 | 0.72792 | 2623 | 11 | Wet Detention Pond (S) | 0.6 |  |  | TMDL | TMDL |  |  | 3624.6679 | 343941.7062 | 250 | 30% | 55% | 14.4152 | 3.2525
41 | 1 | 1.919 | 282 | 41 | 1 | LDR | 6.4645 | 0.301 | 7159.582 | 333.43 | 0.961 | 0.923 | 6.211 | 0.278 | 6878.392 | 307.743 | 1.919 | 5.446 | 0.246 | 10.4509 | 0.47208 | 0.842 | 0.81555 | 2623 | 11 | Wet Detention Pond (S) | 0.6 |  |  | TMDL | TMDL |  |  | 3624.6679 | 343941.7062 | 282 | 30% | 55% | 3.1353 | 0.25964
41 | 4 | 0.82767 | 285 | 41 | 4 | IND | 15.0465 | 1.299 | 22984.638 | 1984.314 | 0.961 | 0.924 | 14.457 | 1.2 | 22084.136 | 1832.828 | 0.82767 | 12.656 | 1.059 | 10.475 | 0.87651 | 0.841 | 0.81549 | 2623 | 11 | Wet Detention Pond (S) | 0.6 |  |  | TMDL | TMDL |  |  | 3624.6679 | 343941.7062 | 285 | 30% | 55% | 3.1425 | 0.48208
41 | 11 | 0.0015415 | 291 | 41 | 11 | FOR | 3.3637 | 0.139 | 1738.258 | 71.607 | 0.961 | 0.923 | 3.231 | 0.128 | 1669.641 | 66.092 | 0.0015415 | 2.844 | 0.114 | 0.004384 | 0.00017573 | 0.846 | 0.81972 | 2623 | 11 | Wet Detention Pond (S) | 0.6 |  |  | TMDL | TMDL |  |  | 3624.6679 | 343941.7062 | 291 | 30% | 55% | 0.0013152 | 9.665e-05
40 | 8 | 0.097969 | 277 | 40 | 8 | AGR | 16.9565 | 0.888 | 2599.449 | 136.17 | 0.878 | 0.886 | 14.894 | 0.787 | 2283.201 | 120.597 | 0.097969 | 14.894 | 0.787 | 1.4591 | 0.077101 | 0.878 | 0.88564 | 2624 | 11 | Wet Detention Pond (S) | 0.6 |  |  | TMDL | TMDL |  |  | 714.9675 | 4267.5582 | 277 | 30% | 55% | 0.43774 | 0.042406
40 | 3 | 24.7987 | 273 | 40 | 3 | HDR | 24.9268 | 1.943 | 9876.14 | 769.988 | 0.877 | 0.884 | 21.854 | 1.718 | 8658.806 | 680.793 | 24.7987 | 21.854 | 1.718 | 541.9511 | 42.6042 | 0.877 | 0.88416 | 2625 | 11 | Wet Detention Pond (S) | 0.6 |  |  | TMDL | TMDL |  |  | 4410.065 | 1093296.9237 | 273 | 30% | 55% | 162.5853 | 23.4323
40 | 13 | 0.30003 | 281 | 40 | 13 | WET | 1.1184 | 0.045 | 608.832 | 24.31 | 0.88 | 0.889 | 0.985 | 0.04 | 535.989 | 21.621 | 0.30003 | 0.985 | 0.04 | 0.29553 | 0.012001 | 0.88 | 0.88938 | 2625 | 11 | Wet Detention Pond (S) | 0.6 |  |  | TMDL | TMDL |  |  | 4410.065 | 1093296.9237 | 281 | 30% | 55% | 0.088658 | 0.0066006
13 | 4 | 0.23092 | 41 | 13 | 4 | IND | 26.0926 | 1.754 | 7076.808 | 475.796 | 0.518 | 0.323 | 13.52 | 0.566 | 3666.784 | 153.491 | 0.23092 | 6.43 | 0.285 | 1.4848 | 0.065814 | 0.246 | 0.16272 | 2626 | 11 | Wet Detention Pond (S) | 0.6 |  |  | TMDL | TMDL |  |  | 775.9788 | 10058.9633 | 41 | 30% | 55% | 0.44545 | 0.036197
13 | 4 | 0.00073461 | 41 | 13 | 4 | IND | 26.0926 | 1.754 | 7076.808 | 475.796 | 0.518 | 0.323 | 13.52 | 0.566 | 3666.784 | 153.491 | 0.00073461 | 6.43 | 0.285 | 0.0047236 | 0.00020936 | 0.246 | 0.16272 | 2627 | 11 | Wet Detention Pond (S) | 0.6 |  |  | TMDL | TMDL |  |  | 27.5003 | 31.9984 | 41 | 30% | 55% | 0.0014171 | 0.00011515
38 | 4 | 0.18621 | 250 | 38 | 4 | IND | 13.0332 | 1.643 | 2693.398 | 339.537 | 0.746 | 0.728 | 9.718 | 1.196 | 2008.316 | 247.156 | 0.18621 | 9.718 | 1.196 | 1.8096 | 0.22271 | 0.746 | 0.72792 | 2628 | 11 | Wet Detention Pond (S) | 0.6 |  |  | TMDL | TMDL |  |  | 880.4415 | 8111.4596 | 250 | 30% | 55% | 0.54289 | 0.12249
13 | 4 | 0.25207 | 41 | 13 | 4 | IND | 26.0926 | 1.754 | 7076.808 | 475.796 | 0.518 | 0.323 | 13.52 | 0.566 | 3666.784 | 153.491 | 0.25207 | 6.43 | 0.285 | 1.6208 | 0.071839 | 0.246 | 0.16272 | 2629 | 11 | Wet Detention Pond (S) | 0.6 |  |  | TMDL | TMDL |  |  | 564.2336 | 10980.026 | 41 | 30% | 55% | 0.48624 | 0.039511
41 | 2 | 0.038545 | 283 | 41 | 2 | MDR | 11.9201 | 0.582 | 23513.664 | 1147.493 | 0.961 | 0.923 | 11.452 | 0.537 | 22589.972 | 1059.182 | 0.038545 | 10.039 | 0.474 | 0.38695 | 0.01827 | 0.842 | 0.81527 | 2630 | 11 | Wet Detention Pond (S) | 0.6 |  |  | TMDL | TMDL |  |  | 1558.4111 | 129699.987 | 283 | 30% | 55% | 0.11608 | 0.010049
41 | 11 | 2.939 | 291 | 41 | 11 | FOR | 3.3637 | 0.139 | 1738.258 | 71.607 | 0.961 | 0.923 | 3.231 | 0.128 | 1669.641 | 66.092 | 2.939 | 2.844 | 0.114 | 8.3584 | 0.33504 | 0.846 | 0.81972 | 2630 | 11 | Wet Detention Pond (S) | 0.6 |  |  | TMDL | TMDL |  |  | 1558.4111 | 129699.987 | 291 | 30% | 55% | 2.5075 | 0.18427
13 | 4 | 0.11817 | 41 | 13 | 4 | IND | 26.0926 | 1.754 | 7076.808 | 475.796 | 0.518 | 0.323 | 13.52 | 0.566 | 3666.784 | 153.491 | 0.11817 | 6.43 | 0.285 | 0.75985 | 0.033679 | 0.246 | 0.16272 | 2631 | 11 | Wet Detention Pond (S) | 0.6 |  |  | TMDL | TMDL |  |  | 615.1766 | 5147.5136 | 41 | 30% | 55% | 0.22795 | 0.018524
13 | 4 | 0.47799 | 41 | 13 | 4 | IND | 26.0926 | 1.754 | 7076.808 | 475.796 | 0.518 | 0.323 | 13.52 | 0.566 | 3666.784 | 153.491 | 0.47799 | 6.43 | 0.285 | 3.0735 | 0.13623 | 0.246 | 0.16272 | 2632 | 11 | Wet Detention Pond (S) | 0.6 |  |  | TMDL | TMDL |  |  | 1340.9737 | 94530.6279 | 41 | 30% | 55% | 0.92204 | 0.074925
13 | 11 | 0.51712 | 44 | 13 | 11 | FOR | 4.3969 | 0.124 | 76.567 | 2.155 | 0.55 | 0.353 | 2.42 | 0.044 | 42.139 | 0.761 | 0.51712 | 1.179 | 0.022 | 0.60969 | 0.011377 | 0.268 | 0.18132 | 2632 | 11 | Wet Detention Pond (S) | 0.6 |  |  | TMDL | TMDL |  |  | 1340.9737 | 94530.6279 | 44 | 30% | 55% | 0.18291 | 0.0062572
38 | 2 | 0.0004452 | 248 | 38 | 2 | MDR | 8.5662 | 0.781 | 5390.011 | 491.366 | 0.752 | 0.731 | 6.439 | 0.571 | 4051.586 | 359.418 | 0.0004452 | 6.439 | 0.571 | 0.0028666 | 0.00025421 | 0.752 | 0.73147 | 2633 | 11 | Wet Detention Pond (S) | 0.6 |  |  | TMDL | TMDL |  |  | 29.1904 | 19.3927 | 248 | 30% | 55% | 0.00085999 | 0.00013981
40 | 2 | 1.477 | 272 | 40 | 2 | MDR | 11.6613 | 0.577 | 15641.833 | 773.896 | 0.877 | 0.884 | 10.225 | 0.51 | 13715.384 | 683.794 | 1.477 | 10.225 | 0.51 | 15.1025 | 0.75328 | 0.877 | 0.88357 | 2634 | 11 | Wet Detention Pond (S) | 0.6 |  |  | TMDL | TMDL |  |  | 6284.5133 | 1133812.504 | 272 | 30% | 55% | 4.5308 | 0.4143
40 | 8 | 0.018922 | 277 | 40 | 8 | AGR | 16.9565 | 0.888 | 2599.449 | 136.17 | 0.878 | 0.886 | 14.894 | 0.787 | 2283.201 | 120.597 | 0.018922 | 14.894 | 0.787 | 0.28182 | 0.014892 | 0.878 | 0.88564 | 2634 | 11 | Wet Detention Pond (S) | 0.6 |  |  | TMDL | TMDL |  |  | 6284.5133 | 1133812.504 | 277 | 30% | 55% | 0.084547 | 0.0081903
40 | 13 | 0.25683 | 281 | 40 | 13 | WET | 1.1184 | 0.045 | 608.832 | 24.31 | 0.88 | 0.889 | 0.985 | 0.04 | 535.989 | 21.621 | 0.25683 | 0.985 | 0.04 | 0.25297 | 0.010273 | 0.88 | 0.88938 | 2634 | 11 | Wet Detention Pond (S) | 0.6 |  |  | TMDL | TMDL |  |  | 6284.5133 | 1133812.504 | 281 | 30% | 55% | 0.075892 | 0.0056502
41 | 2 | 15.1369 | 283 | 41 | 2 | MDR | 11.9201 | 0.582 | 23513.664 | 1147.493 | 0.961 | 0.923 | 11.452 | 0.537 | 22589.972 | 1059.182 | 15.1369 | 10.039 | 0.474 | 151.9593 | 7.1749 | 0.842 | 0.81527 | 2634 | 11 | Wet Detention Pond (S) | 0.6 |  |  | TMDL | TMDL |  |  | 6284.5133 | 1133812.504 | 283 | 30% | 55% | 45.5878 | 3.9462
41 | 3 | 7.0023 | 284 | 41 | 3 | HDR | 25.4619 | 1.917 | 15674.111 | 1180.15 | 0.961 | 0.923 | 24.461 | 1.77 | 15057.713 | 1089.811 | 7.0023 | 21.44 | 1.565 | 150.1297 | 10.9586 | 0.842 | 0.81633 | 2634 | 11 | Wet Detention Pond (S) | 0.6 |  |  | TMDL | TMDL |  |  | 6284.5133 | 1133812.504 | 284 | 30% | 55% | 45.0389 | 6.0272
41 | 8 | 1.5317 | 288 | 41 | 8 | AGR | 16.0936 | 0.836 | 8344.03 | 433.364 | 0.96 | 0.923 | 15.456 | 0.771 | 8013.183 | 399.822 | 1.5317 | 13.575 | 0.683 | 20.7925 | 1.0461 | 0.844 | 0.81685 | 2634 | 11 | Wet Detention Pond (S) | 0.6 |  |  | TMDL | TMDL |  |  | 6284.5133 | 1133812.504 | 288 | 30% | 55% | 6.2377 | 0.57537
41 | 12 | 0.51933 | 292 | 41 | 12 | WAT | 1.0456 | 0.041 | 281.889 | 11.073 | 0.962 | 0.921 | 1.006 | 0.038 | 271.1 | 10.202 | 0.51933 | 0.885 | 0.034 | 0.45961 | 0.017657 | 0.847 | 0.81969 | 2634 | 11 | Wet Detention Pond (S) | 0.6 |  |  | TMDL | TMDL |  |  | 6284.5133 | 1133812.504 | 292 | 30% | 55% | 0.13788 | 0.0097115
41 | 13 | 0.085877 | 293 | 41 | 13 | WET | 1.0484 | 0.041 | 1567.871 | 61.608 | 0.962 | 0.921 | 1.008 | 0.038 | 1507.852 | 56.766 | 0.085877 | 0.888 | 0.034 | 0.076259 | 0.0029198 | 0.847 | 0.81976 | 2634 | 11 | Wet Detention Pond (S) | 0.6 |  |  | TMDL | TMDL |  |  | 6284.5133 | 1133812.504 | 293 | 30% | 55% | 0.022878 | 0.0016059
13 | 2 | 0.2888 | 39 | 13 | 2 | MDR | 18.0436 | 0.628 | 3512.436 | 122.222 | 0.525 | 0.326 | 9.477 | 0.204 | 1844.865 | 39.803 | 0.2888 | 4.532 | 0.103 | 1.3088 | 0.029746 | 0.251 | 0.16422 | 2635 | 11 | Wet Detention Pond (S) | 0.6 |  |  | TMDL | TMDL |  |  | 724.3012 | 21035.7802 | 39 | 30% | 55% | 0.39265 | 0.016361
13 | 4 | 0.19381 | 41 | 13 | 4 | IND | 26.0926 | 1.754 | 7076.808 | 475.796 | 0.518 | 0.323 | 13.52 | 0.566 | 3666.784 | 153.491 | 0.19381 | 6.43 | 0.285 | 1.2462 | 0.055235 | 0.246 | 0.16272 | 2635 | 11 | Wet Detention Pond (S) | 0.6 |  |  | TMDL | TMDL |  |  | 724.3012 | 21035.7802 | 41 | 30% | 55% | 0.37385 | 0.030379
13 | 11 | 0.00031059 | 44 | 13 | 11 | FOR | 4.3969 | 0.124 | 76.567 | 2.155 | 0.55 | 0.353 | 2.42 | 0.044 | 42.139 | 0.761 | 0.00031059 | 1.179 | 0.022 | 0.00036618 | 6.8329e-06 | 0.268 | 0.18132 | 2635 | 11 | Wet Detention Pond (S) | 0.6 |  |  | TMDL | TMDL |  |  | 724.3012 | 21035.7802 | 44 | 30% | 55% | 0.00010985 | 3.7581e-06
13 | 2 | 0.35213 | 39 | 13 | 2 | MDR | 18.0436 | 0.628 | 3512.436 | 122.222 | 0.525 | 0.326 | 9.477 | 0.204 | 1844.865 | 39.803 | 0.35213 | 4.532 | 0.103 | 1.5958 | 0.036269 | 0.251 | 0.16422 | 2636 | 11 | Wet Detention Pond (S) | 0.6 |  |  | TMDL | TMDL |  |  | 1195.1661 | 33718.9924 | 39 | 30% | 55% | 0.47875 | 0.019948
13 | 3 | 0.33258 | 40 | 13 | 3 | HDR | 41.4342 | 2.385 | 2108.516 | 121.38 | 0.525 | 0.33 | 21.76 | 0.786 | 1107.335 | 40.008 | 0.33258 | 10.405 | 0.398 | 3.4605 | 0.13237 | 0.251 | 0.1669 | 2636 | 11 | Wet Detention Pond (S) | 0.6 |  |  | TMDL | TMDL |  |  | 1195.1661 | 33718.9924 | 40 | 30% | 55% | 1.0382 | 0.072802
13 | 13 | 0.089375 | 46 | 13 | 13 | WET | 22.3406 | 1.095 | 1355.616 | 66.432 | 0.523 | 0.329 | 11.678 | 0.36 | 708.636 | 21.829 | 0.089375 | 5.575 | 0.182 | 0.49826 | 0.016266 | 0.25 | 0.16625 | 2636 | 11 | Wet Detention Pond (S) | 0.6 |  |  | TMDL | TMDL |  |  | 1195.1661 | 33718.9924 | 46 | 30% | 55% | 0.14948 | 0.0089464
36 | 2 | 0.085269 | 227 | 36 | 2 | MDR | 8.7765 | 0.837 | 280.229 | 26.71 | 0.663 | 0.615 | 5.822 | 0.515 | 185.888 | 16.433 | 0.085269 | 5.822 | 0.515 | 0.49644 | 0.043913 | 0.663 | 0.61524 | 2637 | 11 | Wet Detention Pond (S) | 0.6 |  |  | TMDL | TMDL |  |  | 583.8421 | 3714.2986 | 227 | 30% | 55% | 0.14893 | 0.024152
38 | 2 | 11.3015 | 248 | 38 | 2 | MDR | 8.5662 | 0.781 | 5390.011 | 491.366 | 0.752 | 0.731 | 6.439 | 0.571 | 4051.586 | 359.418 | 11.3015 | 6.439 | 0.571 | 72.7706 | 6.4532 | 0.752 | 0.73147 | 2638 | 11 | Wet Detention Pond (S) | 0.6 |  |  | TMDL | TMDL |  |  | 12300.5594 | 510612.1124 | 248 | 30% | 55% | 21.8312 | 3.5492
38 | 4 | 0.11602 | 250 | 38 | 4 | IND | 13.0332 | 1.643 | 2693.398 | 339.537 | 0.746 | 0.728 | 9.718 | 1.196 | 2008.316 | 247.156 | 0.11602 | 9.718 | 1.196 | 1.1275 | 0.13876 | 0.746 | 0.72792 | 2638 | 11 | Wet Detention Pond (S) | 0.6 |  |  | TMDL | TMDL |  |  | 12300.5594 | 510612.1124 | 250 | 30% | 55% | 0.33824 | 0.076317
38 | 13 | 0.25318 | 258 | 38 | 13 | WET | 6.7199 | 0.666 | 2399.981 | 237.942 | 0.759 | 0.75 | 5.104 | 0.5 | 1822.705 | 178.541 | 0.25318 | 5.104 | 0.5 | 1.2922 | 0.12659 | 0.759 | 0.75035 | 2638 | 11 | Wet Detention Pond (S) | 0.6 |  |  | TMDL | TMDL |  |  | 12300.5594 | 510612.1124 | 258 | 30% | 55% | 0.38767 | 0.069625
41 | 2 | 0.051346 | 283 | 41 | 2 | MDR | 11.9201 | 0.582 | 23513.664 | 1147.493 | 0.961 | 0.923 | 11.452 | 0.537 | 22589.972 | 1059.182 | 0.051346 | 10.039 | 0.474 | 0.51547 | 0.024338 | 0.842 | 0.81527 | 2638 | 11 | Wet Detention Pond (S) | 0.6 |  |  | TMDL | TMDL |  |  | 12300.5594 | 510612.1124 | 283 | 30% | 55% | 0.15464 | 0.013386
36 | 2 | 0.081749 | 227 | 36 | 2 | MDR | 8.7765 | 0.837 | 280.229 | 26.71 | 0.663 | 0.615 | 5.822 | 0.515 | 185.888 | 16.433 | 0.081749 | 5.822 | 0.515 | 0.47594 | 0.042101 | 0.663 | 0.61524 | 2639 | 11 | Wet Detention Pond (S) | 0.6 |  |  | TMDL | TMDL |  |  | 724.8988 | 18050.2182 | 227 | 30% | 55% | 0.14278 | 0.023155
36 | 13 | 0.33263 | 237 | 36 | 13 | WET | 2.5089 | 0.197 | 2607.78 | 205.211 | 0.69 | 0.646 | 1.731 | 0.127 | 1798.721 | 132.5 | 0.33263 | 1.731 | 0.127 | 0.57578 | 0.042244 | 0.69 | 0.64567 | 2639 | 11 | Wet Detention Pond (S) | 0.6 |  |  | TMDL | TMDL |  |  | 724.8988 | 18050.2182 | 237 | 30% | 55% | 0.17273 | 0.023234
40 | 3 | 5.2308 | 273 | 40 | 3 | HDR | 24.9268 | 1.943 | 9876.14 | 769.988 | 0.877 | 0.884 | 21.854 | 1.718 | 8658.806 | 680.793 | 5.2308 | 21.854 | 1.718 | 114.3136 | 8.9865 | 0.877 | 0.88416 | 2640 | 11 | Wet Detention Pond (S) | 0.6 |  |  | TMDL | TMDL |  |  | 5327.326 | 1248674.0727 | 273 | 30% | 55% | 34.2941 | 4.9426
40 | 4 | 0.07806 | 274 | 40 | 4 | IND | 14.4118 | 1.299 | 3327.006 | 299.956 | 0.876 | 0.883 | 12.618 | 1.147 | 2912.902 | 264.815 | 0.07806 | 12.618 | 1.147 | 0.98497 | 0.089535 | 0.876 | 0.88285 | 2640 | 11 | Wet Detention Pond (S) | 0.6 |  |  | TMDL | TMDL |  |  | 5327.326 | 1248674.0727 | 274 | 30% | 55% | 0.29549 | 0.049244
40 | 13 | 5.8689e-06 | 281 | 40 | 13 | WET | 1.1184 | 0.045 | 608.832 | 24.31 | 0.88 | 0.889 | 0.985 | 0.04 | 535.989 | 21.621 | 5.8689e-06 | 0.985 | 0.04 | 5.7809e-06 | 2.3476e-07 | 0.88 | 0.88938 | 2640 | 11 | Wet Detention Pond (S) | 0.6 |  |  | TMDL | TMDL |  |  | 5327.326 | 1248674.0727 | 281 | 30% | 55% | 1.7343e-06 | 1.2912e-07
41 | 3 | 23.0175 | 284 | 41 | 3 | HDR | 25.4619 | 1.917 | 15674.111 | 1180.15 | 0.961 | 0.923 | 24.461 | 1.77 | 15057.713 | 1089.811 | 23.0175 | 21.44 | 1.565 | 493.4957 | 36.0224 | 0.842 | 0.81633 | 2640 | 11 | Wet Detention Pond (S) | 0.6 |  |  | TMDL | TMDL |  |  | 5327.326 | 1248674.0727 | 284 | 30% | 55% | 148.0487 | 19.8123
41 | 4 | 0.11627 | 285 | 41 | 4 | IND | 15.0465 | 1.299 | 22984.638 | 1984.314 | 0.961 | 0.924 | 14.457 | 1.2 | 22084.136 | 1832.828 | 0.11627 | 12.656 | 1.059 | 1.4715 | 0.12313 | 0.841 | 0.81549 | 2640 | 11 | Wet Detention Pond (S) | 0.6 |  |  | TMDL | TMDL |  |  | 5327.326 | 1248674.0727 | 285 | 30% | 55% | 0.44144 | 0.06772
41 | 8 | 0.029704 | 288 | 41 | 8 | AGR | 16.0936 | 0.836 | 8344.03 | 433.364 | 0.96 | 0.923 | 15.456 | 0.771 | 8013.183 | 399.822 | 0.029704 | 13.575 | 0.683 | 0.40323 | 0.020288 | 0.844 | 0.81685 | 2640 | 11 | Wet Detention Pond (S) | 0.6 |  |  | TMDL | TMDL |  |  | 5327.326 | 1248674.0727 | 288 | 30% | 55% | 0.12097 | 0.011158
41 | 11 | 0.19192 | 291 | 41 | 11 | FOR | 3.3637 | 0.139 | 1738.258 | 71.607 | 0.961 | 0.923 | 3.231 | 0.128 | 1669.641 | 66.092 | 0.19192 | 2.844 | 0.114 | 0.54582 | 0.021879 | 0.846 | 0.81972 | 2640 | 11 | Wet Detention Pond (S) | 0.6 |  |  | TMDL | TMDL |  |  | 5327.326 | 1248674.0727 | 291 | 30% | 55% | 0.16374 | 0.012033
41 | 13 | 0.0014605 | 293 | 41 | 13 | WET | 1.0484 | 0.041 | 1567.871 | 61.608 | 0.962 | 0.921 | 1.008 | 0.038 | 1507.852 | 56.766 | 0.0014605 | 0.888 | 0.034 | 0.0012969 | 4.9656e-05 | 0.847 | 0.81976 | 2640 | 11 | Wet Detention Pond (S) | 0.6 |  |  | TMDL | TMDL |  |  | 5327.326 | 1248674.0727 | 293 | 30% | 55% | 0.00038907 | 2.7311e-05
36 | 2 | 0.053587 | 227 | 36 | 2 | MDR | 8.7765 | 0.837 | 280.229 | 26.71 | 0.663 | 0.615 | 5.822 | 0.515 | 185.888 | 16.433 | 0.053587 | 5.822 | 0.515 | 0.31199 | 0.027598 | 0.663 | 0.61524 | 2641 | 11 | Wet Detention Pond (S) | 0.6 |  |  | TMDL | TMDL |  |  | 727.1391 | 2453.6412 | 227 | 30% | 55% | 0.093596 | 0.015179
37 | 2 | 0.00018517 | 239 | 37 | 2 | MDR | 9.6056 | 0.896 | 2073.2 | 193.451 | 0.81 | 0.778 | 7.782 | 0.697 | 1679.53 | 150.524 | 0.00018517 | 7.782 | 0.697 | 0.001441 | 0.00012907 | 0.81 | 0.7781 | 2641 | 11 | Wet Detention Pond (S) | 0.6 |  |  | TMDL | TMDL |  |  | 727.1391 | 2453.6412 | 239 | 30% | 55% | 0.00043231 | 7.0987e-05
36 | 1 | 0.00039765 | 226 | 36 | 1 | LDR | 4.6704 | 0.433 | 1027.379 | 95.227 | 0.665 | 0.617 | 3.104 | 0.267 | 682.806 | 58.773 | 0.00039765 | 3.104 | 0.267 | 0.0012343 | 0.00010617 | 0.665 | 0.61719 | 2642 | 11 | Wet Detention Pond (S) | 0.6 |  |  | TMDL | TMDL |  |  | 1769.3587 | 72833.9157 | 226 | 30% | 55% | 0.0003703 | 5.8396e-05
36 | 4 | 0.0039623 | 229 | 36 | 4 | IND | 13.1657 | 1.698 | 84.924 | 10.953 | 0.658 | 0.61 | 8.664 | 1.036 | 55.889 | 6.685 | 0.0039623 | 8.664 | 1.036 | 0.034329 | 0.0041049 | 0.658 | 0.61032 | 2642 | 11 | Wet Detention Pond (S) | 0.6 |  |  | TMDL | TMDL |  |  | 1769.3587 | 72833.9157 | 229 | 30% | 55% | 0.010299 | 0.0022577
36 | 2 | 0.004454 | 227 | 36 | 2 | MDR | 8.7765 | 0.837 | 280.229 | 26.71 | 0.663 | 0.615 | 5.822 | 0.515 | 185.888 | 16.433 | 0.004454 | 5.822 | 0.515 | 0.025931 | 0.0022938 | 0.663 | 0.61524 | 2643 | 11 | Wet Detention Pond (S) | 0.6 |  |  | TMDL | TMDL |  |  | 192.1316 | 622.8482 | 227 | 30% | 55% | 0.0077793 | 0.0012616
36 | 13 | 0.0098458 | 237 | 36 | 13 | WET | 2.5089 | 0.197 | 2607.78 | 205.211 | 0.69 | 0.646 | 1.731 | 0.127 | 1798.721 | 132.5 | 0.0098458 | 1.731 | 0.127 | 0.017043 | 0.0012504 | 0.69 | 0.64567 | 2643 | 11 | Wet Detention Pond (S) | 0.6 |  |  | TMDL | TMDL |  |  | 192.1316 | 622.8482 | 237 | 30% | 55% | 0.0051129 | 0.00068773
36 | 13 | 0.13528 | 237 | 36 | 13 | WET | 2.5089 | 0.197 | 2607.78 | 205.211 | 0.69 | 0.646 | 1.731 | 0.127 | 1798.721 | 132.5 | 0.13528 | 1.731 | 0.127 | 0.23417 | 0.017181 | 0.69 | 0.64567 | 2644 | 11 | Wet Detention Pond (S) | 0.6 |  |  | TMDL | TMDL |  |  | 492.1318 | 5892.7713 | 237 | 30% | 55% | 0.070251 | 0.0094493
36 | 2 | 0.098469 | 227 | 36 | 2 | MDR | 8.7765 | 0.837 | 280.229 | 26.71 | 0.663 | 0.615 | 5.822 | 0.515 | 185.888 | 16.433 | 0.098469 | 5.822 | 0.515 | 0.57329 | 0.050712 | 0.663 | 0.61524 | 2645 | 11 | Wet Detention Pond (S) | 0.6 |  |  | TMDL | TMDL |  |  | 4606.7473 | 445478.4388 | 227 | 30% | 55% | 0.17199 | 0.027891
37 | 2 | 2.6358 | 239 | 37 | 2 | MDR | 9.6056 | 0.896 | 2073.2 | 193.451 | 0.81 | 0.778 | 7.782 | 0.697 | 1679.53 | 150.524 | 2.6358 | 7.782 | 0.697 | 20.5114 | 1.8371 | 0.81 | 0.7781 | 2645 | 11 | Wet Detention Pond (S) | 0.6 |  |  | TMDL | TMDL |  |  | 4606.7473 | 445478.4388 | 239 | 30% | 55% | 6.1534 | 1.0104
37 | 11 | 7.4926 | 244 | 37 | 11 | FOR | 1.9387 | 0.151 | 164.646 | 12.86 | 0.838 | 0.816 | 1.626 | 0.123 | 138.054 | 10.488 | 7.4926 | 1.626 | 0.123 | 12.183 | 0.92159 | 0.838 | 0.81556 | 2645 | 11 | Wet Detention Pond (S) | 0.6 |  |  | TMDL | TMDL |  |  | 4606.7473 | 445478.4388 | 244 | 30% | 55% | 3.6549 | 0.50687
41 | 13 | 0.0016036 | 293 | 41 | 13 | WET | 1.0484 | 0.041 | 1567.871 | 61.608 | 0.962 | 0.921 | 1.008 | 0.038 | 1507.852 | 56.766 | 0.0016036 | 0.888 | 0.034 | 0.001424 | 5.4524e-05 | 0.847 | 0.81976 | 2646 | 11 | Wet Detention Pond (S) | 0.6 |  |  | TMDL | TMDL |  |  | 72.1066 | 69.8542 | 293 | 30% | 55% | 0.00042721 | 2.9988e-05
40 | 3 | 10.943 | 273 | 40 | 3 | HDR | 24.9268 | 1.943 | 9876.14 | 769.988 | 0.877 | 0.884 | 21.854 | 1.718 | 8658.806 | 680.793 | 10.943 | 21.854 | 1.718 | 239.1474 | 18.8 | 0.877 | 0.88416 | 2647 | 11 | Wet Detention Pond (S) | 0.6 |  |  | TMDL | TMDL |  |  | 97243.7104 | 46664481.2711 | 273 | 30% | 55% | 71.7442 | 10.34
40 | 8 | 0.25035 | 277 | 40 | 8 | AGR | 16.9565 | 0.888 | 2599.449 | 136.17 | 0.878 | 0.886 | 14.894 | 0.787 | 2283.201 | 120.597 | 0.25035 | 14.894 | 0.787 | 3.7287 | 0.19703 | 0.878 | 0.88564 | 2647 | 11 | Wet Detention Pond (S) | 0.6 |  |  | TMDL | TMDL |  |  | 97243.7104 | 46664481.2711 | 277 | 30% | 55% | 1.1186 | 0.10836
40 | 11 | 0.0060322 | 279 | 40 | 11 | FOR | 3.6901 | 0.154 | 450.076 | 18.808 | 0.88 | 0.888 | 3.247 | 0.137 | 396.042 | 16.694 | 0.0060322 | 3.247 | 0.137 | 0.019587 | 0.00082642 | 0.88 | 0.8876 | 2647 | 11 | Wet Detention Pond (S) | 0.6 |  |  | TMDL | TMDL |  |  | 97243.7104 | 46664481.2711 | 279 | 30% | 55% | 0.005876 | 0.00045453
40 | 13 | 0.22686 | 281 | 40 | 13 | WET | 1.1184 | 0.045 | 608.832 | 24.31 | 0.88 | 0.889 | 0.985 | 0.04 | 535.989 | 21.621 | 0.22686 | 0.985 | 0.04 | 0.22345 | 0.0090743 | 0.88 | 0.88938 | 2647 | 11 | Wet Detention Pond (S) | 0.6 |  |  | TMDL | TMDL |  |  | 97243.7104 | 46664481.2711 | 281 | 30% | 55% | 0.067036 | 0.0049909
41 | 1 | 5.0406 | 282 | 41 | 1 | LDR | 6.4645 | 0.301 | 7159.582 | 333.43 | 0.961 | 0.923 | 6.211 | 0.278 | 6878.392 | 307.743 | 5.0406 | 5.446 | 0.246 | 27.4513 | 1.24 | 0.842 | 0.81555 | 2647 | 11 | Wet Detention Pond (S) | 0.6 |  |  | TMDL | TMDL |  |  | 97243.7104 | 46664481.2711 | 282 | 30% | 55% | 8.2354 | 0.682
41 | 2 | 571.7762 | 283 | 41 | 2 | MDR | 11.9201 | 0.582 | 23513.664 | 1147.493 | 0.961 | 0.923 | 11.452 | 0.537 | 22589.972 | 1059.182 | 571.7762 | 10.039 | 0.474 | 5740.0609 | 271.0219 | 0.842 | 0.81527 | 2647 | 11 | Wet Detention Pond (S) | 0.6 |  |  | TMDL | TMDL |  |  | 97243.7104 | 46664481.2711 | 283 | 30% | 55% | 1722.0183 | 149.062
41 | 3 | 78.5465 | 284 | 41 | 3 | HDR | 25.4619 | 1.917 | 15674.111 | 1180.15 | 0.961 | 0.923 | 24.461 | 1.77 | 15057.713 | 1089.811 | 78.5465 | 21.44 | 1.565 | 1684.0361 | 122.9252 | 0.842 | 0.81633 | 2647 | 11 | Wet Detention Pond (S) | 0.6 |  |  | TMDL | TMDL |  |  | 97243.7104 | 46664481.2711 | 284 | 30% | 55% | 505.2108 | 67.6089
41 | 4 | 195.6084 | 285 | 41 | 4 | IND | 15.0465 | 1.299 | 22984.638 | 1984.314 | 0.961 | 0.924 | 14.457 | 1.2 | 22084.136 | 1832.828 | 195.6084 | 12.656 | 1.059 | 2475.6202 | 207.1493 | 0.841 | 0.81549 | 2647 | 11 | Wet Detention Pond (S) | 0.6 |  |  | TMDL | TMDL |  |  | 97243.7104 | 46664481.2711 | 285 | 30% | 55% | 742.6861 | 113.9321
41 | 6 | 11.2971 | 286 | 41 | 6 | OPE | 6.7112 | 0.301 | 712.339 | 31.937 | 0.96 | 0.922 | 6.446 | 0.278 | 684.169 | 29.462 | 11.2971 | 5.655 | 0.245 | 63.8853 | 2.7678 | 0.843 | 0.81557 | 2647 | 11 | Wet Detention Pond (S) | 0.6 |  |  | TMDL | TMDL |  |  | 97243.7104 | 46664481.2711 | 286 | 30% | 55% | 19.1656 | 1.5223
41 | 8 | 16.3268 | 288 | 41 | 8 | AGR | 16.0936 | 0.836 | 8344.03 | 433.364 | 0.96 | 0.923 | 15.456 | 0.771 | 8013.183 | 399.822 | 16.3268 | 13.575 | 0.683 | 221.636 | 11.1512 | 0.844 | 0.81685 | 2647 | 11 | Wet Detention Pond (S) | 0.6 |  |  | TMDL | TMDL |  |  | 97243.7104 | 46664481.2711 | 288 | 30% | 55% | 66.4908 | 6.1332
41 | 10 | 38.9376 | 290 | 41 | 10 | RAN | 5.062 | 0.211 | 1204.825 | 50.143 | 0.96 | 0.922 | 4.86 | 0.194 | 1156.789 | 46.234 | 38.9376 | 4.268 | 0.172 | 166.1856 | 6.6973 | 0.843 | 0.81592 | 2647 | 11 | Wet Detention Pond (S) | 0.6 |  |  | TMDL | TMDL |  |  | 97243.7104 | 46664481.2711 | 290 | 30% | 55% | 49.8557 | 3.6835
41 | 11 | 1.2976 | 291 | 41 | 11 | FOR | 3.3637 | 0.139 | 1738.258 | 71.607 | 0.961 | 0.923 | 3.231 | 0.128 | 1669.641 | 66.092 | 1.2976 | 2.844 | 0.114 | 3.6903 | 0.14793 | 0.846 | 0.81972 | 2647 | 11 | Wet Detention Pond (S) | 0.6 |  |  | TMDL | TMDL |  |  | 97243.7104 | 46664481.2711 | 291 | 30% | 55% | 1.1071 | 0.081359
41 | 12 | 44.6467 | 292 | 41 | 12 | WAT | 1.0456 | 0.041 | 281.889 | 11.073 | 0.962 | 0.921 | 1.006 | 0.038 | 271.1 | 10.202 | 44.6467 | 0.885 | 0.034 | 39.5123 | 1.518 | 0.847 | 0.81969 | 2647 | 11 | Wet Detention Pond (S) | 0.6 |  |  | TMDL | TMDL |  |  | 97243.7104 | 46664481.2711 | 292 | 30% | 55% | 11.8537 | 0.83489
41 | 13 | 96.3696 | 293 | 41 | 13 | WET | 1.0484 | 0.041 | 1567.871 | 61.608 | 0.962 | 0.921 | 1.008 | 0.038 | 1507.852 | 56.766 | 96.3696 | 0.888 | 0.034 | 85.5762 | 3.2766 | 0.847 | 0.81976 | 2647 | 11 | Wet Detention Pond (S) | 0.6 |  |  | TMDL | TMDL |  |  | 97243.7104 | 46664481.2711 | 293 | 30% | 55% | 25.6729 | 1.8021
36 | 13 | 0.00081368 | 237 | 36 | 13 | WET | 2.5089 | 0.197 | 2607.78 | 205.211 | 0.69 | 0.646 | 1.731 | 0.127 | 1798.721 | 132.5 | 0.00081368 | 1.731 | 0.127 | 0.0014085 | 0.00010334 | 0.69 | 0.64567 | 2648 | 11 | Wet Detention Pond (S) | 0.6 |  |  | TMDL | TMDL |  |  | 63.8826 | 35.4439 | 237 | 30% | 55% | 0.00042255 | 5.6836e-05
13 | 3 | 0.53203 | 40 | 13 | 3 | HDR | 41.4342 | 2.385 | 2108.516 | 121.38 | 0.525 | 0.33 | 21.76 | 0.786 | 1107.335 | 40.008 | 0.53203 | 10.405 | 0.398 | 5.5358 | 0.21175 | 0.251 | 0.1669 | 2649 | 11 | Wet Detention Pond (S) | 0.6 |  |  | TMDL | TMDL |  |  | 1306.0223 | 26923.3458 | 40 | 30% | 55% | 1.6607 | 0.11646
13 | 13 | 0.086047 | 46 | 13 | 13 | WET | 22.3406 | 1.095 | 1355.616 | 66.432 | 0.523 | 0.329 | 11.678 | 0.36 | 708.636 | 21.829 | 0.086047 | 5.575 | 0.182 | 0.47971 | 0.01566 | 0.25 | 0.16625 | 2649 | 11 | Wet Detention Pond (S) | 0.6 |  |  | TMDL | TMDL |  |  | 1306.0223 | 26923.3458 | 46 | 30% | 55% | 0.14391 | 0.0086133
13 | 3 | 0.0012669 | 40 | 13 | 3 | HDR | 41.4342 | 2.385 | 2108.516 | 121.38 | 0.525 | 0.33 | 21.76 | 0.786 | 1107.335 | 40.008 | 0.0012669 | 10.405 | 0.398 | 0.013183 | 0.00050425 | 0.251 | 0.1669 | 2650 | 11 | Wet Detention Pond (S) | 0.6 |  |  | TMDL | TMDL |  |  | 45.8253 | 55.188 | 40 | 30% | 55% | 0.0039548 | 0.00027733
13 | 2 | 0.033137 | 39 | 13 | 2 | MDR | 18.0436 | 0.628 | 3512.436 | 122.222 | 0.525 | 0.326 | 9.477 | 0.204 | 1844.865 | 39.803 | 0.033137 | 4.532 | 0.103 | 0.15018 | 0.0034131 | 0.251 | 0.16422 | 2651 | 11 | Wet Detention Pond (S) | 0.6 |  |  | TMDL | TMDL |  |  | 156.1711 | 1443.4334 | 39 | 30% | 55% | 0.045053 | 0.0018772
40 | 3 | 8.1763 | 273 | 40 | 3 | HDR | 24.9268 | 1.943 | 9876.14 | 769.988 | 0.877 | 0.884 | 21.854 | 1.718 | 8658.806 | 680.793 | 8.1763 | 21.854 | 1.718 | 178.6857 | 14.047 | 0.877 | 0.88416 | 2652 | 11 | Wet Detention Pond (S) | 0.6 |  |  | TMDL | TMDL |  |  | 3109.6233 | 367154.8642 | 273 | 30% | 55% | 53.6057 | 7.7258
40 | 12 | 0.25241 | 280 | 40 | 12 | WAT | 1.1121 | 0.044 | 79.326 | 3.165 | 0.88 | 0.889 | 0.979 | 0.039 | 69.829 | 2.815 | 0.25241 | 0.979 | 0.039 | 0.24711 | 0.0098439 | 0.88 | 0.88918 | 2652 | 11 | Wet Detention Pond (S) | 0.6 |  |  | TMDL | TMDL |  |  | 3109.6233 | 367154.8642 | 280 | 30% | 55% | 0.074132 | 0.0054142
13 | 2 | 0.21038 | 39 | 13 | 2 | MDR | 18.0436 | 0.628 | 3512.436 | 122.222 | 0.525 | 0.326 | 9.477 | 0.204 | 1844.865 | 39.803 | 0.21038 | 4.532 | 0.103 | 0.95342 | 0.021669 | 0.251 | 0.16422 | 2653 | 11 | Wet Detention Pond (S) | 0.6 |  |  | TMDL | TMDL |  |  | 675.6692 | 9166.2499 | 39 | 30% | 55% | 0.28603 | 0.011918
13 | 11 | 5.2538e-05 | 44 | 13 | 11 | FOR | 4.3969 | 0.124 | 76.567 | 2.155 | 0.55 | 0.353 | 2.42 | 0.044 | 42.139 | 0.761 | 5.2538e-05 | 1.179 | 0.022 | 6.1942e-05 | 1.1558e-06 | 0.268 | 0.18132 | 2653 | 11 | Wet Detention Pond (S) | 0.6 |  |  | TMDL | TMDL |  |  | 675.6692 | 9166.2499 | 44 | 30% | 55% | 1.8583e-05 | 6.3571e-07
41 | 1 | 4.3678e-05 | 282 | 41 | 1 | LDR | 6.4645 | 0.301 | 7159.582 | 333.43 | 0.961 | 0.923 | 6.211 | 0.278 | 6878.392 | 307.743 | 4.3678e-05 | 5.446 | 0.246 | 0.00023787 | 1.0745e-05 | 0.842 | 0.81555 | 2654 | 11 | Wet Detention Pond (S) | 0.6 |  |  | TMDL | TMDL |  |  | 1300.3644 | 36753.7747 | 282 | 30% | 55% | 7.1361e-05 | 5.9096e-06
41 | 4 | 0.011791 | 285 | 41 | 4 | IND | 15.0465 | 1.299 | 22984.638 | 1984.314 | 0.961 | 0.924 | 14.457 | 1.2 | 22084.136 | 1832.828 | 0.011791 | 12.656 | 1.059 | 0.14923 | 0.012487 | 0.841 | 0.81549 | 2654 | 11 | Wet Detention Pond (S) | 0.6 |  |  | TMDL | TMDL |  |  | 1300.3644 | 36753.7747 | 285 | 30% | 55% | 0.044769 | 0.0068679
41 | 11 | 0.83102 | 291 | 41 | 11 | FOR | 3.3637 | 0.139 | 1738.258 | 71.607 | 0.961 | 0.923 | 3.231 | 0.128 | 1669.641 | 66.092 | 0.83102 | 2.844 | 0.114 | 2.3634 | 0.094736 | 0.846 | 0.81972 | 2654 | 11 | Wet Detention Pond (S) | 0.6 |  |  | TMDL | TMDL |  |  | 1300.3644 | 36753.7747 | 291 | 30% | 55% | 0.70903 | 0.052105
41 | 13 | 0.00089845 | 293 | 41 | 13 | WET | 1.0484 | 0.041 | 1567.871 | 61.608 | 0.962 | 0.921 | 1.008 | 0.038 | 1507.852 | 56.766 | 0.00089845 | 0.888 | 0.034 | 0.00079782 | 3.0547e-05 | 0.847 | 0.81976 | 2654 | 11 | Wet Detention Pond (S) | 0.6 |  |  | TMDL | TMDL |  |  | 1300.3644 | 36753.7747 | 293 | 30% | 55% | 0.00023935 | 1.6801e-05
36 | 2 | 0.49402 | 227 | 36 | 2 | MDR | 8.7765 | 0.837 | 280.229 | 26.71 | 0.663 | 0.615 | 5.822 | 0.515 | 185.888 | 16.433 | 0.49402 | 5.822 | 0.515 | 2.8762 | 0.25442 | 0.663 | 0.61524 | 2655 | 11 | Wet Detention Pond (S) | 0.6 |  |  | TMDL | TMDL |  |  | 3928.151 | 186300.9857 | 227 | 30% | 55% | 0.86286 | 0.13993
36 | 10 | 1.2201 | 234 | 36 | 10 | RAN | 2.7614 | 0.228 | 125.463 | 10.34 | 0.674 | 0.63 | 1.86 | 0.143 | 84.506 | 6.514 | 1.2201 | 1.86 | 0.143 | 2.2694 | 0.17447 | 0.674 | 0.63001 | 2655 | 11 | Wet Detention Pond (S) | 0.6 |  |  | TMDL | TMDL |  |  | 3928.151 | 186300.9857 | 234 | 30% | 55% | 0.68081 | 0.095959
36 | 13 | 0.84197 | 237 | 36 | 13 | WET | 2.5089 | 0.197 | 2607.78 | 205.211 | 0.69 | 0.646 | 1.731 | 0.127 | 1798.721 | 132.5 | 0.84197 | 1.731 | 0.127 | 1.4575 | 0.10693 | 0.69 | 0.64567 | 2655 | 11 | Wet Detention Pond (S) | 0.6 |  |  | TMDL | TMDL |  |  | 3928.151 | 186300.9857 | 237 | 30% | 55% | 0.43724 | 0.058812
41 | 1 | 0.1295 | 282 | 41 | 1 | LDR | 6.4645 | 0.301 | 7159.582 | 333.43 | 0.961 | 0.923 | 6.211 | 0.278 | 6878.392 | 307.743 | 0.1295 | 5.446 | 0.246 | 0.70527 | 0.031857 | 0.842 | 0.81555 | 2656 | 11 | Wet Detention Pond (S) | 0.6 |  |  | TMDL | TMDL |  |  | 371.5352 | 5785.0085 | 282 | 30% | 55% | 0.21158 | 0.017522
41 | 4 | 0.0033043 | 285 | 41 | 4 | IND | 15.0465 | 1.299 | 22984.638 | 1984.314 | 0.961 | 0.924 | 14.457 | 1.2 | 22084.136 | 1832.828 | 0.0033043 | 12.656 | 1.059 | 0.041819 | 0.0034992 | 0.841 | 0.81549 | 2656 | 11 | Wet Detention Pond (S) | 0.6 |  |  | TMDL | TMDL |  |  | 371.5352 | 5785.0085 | 285 | 30% | 55% | 0.012546 | 0.0019246
41 | 1 | 0.041537 | 282 | 41 | 1 | LDR | 6.4645 | 0.301 | 7159.582 | 333.43 | 0.961 | 0.923 | 6.211 | 0.278 | 6878.392 | 307.743 | 0.041537 | 5.446 | 0.246 | 0.22621 | 0.010218 | 0.842 | 0.81555 | 2657 | 11 | Wet Detention Pond (S) | 0.6 |  |  | TMDL | TMDL |  |  | 357.6721 | 1859.8763 | 282 | 30% | 55% | 0.067863 | 0.0056199
41 | 4 | 0.0011604 | 285 | 41 | 4 | IND | 15.0465 | 1.299 | 22984.638 | 1984.314 | 0.961 | 0.924 | 14.457 | 1.2 | 22084.136 | 1832.828 | 0.0011604 | 12.656 | 1.059 | 0.014686 | 0.0012289 | 0.841 | 0.81549 | 2657 | 11 | Wet Detention Pond (S) | 0.6 |  |  | TMDL | TMDL |  |  | 357.6721 | 1859.8763 | 285 | 30% | 55% | 0.0044058 | 0.00067587
40 | 1 | 17.3519 | 271 | 40 | 1 | LDR | 6.3414 | 0.299 | 1093.519 | 51.571 | 0.877 | 0.884 | 5.562 | 0.264 | 959.109 | 45.59 | 17.3519 | 5.562 | 0.264 | 96.5111 | 4.5809 | 0.877 | 0.88402 | 2658 | 11 | Wet Detention Pond (S) | 0.6 |  |  | TMDL | TMDL |  |  | 205546.6239 | 121681154.458 | 271 | 30% | 55% | 28.9533 | 2.5195
40 | 2 | 931.6674 | 272 | 40 | 2 | MDR | 11.6613 | 0.577 | 15641.833 | 773.896 | 0.877 | 0.884 | 10.225 | 0.51 | 13715.384 | 683.794 | 931.6674 | 10.225 | 0.51 | 9526.2995 | 475.1504 | 0.877 | 0.88357 | 2658 | 11 | Wet Detention Pond (S) | 0.6 |  |  | TMDL | TMDL |  |  | 205546.6239 | 121681154.458 | 272 | 30% | 55% | 2857.8898 | 261.3327
40 | 3 | 188.7279 | 273 | 40 | 3 | HDR | 24.9268 | 1.943 | 9876.14 | 769.988 | 0.877 | 0.884 | 21.854 | 1.718 | 8658.806 | 680.793 | 188.7279 | 21.854 | 1.718 | 4124.4586 | 324.2345 | 0.877 | 0.88416 | 2658 | 11 | Wet Detention Pond (S) | 0.6 |  |  | TMDL | TMDL |  |  | 205546.6239 | 121681154.458 | 273 | 30% | 55% | 1237.3376 | 178.329
40 | 4 | 98.8206 | 274 | 40 | 4 | IND | 14.4118 | 1.299 | 3327.006 | 299.956 | 0.876 | 0.883 | 12.618 | 1.147 | 2912.902 | 264.815 | 98.8206 | 12.618 | 1.147 | 1246.918 | 113.3472 | 0.876 | 0.88285 | 2658 | 11 | Wet Detention Pond (S) | 0.6 |  |  | TMDL | TMDL |  |  | 205546.6239 | 121681154.458 | 274 | 30% | 55% | 374.0754 | 62.341
40 | 6 | 55.404 | 275 | 40 | 6 | OPE | 6.7468 | 0.307 | 427.856 | 19.476 | 0.877 | 0.884 | 5.92 | 0.272 | 375.418 | 17.226 | 55.404 | 5.92 | 0.272 | 327.9918 | 15.0699 | 0.877 | 0.88448 | 2658 | 11 | Wet Detention Pond (S) | 0.6 |  |  | TMDL | TMDL |  |  | 205546.6239 | 121681154.458 | 275 | 30% | 55% | 98.3975 | 8.2884
40 | 7 | 1.2267 | 276 | 40 | 7 | PAS | 12.7524 | 0.661 | 1906.627 | 98.874 | 0.878 | 0.885 | 11.19 | 0.585 | 1673.08 | 87.468 | 1.2267 | 11.19 | 0.585 | 13.7271 | 0.71764 | 0.878 | 0.88464 | 2658 | 11 | Wet Detention Pond (S) | 0.6 |  |  | TMDL | TMDL |  |  | 205546.6239 | 121681154.458 | 276 | 30% | 55% | 4.1181 | 0.3947
40 | 10 | 11.4011 | 278 | 40 | 10 | RAN | 5.3135 | 0.224 | 67.752 | 2.86 | 0.878 | 0.885 | 4.666 | 0.199 | 59.491 | 2.531 | 11.4011 | 4.666 | 0.199 | 53.1975 | 2.2688 | 0.878 | 0.88503 | 2658 | 11 | Wet Detention Pond (S) | 0.6 |  |  | TMDL | TMDL |  |  | 205546.6239 | 121681154.458 | 278 | 30% | 55% | 15.9592 | 1.2478
40 | 11 | 35.1246 | 279 | 40 | 11 | FOR | 3.6901 | 0.154 | 450.076 | 18.808 | 0.88 | 0.888 | 3.247 | 0.137 | 396.042 | 16.694 | 35.1246 | 3.247 | 0.137 | 114.0494 | 4.8121 | 0.88 | 0.8876 | 2658 | 11 | Wet Detention Pond (S) | 0.6 |  |  | TMDL | TMDL |  |  | 205546.6239 | 121681154.458 | 279 | 30% | 55% | 34.2148 | 2.6466
40 | 12 | 30.8294 | 280 | 40 | 12 | WAT | 1.1121 | 0.044 | 79.326 | 3.165 | 0.88 | 0.889 | 0.979 | 0.039 | 69.829 | 2.815 | 30.8294 | 0.979 | 0.039 | 30.1819 | 1.2023 | 0.88 | 0.88918 | 2658 | 11 | Wet Detention Pond (S) | 0.6 |  |  | TMDL | TMDL |  |  | 205546.6239 | 121681154.458 | 280 | 30% | 55% | 9.0546 | 0.66129
40 | 13 | 51.3103 | 281 | 40 | 13 | WET | 1.1184 | 0.045 | 608.832 | 24.31 | 0.88 | 0.889 | 0.985 | 0.04 | 535.989 | 21.621 | 51.3103 | 0.985 | 0.04 | 50.5407 | 2.0524 | 0.88 | 0.88938 | 2658 | 11 | Wet Detention Pond (S) | 0.6 |  |  | TMDL | TMDL |  |  | 205546.6239 | 121681154.458 | 281 | 30% | 55% | 15.1622 | 1.1288
41 | 1 | 53.0985 | 282 | 41 | 1 | LDR | 6.4645 | 0.301 | 7159.582 | 333.43 | 0.961 | 0.923 | 6.211 | 0.278 | 6878.392 | 307.743 | 53.0985 | 5.446 | 0.246 | 289.1743 | 13.0622 | 0.842 | 0.81555 | 2658 | 11 | Wet Detention Pond (S) | 0.6 |  |  | TMDL | TMDL |  |  | 205546.6239 | 121681154.458 | 282 | 30% | 55% | 86.7523 | 7.1842
41 | 2 | 70.8812 | 283 | 41 | 2 | MDR | 11.9201 | 0.582 | 23513.664 | 1147.493 | 0.961 | 0.923 | 11.452 | 0.537 | 22589.972 | 1059.182 | 70.8812 | 10.039 | 0.474 | 711.5768 | 33.5977 | 0.842 | 0.81527 | 2658 | 11 | Wet Detention Pond (S) | 0.6 |  |  | TMDL | TMDL |  |  | 205546.6239 | 121681154.458 | 283 | 30% | 55% | 213.473 | 18.4787
41 | 4 | 1.4892 | 285 | 41 | 4 | IND | 15.0465 | 1.299 | 22984.638 | 1984.314 | 0.961 | 0.924 | 14.457 | 1.2 | 22084.136 | 1832.828 | 1.4892 | 12.656 | 1.059 | 18.8474 | 1.5771 | 0.841 | 0.81549 | 2658 | 11 | Wet Detention Pond (S) | 0.6 |  |  | TMDL | TMDL |  |  | 205546.6239 | 121681154.458 | 285 | 30% | 55% | 5.6542 | 0.86739
41 | 11 | 2.361 | 291 | 41 | 11 | FOR | 3.3637 | 0.139 | 1738.258 | 71.607 | 0.961 | 0.923 | 3.231 | 0.128 | 1669.641 | 66.092 | 2.361 | 2.844 | 0.114 | 6.7146 | 0.26915 | 0.846 | 0.81972 | 2658 | 11 | Wet Detention Pond (S) | 0.6 |  |  | TMDL | TMDL |  |  | 205546.6239 | 121681154.458 | 291 | 30% | 55% | 2.0144 | 0.14803
41 | 12 | 0.91975 | 292 | 41 | 12 | WAT | 1.0456 | 0.041 | 281.889 | 11.073 | 0.962 | 0.921 | 1.006 | 0.038 | 271.1 | 10.202 | 0.91975 | 0.885 | 0.034 | 0.81397 | 0.031271 | 0.847 | 0.81969 | 2658 | 11 | Wet Detention Pond (S) | 0.6 |  |  | TMDL | TMDL |  |  | 205546.6239 | 121681154.458 | 292 | 30% | 55% | 0.24419 | 0.017199
41 | 13 | 2.8242 | 293 | 41 | 13 | WET | 1.0484 | 0.041 | 1567.871 | 61.608 | 0.962 | 0.921 | 1.008 | 0.038 | 1507.852 | 56.766 | 2.8242 | 0.888 | 0.034 | 2.5079 | 0.096024 | 0.847 | 0.81976 | 2658 | 11 | Wet Detention Pond (S) | 0.6 |  |  | TMDL | TMDL |  |  | 205546.6239 | 121681154.458 | 293 | 30% | 55% | 0.75238 | 0.052813
45 | 2 | 23.8708 | 329 | 45 | 2 | MDR | 18.3801 | 0.797 | 8505.202 | 368.804 | 0.866 | 0.793 | 15.92 | 0.632 | 7367.027 | 292.453 | 23.8708 | 13.968 | 0.559 | 333.4271 | 13.3438 | 0.76 | 0.70082 | 2658 | 11 | Wet Detention Pond (S) | 0.6 |  |  | TMDL | TMDL |  |  | 205546.6239 | 121681154.458 | 329 | 30% | 55% | 100.0281 | 7.3391
45 | 3 | 29.0649 | 330 | 45 | 3 | HDR | 39.2064 | 2.634 | 2421.799 | 162.704 | 0.866 | 0.792 | 33.956 | 2.085 | 2097.479 | 128.8 | 29.0649 | 29.789 | 1.844 | 865.813 | 53.5956 | 0.76 | 0.70014 | 2658 | 11 | Wet Detention Pond (S) | 0.6 |  |  | TMDL | TMDL |  |  | 205546.6239 | 121681154.458 | 330 | 30% | 55% | 259.7439 | 29.4776
45 | 4 | 70.9491 | 331 | 45 | 4 | IND | 22.7672 | 1.772 | 5848.504 | 455.232 | 0.864 | 0.79 | 19.676 | 1.401 | 5054.405 | 359.803 | 70.9491 | 17.239 | 1.237 | 1223.0917 | 87.764 | 0.757 | 0.69791 | 2658 | 11 | Wet Detention Pond (S) | 0.6 |  |  | TMDL | TMDL |  |  | 205546.6239 | 121681154.458 | 331 | 30% | 55% | 366.9275 | 48.2702
45 | 6 | 0.015277 | 333 | 45 | 6 | OPE | 10.5052 | 0.42 | 172.54 | 6.891 | 0.867 | 0.794 | 9.111 | 0.333 | 149.641 | 5.475 | 0.015277 | 8 | 0.295 | 0.12221 | 0.0045066 | 0.762 | 0.70313 | 2658 | 11 | Wet Detention Pond (S) | 0.6 |  |  | TMDL | TMDL |  |  | 205546.6239 | 121681154.458 | 333 | 30% | 55% | 0.036664 | 0.0024786
45 | 7 | 0.0077457 | 334 | 45 | 7 | PAS | 20.023 | 0.916 | 55.871 | 2.557 | 0.868 | 0.794 | 17.374 | 0.727 | 48.481 | 2.029 | 0.0077457 | 15.261 | 0.644 | 0.11821 | 0.0049882 | 0.762 | 0.70278 | 2658 | 11 | Wet Detention Pond (S) | 0.6 |  |  | TMDL | TMDL |  |  | 205546.6239 | 121681154.458 | 334 | 30% | 55% | 0.035462 | 0.0027435
45 | 11 | 1.79 | 337 | 45 | 11 | FOR | 5.5459 | 0.205 | 109.052 | 4.029 | 0.874 | 0.792 | 4.844 | 0.162 | 95.257 | 3.19 | 1.79 | 4.263 | 0.144 | 7.6307 | 0.25776 | 0.769 | 0.70298 | 2658 | 11 | Wet Detention Pond (S) | 0.6 |  |  | TMDL | TMDL |  |  | 205546.6239 | 121681154.458 | 337 | 30% | 55% | 2.2892 | 0.14177
45 | 12 | 2.4917 | 338 | 45 | 12 | WAT | 1.6782 | 0.059 | 35.951 | 1.258 | 0.862 | 0.795 | 1.446 | 0.047 | 30.984 | 1.001 | 2.4917 | 1.273 | 0.042 | 3.172 | 0.10465 | 0.759 | 0.70735 | 2658 | 11 | Wet Detention Pond (S) | 0.6 |  |  | TMDL | TMDL |  |  | 205546.6239 | 121681154.458 | 338 | 30% | 55% | 0.95159 | 0.057559
45 | 13 | 9.9263 | 339 | 45 | 13 | WET | 1.6817 | 0.059 | 315.737 | 11.053 | 0.862 | 0.795 | 1.45 | 0.047 | 272.162 | 8.791 | 9.9263 | 1.276 | 0.042 | 12.6659 | 0.4169 | 0.759 | 0.70722 | 2658 | 11 | Wet Detention Pond (S) | 0.6 |  |  | TMDL | TMDL |  |  | 205546.6239 | 121681154.458 | 339 | 30% | 55% | 3.7998 | 0.2293
46 | 1 | 5.0839 | 340 | 46 | 1 | LDR | 7.475 | 0.335 | 892.731 | 39.971 | 0.586 | 0.84 | 4.38 | 0.281 | 523.1 | 33.572 | 5.0839 | 3.356 | 0.165 | 17.0617 | 0.83885 | 0.449 | 0.49425 | 2658 | 11 | Wet Detention Pond (S) | 0.6 |  |  | TMDL | TMDL |  |  | 205546.6239 | 121681154.458 | 340 | 30% | 55% | 5.1185 | 0.46137
46 | 2 | 449.6633 | 341 | 46 | 2 | MDR | 13.7343 | 0.645 | 12517.372 | 587.845 | 0.585 | 0.835 | 8.036 | 0.539 | 7324.398 | 490.966 | 449.6633 | 6.155 | 0.317 | 2767.6774 | 142.5433 | 0.448 | 0.49116 | 2658 | 11 | Wet Detention Pond (S) | 0.6 |  |  | TMDL | TMDL |  |  | 205546.6239 | 121681154.458 | 341 | 30% | 55% | 830.3032 | 78.3988
46 | 3 | 173.7787 | 342 | 46 | 3 | HDR | 29.2966 | 2.128 | 15135.696 | 1099.348 | 0.585 | 0.841 | 17.131 | 1.789 | 8850.484 | 924.087 | 173.7787 | 13.118 | 1.05 | 2279.6285 | 182.4676 | 0.448 | 0.49364 | 2658 | 11 | Wet Detention Pond (S) | 0.6 |  |  | TMDL | TMDL |  |  | 205546.6239 | 121681154.458 | 342 | 30% | 55% | 683.8885 | 100.3572
46 | 4 | 3.5745 | 343 | 46 | 4 | IND | 17.0006 | 1.432 | 5136.665 | 432.629 | 0.581 | 0.828 | 9.877 | 1.185 | 2984.427 | 358.031 | 3.5745 | 7.542 | 0.694 | 26.9588 | 2.4807 | 0.444 | 0.48499 | 2658 | 11 | Wet Detention Pond (S) | 0.6 |  |  | TMDL | TMDL |  |  | 205546.6239 | 121681154.458 | 343 | 30% | 55% | 8.0876 | 1.3644
46 | 6 | 6.228 | 344 | 46 | 6 | OPE | 7.8531 | 0.34 | 453.903 | 19.632 | 0.587 | 0.847 | 4.613 | 0.288 | 266.622 | 16.626 | 6.228 | 3.539 | 0.17 | 22.0409 | 1.0588 | 0.451 | 0.49916 | 2658 | 11 | Wet Detention Pond (S) | 0.6 |  |  | TMDL | TMDL |  |  | 205546.6239 | 121681154.458 | 344 | 30% | 55% | 6.6123 | 0.58232
46 | 8 | 126.0411 | 346 | 46 | 8 | AGR | 19.7719 | 0.99 | 2490.361 | 124.701 | 0.59 | 0.855 | 11.662 | 0.846 | 1468.921 | 106.602 | 126.0411 | 8.972 | 0.499 | 1130.8406 | 62.8945 | 0.454 | 0.50375 | 2658 | 11 | Wet Detention Pond (S) | 0.6 |  |  | TMDL | TMDL |  |  | 205546.6239 | 121681154.458 | 346 | 30% | 55% | 339.2522 | 34.592
46 | 10 | 1.0252 | 347 | 46 | 10 | RAN | 6.179 | 0.249 | 242.464 | 9.764 | 0.59 | 0.855 | 3.643 | 0.213 | 142.966 | 8.351 | 1.0252 | 2.801 | 0.126 | 2.8716 | 0.12918 | 0.453 | 0.5045 | 2658 | 11 | Wet Detention Pond (S) | 0.6 |  |  | TMDL | TMDL |  |  | 205546.6239 | 121681154.458 | 347 | 30% | 55% | 0.86148 | 0.071047
46 | 11 | 0.029646 | 348 | 46 | 11 | FOR | 4.1376 | 0.165 | 692.937 | 27.684 | 0.596 | 0.881 | 2.465 | 0.146 | 412.881 | 24.4 | 0.029646 | 1.91 | 0.086 | 0.056624 | 0.0025496 | 0.462 | 0.51922 | 2658 | 11 | Wet Detention Pond (S) | 0.6 |  |  | TMDL | TMDL |  |  | 205546.6239 | 121681154.458 | 348 | 30% | 55% | 0.016987 | 0.0014023
46 | 12 | 45.552 | 349 | 46 | 12 | WAT | 1.258 | 0.048 | 618.54 | 23.423 | 0.591 | 0.9 | 0.744 | 0.043 | 365.844 | 21.08 | 45.552 | 0.569 | 0.025 | 25.9191 | 1.1388 | 0.452 | 0.53317 | 2658 | 11 | Wet Detention Pond (S) | 0.6 |  |  | TMDL | TMDL |  |  | 205546.6239 | 121681154.458 | 349 | 30% | 55% | 7.7757 | 0.62634
46 | 13 | 14.4047 | 350 | 46 | 13 | WET | 1.2605 | 0.048 | 423.33 | 16.035 | 0.592 | 0.901 | 0.746 | 0.043 | 250.472 | 14.442 | 14.4047 | 0.571 | 0.025 | 8.2251 | 0.36012 | 0.453 | 0.53354 | 2658 | 11 | Wet Detention Pond (S) | 0.6 |  |  | TMDL | TMDL |  |  | 205546.6239 | 121681154.458 | 350 | 30% | 55% | 2.4675 | 0.19806
90 | 1 | 5.0346 | 545 | 90 | 1 | LDR | 6.1079 | 0.308 | 1822.248 | 91.801 | 0.804 | 0.837 | 4.91 | 0.257 | 1464.821 | 76.812 | 5.0346 | 2.322 | 0.128 | 11.6903 | 0.64443 | 0.38 | 0.41636 | 2658 | 11 | Wet Detention Pond (S) | 0.6 |  |  | TMDL | TMDL |  |  | 205546.6239 | 121681154.458 | 545 | 30% | 55% | 3.5071 | 0.35443
90 | 2 | 162.3721 | 546 | 90 | 2 | MDR | 11.3664 | 0.605 | 14884.136 | 791.874 | 0.804 | 0.836 | 9.135 | 0.506 | 11961.814 | 662.37 | 162.3721 | 4.317 | 0.251 | 700.9603 | 40.7554 | 0.38 | 0.41575 | 2658 | 11 | Wet Detention Pond (S) | 0.6 |  |  | TMDL | TMDL |  |  | 205546.6239 | 121681154.458 | 546 | 30% | 55% | 210.2881 | 22.4155
90 | 3 | 0.89907 | 547 | 90 | 3 | HDR | 24.4137 | 2.012 | 3405.251 | 280.671 | 0.804 | 0.836 | 19.617 | 1.683 | 2736.254 | 234.726 | 0.89907 | 9.268 | 0.84 | 8.3326 | 0.75522 | 0.38 | 0.4172 | 2658 | 11 | Wet Detention Pond (S) | 0.6 |  |  | TMDL | TMDL |  |  | 205546.6239 | 121681154.458 | 547 | 30% | 55% | 2.4998 | 0.41537
90 | 4 | 11.0527 | 548 | 90 | 4 | IND | 14.9374 | 1.425 | 2368.245 | 225.99 | 0.803 | 0.836 | 11.993 | 1.191 | 1901.418 | 188.888 | 11.0527 | 5.645 | 0.592 | 62.3926 | 6.5432 | 0.378 | 0.41522 | 2658 | 11 | Wet Detention Pond (S) | 0.6 |  |  | TMDL | TMDL |  |  | 205546.6239 | 121681154.458 | 548 | 30% | 55% | 18.7178 | 3.5988
90 | 6 | 4.6028 | 549 | 90 | 6 | OPE | 6.2286 | 0.301 | 946.924 | 45.732 | 0.804 | 0.837 | 5.007 | 0.252 | 761.157 | 38.267 | 4.6028 | 2.372 | 0.125 | 10.9179 | 0.57535 | 0.381 | 0.41716 | 2658 | 11 | Wet Detention Pond (S) | 0.6 |  |  | TMDL | TMDL |  |  | 205546.6239 | 121681154.458 | 549 | 30% | 55% | 3.2754 | 0.31644
90 | 8 | 1.8469 | 551 | 90 | 8 | AGR | 14.8163 | 0.836 | 539.79 | 30.457 | 0.804 | 0.837 | 11.911 | 0.7 | 433.944 | 25.486 | 1.8469 | 5.671 | 0.35 | 10.474 | 0.64643 | 0.383 | 0.4187 | 2658 | 11 | Wet Detention Pond (S) | 0.6 |  |  | TMDL | TMDL |  |  | 205546.6239 | 121681154.458 | 551 | 30% | 55% | 3.1422 | 0.35554
90 | 10 | 0.97471 | 552 | 90 | 10 | RAN | 4.8008 | 0.216 | 176.964 | 7.972 | 0.804 | 0.837 | 3.86 | 0.181 | 142.278 | 6.671 | 0.97471 | 1.835 | 0.09 | 1.7886 | 0.087724 | 0.382 | 0.41812 | 2658 | 11 | Wet Detention Pond (S) | 0.6 |  |  | TMDL | TMDL |  |  | 205546.6239 | 121681154.458 | 552 | 30% | 55% | 0.53658 | 0.048248
90 | 11 | 0.81818 | 553 | 90 | 11 | FOR | 2.8901 | 0.129 | 722.975 | 32.197 | 0.805 | 0.838 | 2.326 | 0.108 | 581.805 | 26.979 | 0.81818 | 1.119 | 0.054 | 0.91555 | 0.044182 | 0.387 | 0.42305 | 2658 | 11 | Wet Detention Pond (S) | 0.6 |  |  | TMDL | TMDL |  |  | 205546.6239 | 121681154.458 | 553 | 30% | 55% | 0.27466 | 0.0243
90 | 12 | 1.9821 | 554 | 90 | 12 | WAT | 0.83586 | 0.028 | 130.779 | 4.341 | 0.808 | 0.839 | 0.676 | 0.023 | 105.721 | 3.643 | 1.9821 | 0.322 | 0.012 | 0.63825 | 0.023786 | 0.385 | 0.41867 | 2658 | 11 | Wet Detention Pond (S) | 0.6 |  |  | TMDL | TMDL |  |  | 205546.6239 | 121681154.458 | 554 | 30% | 55% | 0.19147 | 0.013082
90 | 13 | 1.3907 | 555 | 90 | 13 | WET | 1.6912 | 0.073 | 1170.334 | 50.223 | 0.811 | 0.843 | 1.372 | 0.061 | 949.219 | 42.348 | 1.3907 | 0.66 | 0.031 | 0.91786 | 0.043111 | 0.39 | 0.4275 | 2658 | 11 | Wet Detention Pond (S) | 0.6 |  |  | TMDL | TMDL |  |  | 205546.6239 | 121681154.458 | 555 | 30% | 55% | 0.27536 | 0.023711
91 | 1 | 3.535 | 556 | 91 | 1 | LDR | 9.1664 | 0.445 | 613.493 | 29.798 | 0.219 | 0.116 | 2.012 | 0.052 | 134.634 | 3.456 | 3.535 | 0.772 | 0.022 | 2.729 | 0.07777 | 0.084 | 0.049189 | 2658 | 11 | Wet Detention Pond (S) | 0.6 |  |  | TMDL | TMDL |  |  | 205546.6239 | 121681154.458 | 556 | 30% | 55% | 0.8187 | 0.042773
91 | 2 | 68.2625 | 557 | 91 | 2 | MDR | 17.0725 | 0.876 | 2453.124 | 125.823 | 0.218 | 0.115 | 3.73 | 0.101 | 535.951 | 14.489 | 68.2625 | 1.431 | 0.043 | 97.6836 | 2.9353 | 0.084 | 0.048784 | 2658 | 11 | Wet Detention Pond (S) | 0.6 |  |  | TMDL | TMDL |  |  | 205546.6239 | 121681154.458 | 557 | 30% | 55% | 29.3051 | 1.6144
91 | 3 | 0.5818 | 558 | 91 | 3 | HDR | 36.6865 | 2.933 | 21.329 | 1.705 | 0.218 | 0.118 | 8.015 | 0.346 | 4.66 | 0.201 | 0.5818 | 3.074 | 0.147 | 1.7884 | 0.085524 | 0.084 | 0.050185 | 2658 | 11 | Wet Detention Pond (S) | 0.6 |  |  | TMDL | TMDL |  |  | 205546.6239 | 121681154.458 | 558 | 30% | 55% | 0.53653 | 0.047038
91 | 4 | 5.998 | 559 | 91 | 4 | IND | 22.5245 | 2.076 | 345.211 | 31.824 | 0.212 | 0.115 | 4.775 | 0.239 | 73.186 | 3.661 | 5.998 | 1.824 | 0.101 | 10.9403 | 0.6058 | 0.081 | 0.048802 | 2658 | 11 | Wet Detention Pond (S) | 0.6 |  |  | TMDL | TMDL |  |  | 205546.6239 | 121681154.458 | 559 | 30% | 55% | 3.2821 | 0.33319
91 | 6 | 0.08617 | 560 | 91 | 6 | OPE | 9.3466 | 0.436 | 27.163 | 1.266 | 0.222 | 0.117 | 2.078 | 0.051 | 6.038 | 0.149 | 0.08617 | 0.799 | 0.022 | 0.06885 | 0.0018957 | 0.085 | 0.049834 | 2658 | 11 | Wet Detention Pond (S) | 0.6 |  |  | TMDL | TMDL |  |  | 205546.6239 | 121681154.458 | 560 | 30% | 55% | 0.020655 | 0.0010427
91 | 11 | 0.038101 | 563 | 91 | 11 | FOR | 4.337 | 0.188 | 39.061 | 1.692 | 0.228 | 0.129 | 0.99 | 0.024 | 8.916 | 0.218 | 0.038101 | 0.387 | 0.01 | 0.014745 | 0.00038101 | 0.089 | 0.055294 | 2658 | 11 | Wet Detention Pond (S) | 0.6 |  |  | TMDL | TMDL |  |  | 205546.6239 | 121681154.458 | 563 | 30% | 55% | 0.0044235 | 0.00020956
91 | 12 | 4.4696 | 564 | 91 | 12 | WAT | 1.2241 | 0.039 | 126.586 | 4.077 | 0.221 | 0.118 | 0.271 | 0.005 | 28.038 | 0.483 | 4.4696 | 0.105 | 0.002 | 0.46931 | 0.0089392 | 0.086 | 0.050345 | 2658 | 11 | Wet Detention Pond (S) | 0.6 |  |  | TMDL | TMDL |  |  | 205546.6239 | 121681154.458 | 564 | 30% | 55% | 0.14079 | 0.0049165
91 | 13 | 2.5467 | 565 | 91 | 13 | WET | 2.4407 | 0.101 | 90.532 | 3.763 | 0.231 | 0.129 | 0.564 | 0.013 | 20.917 | 0.484 | 2.5467 | 0.222 | 0.006 | 0.56536 | 0.01528 | 0.091 | 0.055914 | 2658 | 11 | Wet Detention Pond (S) | 0.6 |  |  | TMDL | TMDL |  |  | 205546.6239 | 121681154.458 | 565 | 30% | 55% | 0.16961 | 0.008404
12 | 4 | 0.47229 | 32 | 12 | 4 | IND | 14.5181 | 1.342 | 4977.165 | 460.2 | 0.187 | 0.143 | 2.714 | 0.191 | 930.547 | 65.617 | 0.47229 | 1.286 | 0.097 | 0.60736 | 0.045812 | 0.089 | 0.072122 | 2659 | 11 | Wet Detention Pond (S) | 0.6 |  |  | TMDL | TMDL |  |  | 6963.5609 | 1729841.7892 | 32 | 30% | 55% | 0.18221 | 0.025197
13 | 4 | 33.8494 | 41 | 13 | 4 | IND | 26.0926 | 1.754 | 7076.808 | 475.796 | 0.518 | 0.323 | 13.52 | 0.566 | 3666.784 | 153.491 | 33.8494 | 6.43 | 0.285 | 217.6515 | 9.6471 | 0.246 | 0.16272 | 2659 | 11 | Wet Detention Pond (S) | 0.6 |  |  | TMDL | TMDL |  |  | 6963.5609 | 1729841.7892 | 41 | 30% | 55% | 65.2955 | 5.3059
13 | 10 | 1.2828 | 43 | 13 | 10 | RAN | 8.3067 | 0.238 | 11.746 | 0.337 | 0.537 | 0.34 | 4.458 | 0.081 | 6.304 | 0.114 | 1.2828 | 2.151 | 0.041 | 2.7592 | 0.052594 | 0.259 | 0.17264 | 2659 | 11 | Wet Detention Pond (S) | 0.6 |  |  | TMDL | TMDL |  |  | 6963.5609 | 1729841.7892 | 43 | 30% | 55% | 0.82777 | 0.028926
13 | 12 | 0.55006 | 45 | 13 | 12 | WAT | 0.47982 | 0.008 | 53.324 | 0.93 | 0.567 | 0.371 | 0.272 | 0.003 | 30.255 | 0.345 | 0.55006 | 0.135 | 0.002 | 0.074257 | 0.0011001 | 0.281 | 0.19189 | 2659 | 11 | Wet Detention Pond (S) | 0.6 |  |  | TMDL | TMDL |  |  | 6963.5609 | 1729841.7892 | 45 | 30% | 55% | 0.022277 | 0.00060506
13 | 13 | 3.5574 | 46 | 13 | 13 | WET | 22.3406 | 1.095 | 1355.616 | 66.432 | 0.523 | 0.329 | 11.678 | 0.36 | 708.636 | 21.829 | 3.5574 | 5.575 | 0.182 | 19.8323 | 0.64744 | 0.25 | 0.16625 | 2659 | 11 | Wet Detention Pond (S) | 0.6 |  |  | TMDL | TMDL |  |  | 6963.5609 | 1729841.7892 | 46 | 30% | 55% | 5.9497 | 0.35609
36 | 1 | 4.2286 | 226 | 36 | 1 | LDR | 4.6704 | 0.433 | 1027.379 | 95.227 | 0.665 | 0.617 | 3.104 | 0.267 | 682.806 | 58.773 | 4.2286 | 3.104 | 0.267 | 13.1256 | 1.129 | 0.665 | 0.61719 | 2660 | 11 | Wet Detention Pond (S) | 0.6 |  |  | TMDL | TMDL |  |  | 7277.1652 | 1188128.298 | 226 | 30% | 55% | 3.9377 | 0.62097
36 | 11 | 13.5339 | 235 | 36 | 11 | FOR | 1.6973 | 0.136 | 456.356 | 36.497 | 0.685 | 0.642 | 1.162 | 0.087 | 312.528 | 23.445 | 13.5339 | 1.162 | 0.087 | 15.7264 | 1.1774 | 0.685 | 0.64239 | 2660 | 11 | Wet Detention Pond (S) | 0.6 |  |  | TMDL | TMDL |  |  | 7277.1652 | 1188128.298 | 235 | 30% | 55% | 4.7179 | 0.6476
36 | 13 | 9.5133 | 237 | 36 | 13 | WET | 2.5089 | 0.197 | 2607.78 | 205.211 | 0.69 | 0.646 | 1.731 | 0.127 | 1798.721 | 132.5 | 9.5133 | 1.731 | 0.127 | 16.4675 | 1.2082 | 0.69 | 0.64567 | 2660 | 11 | Wet Detention Pond (S) | 0.6 |  |  | TMDL | TMDL |  |  | 7277.1652 | 1188128.298 | 237 | 30% | 55% | 4.9402 | 0.6645
39 | 1 | 0.0401 | 259 | 39 | 1 | LDR | 2.8996 | 0.259 | 1035.599 | 92.373 | 1.075 | 1.082 | 3.118 | 0.28 | 1113.717 | 99.953 | 0.0401 | 2.887 | 0.254 | 0.11577 | 0.010185 | 0.996 | 0.98369 | 2661 | 11 | Wet Detention Pond (S) | 0.6 |  |  | TMDL | TMDL |  |  | 7403.4156 | 698336.6103 | 259 | 30% | 55% | 0.03473 | 0.0056019
41 | 1 | 3.1779 | 282 | 41 | 1 | LDR | 6.4645 | 0.301 | 7159.582 | 333.43 | 0.961 | 0.923 | 6.211 | 0.278 | 6878.392 | 307.743 | 3.1779 | 5.446 | 0.246 | 17.3069 | 0.78177 | 0.842 | 0.81555 | 2661 | 11 | Wet Detention Pond (S) | 0.6 |  |  | TMDL | TMDL |  |  | 7403.4156 | 698336.6103 | 282 | 30% | 55% | 5.1921 | 0.42997
41 | 4 | 0.00067399 | 285 | 41 | 4 | IND | 15.0465 | 1.299 | 22984.638 | 1984.314 | 0.961 | 0.924 | 14.457 | 1.2 | 22084.136 | 1832.828 | 0.00067399 | 12.656 | 1.059 | 0.00853 | 0.00071375 | 0.841 | 0.81549 | 2661 | 11 | Wet Detention Pond (S) | 0.6 |  |  | TMDL | TMDL |  |  | 7403.4156 | 698336.6103 | 285 | 30% | 55% | 0.002559 | 0.00039256
41 | 10 | 0.60039 | 290 | 41 | 10 | RAN | 5.062 | 0.211 | 1204.825 | 50.143 | 0.96 | 0.922 | 4.86 | 0.194 | 1156.789 | 46.234 | 0.60039 | 4.268 | 0.172 | 2.5625 | 0.10327 | 0.843 | 0.81592 | 2661 | 11 | Wet Detention Pond (S) | 0.6 |  |  | TMDL | TMDL |  |  | 7403.4156 | 698336.6103 | 290 | 30% | 55% | 0.76874 | 0.056797
41 | 11 | 12.2026 | 291 | 41 | 11 | FOR | 3.3637 | 0.139 | 1738.258 | 71.607 | 0.961 | 0.923 | 3.231 | 0.128 | 1669.641 | 66.092 | 12.2026 | 2.844 | 0.114 | 34.7043 | 1.3911 | 0.846 | 0.81972 | 2661 | 11 | Wet Detention Pond (S) | 0.6 |  |  | TMDL | TMDL |  |  | 7403.4156 | 698336.6103 | 291 | 30% | 55% | 10.4113 | 0.76511
41 | 13 | 0.0099502 | 293 | 41 | 13 | WET | 1.0484 | 0.041 | 1567.871 | 61.608 | 0.962 | 0.921 | 1.008 | 0.038 | 1507.852 | 56.766 | 0.0099502 | 0.888 | 0.034 | 0.0088358 | 0.00033831 | 0.847 | 0.81976 | 2661 | 11 | Wet Detention Pond (S) | 0.6 |  |  | TMDL | TMDL |  |  | 7403.4156 | 698336.6103 | 293 | 30% | 55% | 0.0026507 | 0.00018607
36 | 1 | 0.0077475 | 226 | 36 | 1 | LDR | 4.6704 | 0.433 | 1027.379 | 95.227 | 0.665 | 0.617 | 3.104 | 0.267 | 682.806 | 58.773 | 0.0077475 | 3.104 | 0.267 | 0.024048 | 0.0020686 | 0.665 | 0.61719 | 2662 | 11 | Wet Detention Pond (S) | 0.6 |  |  | TMDL | TMDL |  |  | 1280.8882 | 14589.8582 | 226 | 30% | 55% | 0.0072145 | 0.0011377
36 | 13 | 0.32719 | 237 | 36 | 13 | WET | 2.5089 | 0.197 | 2607.78 | 205.211 | 0.69 | 0.646 | 1.731 | 0.127 | 1798.721 | 132.5 | 0.32719 | 1.731 | 0.127 | 0.56637 | 0.041553 | 0.69 | 0.64567 | 2662 | 11 | Wet Detention Pond (S) | 0.6 |  |  | TMDL | TMDL |  |  | 1280.8882 | 14589.8582 | 237 | 30% | 55% | 0.16991 | 0.022854
38 | 1 | 10.5878 | 247 | 38 | 1 | LDR | 4.4646 | 0.394 | 219.902 | 19.412 | 0.753 | 0.733 | 3.362 | 0.289 | 165.572 | 14.232 | 10.5878 | 3.362 | 0.289 | 35.5963 | 3.0599 | 0.753 | 0.73313 | 2663 | 11 | Wet Detention Pond (S) | 0.6 |  |  | TMDL | TMDL |  |  | 47556.6582 | 12389914.6087 | 247 | 30% | 55% | 10.6789 | 1.6829
38 | 2 | 13.0334 | 248 | 38 | 2 | MDR | 8.5662 | 0.781 | 5390.011 | 491.366 | 0.752 | 0.731 | 6.439 | 0.571 | 4051.586 | 359.418 | 13.0334 | 6.439 | 0.571 | 83.9223 | 7.4421 | 0.752 | 0.73147 | 2663 | 11 | Wet Detention Pond (S) | 0.6 |  |  | TMDL | TMDL |  |  | 47556.6582 | 12389914.6087 | 248 | 30% | 55% | 25.1767 | 4.0932
38 | 3 | 0.279 | 249 | 38 | 3 | HDR | 18.6003 | 2.134 | 470.588 | 54.001 | 0.751 | 0.735 | 13.977 | 1.568 | 353.613 | 39.681 | 0.279 | 13.977 | 1.568 | 3.8995 | 0.43747 | 0.751 | 0.73482 | 2663 | 11 | Wet Detention Pond (S) | 0.6 |  |  | TMDL | TMDL |  |  | 47556.6582 | 12389914.6087 | 249 | 30% | 55% | 1.1699 | 0.24061
38 | 4 | 4.8993 | 250 | 38 | 4 | IND | 13.0332 | 1.643 | 2693.398 | 339.537 | 0.746 | 0.728 | 9.718 | 1.196 | 2008.316 | 247.156 | 4.8993 | 9.718 | 1.196 | 47.6118 | 5.8596 | 0.746 | 0.72792 | 2663 | 11 | Wet Detention Pond (S) | 0.6 |  |  | TMDL | TMDL |  |  | 47556.6582 | 12389914.6087 | 250 | 30% | 55% | 14.2835 | 3.2228
38 | 11 | 0.95657 | 256 | 38 | 11 | FOR | 1.6256 | 0.124 | 281.493 | 21.55 | 0.772 | 0.759 | 1.255 | 0.094 | 217.292 | 16.357 | 0.95657 | 1.255 | 0.094 | 1.2005 | 0.089918 | 0.772 | 0.759 | 2663 | 11 | Wet Detention Pond (S) | 0.6 |  |  | TMDL | TMDL |  |  | 47556.6582 | 12389914.6087 | 256 | 30% | 55% | 0.36015 | 0.049455
38 | 13 | 0.39007 | 258 | 38 | 13 | WET | 6.7199 | 0.666 | 2399.981 | 237.942 | 0.759 | 0.75 | 5.104 | 0.5 | 1822.705 | 178.541 | 0.39007 | 5.104 | 0.5 | 1.9909 | 0.19504 | 0.759 | 0.75035 | 2663 | 11 | Wet Detention Pond (S) | 0.6 |  |  | TMDL | TMDL |  |  | 47556.6582 | 12389914.6087 | 258 | 30% | 55% | 0.59728 | 0.10727
39 | 1 | 1.8303 | 259 | 39 | 1 | LDR | 2.8996 | 0.259 | 1035.599 | 92.373 | 1.075 | 1.082 | 3.118 | 0.28 | 1113.717 | 99.953 | 1.8303 | 2.887 | 0.254 | 5.284 | 0.46489 | 0.996 | 0.98369 | 2663 | 11 | Wet Detention Pond (S) | 0.6 |  |  | TMDL | TMDL |  |  | 47556.6582 | 12389914.6087 | 259 | 30% | 55% | 1.5852 | 0.25569
39 | 2 | 85.499 | 260 | 39 | 2 | MDR | 5.5159 | 0.507 | 1488.242 | 136.786 | 1.075 | 1.082 | 5.931 | 0.548 | 1600.239 | 147.975 | 85.499 | 5.492 | 0.499 | 469.5605 | 42.664 | 0.996 | 0.98346 | 2663 | 11 | Wet Detention Pond (S) | 0.6 |  |  | TMDL | TMDL |  |  | 47556.6582 | 12389914.6087 | 260 | 30% | 55% | 140.8682 | 23.4652
39 | 4 | 1.3845 | 262 | 39 | 4 | IND | 9.1209 | 1.105 | 1283.176 | 155.409 | 1.075 | 1.081 | 9.803 | 1.194 | 1379.191 | 167.989 | 1.3845 | 9.077 | 1.086 | 12.567 | 1.5035 | 0.995 | 0.98268 | 2663 | 11 | Wet Detention Pond (S) | 0.6 |  |  | TMDL | TMDL |  |  | 47556.6582 | 12389914.6087 | 262 | 30% | 55% | 3.7701 | 0.82695
39 | 10 | 0.040001 | 267 | 39 | 10 | RAN | 1.5738 | 0.121 | 122.792 | 9.427 | 1.074 | 1.083 | 1.69 | 0.131 | 131.882 | 10.206 | 0.040001 | 1.565 | 0.119 | 0.062601 | 0.0047601 | 0.994 | 0.98421 | 2663 | 11 | Wet Detention Pond (S) | 0.6 |  |  | TMDL | TMDL |  |  | 47556.6582 | 12389914.6087 | 267 | 30% | 55% | 0.01878 | 0.002618
39 | 11 | 0.36589 | 268 | 39 | 11 | FOR | 0.99237 | 0.07 | 385.77 | 27.224 | 1.075 | 1.083 | 1.067 | 0.076 | 414.895 | 29.493 | 0.36589 | 0.988 | 0.069 | 0.3615 | 0.025246 | 0.996 | 0.98485 | 2663 | 11 | Wet Detention Pond (S) | 0.6 |  |  | TMDL | TMDL |  |  | 47556.6582 | 12389914.6087 | 268 | 30% | 55% | 0.10845 | 0.013885
39 | 12 | 0.87602 | 269 | 39 | 12 | WAT | 0.27851 | 0.019 | 88.781 | 6.052 | 1.081 | 1.084 | 0.301 | 0.021 | 95.936 | 6.562 | 0.87602 | 0.279 | 0.019 | 0.24441 | 0.016644 | 1.001 | 0.98565 | 2663 | 11 | Wet Detention Pond (S) | 0.6 |  |  | TMDL | TMDL |  |  | 47556.6582 | 12389914.6087 | 269 | 30% | 55% | 0.073323 | 0.0091544
39 | 13 | 1.5982 | 270 | 39 | 13 | WET | 2.4147 | 0.224 | 8471.903 | 784.954 | 1.082 | 1.085 | 2.613 | 0.243 | 9167.141 | 851.506 | 1.5982 | 2.419 | 0.221 | 3.866 | 0.3532 | 1.002 | 0.98617 | 2663 | 11 | Wet Detention Pond (S) | 0.6 |  |  | TMDL | TMDL |  |  | 47556.6582 | 12389914.6087 | 270 | 30% | 55% | 1.1598 | 0.19426
41 | 1 | 2.449 | 282 | 41 | 1 | LDR | 6.4645 | 0.301 | 7159.582 | 333.43 | 0.961 | 0.923 | 6.211 | 0.278 | 6878.392 | 307.743 | 2.449 | 5.446 | 0.246 | 13.3373 | 0.60246 | 0.842 | 0.81555 | 2663 | 11 | Wet Detention Pond (S) | 0.6 |  |  | TMDL | TMDL |  |  | 47556.6582 | 12389914.6087 | 282 | 30% | 55% | 4.0012 | 0.33135
41 | 2 | 97.9938 | 283 | 41 | 2 | MDR | 11.9201 | 0.582 | 23513.664 | 1147.493 | 0.961 | 0.923 | 11.452 | 0.537 | 22589.972 | 1059.182 | 97.9938 | 10.039 | 0.474 | 983.7601 | 46.4491 | 0.842 | 0.81527 | 2663 | 11 | Wet Detention Pond (S) | 0.6 |  |  | TMDL | TMDL |  |  | 47556.6582 | 12389914.6087 | 283 | 30% | 55% | 295.128 | 25.547
41 | 4 | 55.9754 | 285 | 41 | 4 | IND | 15.0465 | 1.299 | 22984.638 | 1984.314 | 0.961 | 0.924 | 14.457 | 1.2 | 22084.136 | 1832.828 | 55.9754 | 12.656 | 1.059 | 708.4242 | 59.2779 | 0.841 | 0.81549 | 2663 | 11 | Wet Detention Pond (S) | 0.6 |  |  | TMDL | TMDL |  |  | 47556.6582 | 12389914.6087 | 285 | 30% | 55% | 212.5273 | 32.6029
41 | 11 | 4.9136 | 291 | 41 | 11 | FOR | 3.3637 | 0.139 | 1738.258 | 71.607 | 0.961 | 0.923 | 3.231 | 0.128 | 1669.641 | 66.092 | 4.9136 | 2.844 | 0.114 | 13.9742 | 0.56015 | 0.846 | 0.81972 | 2663 | 11 | Wet Detention Pond (S) | 0.6 |  |  | TMDL | TMDL |  |  | 47556.6582 | 12389914.6087 | 291 | 30% | 55% | 4.1923 | 0.30808
41 | 12 | 0.39828 | 292 | 41 | 12 | WAT | 1.0456 | 0.041 | 281.889 | 11.073 | 0.962 | 0.921 | 1.006 | 0.038 | 271.1 | 10.202 | 0.39828 | 0.885 | 0.034 | 0.35248 | 0.013542 | 0.847 | 0.81969 | 2663 | 11 | Wet Detention Pond (S) | 0.6 |  |  | TMDL | TMDL |  |  | 47556.6582 | 12389914.6087 | 292 | 30% | 55% | 0.10574 | 0.0074479
41 | 13 | 0.96426 | 293 | 41 | 13 | WET | 1.0484 | 0.041 | 1567.871 | 61.608 | 0.962 | 0.921 | 1.008 | 0.038 | 1507.852 | 56.766 | 0.96426 | 0.888 | 0.034 | 0.85626 | 0.032785 | 0.847 | 0.81976 | 2663 | 11 | Wet Detention Pond (S) | 0.6 |  |  | TMDL | TMDL |  |  | 47556.6582 | 12389914.6087 | 293 | 30% | 55% | 0.25688 | 0.018032
38 | 1 | 0.11877 | 247 | 38 | 1 | LDR | 4.4646 | 0.394 | 219.902 | 19.412 | 0.753 | 0.733 | 3.362 | 0.289 | 165.572 | 14.232 | 0.11877 | 3.362 | 0.289 | 0.39929 | 0.034324 | 0.753 | 0.73313 | 2664 | 11 | Wet Detention Pond (S) | 0.6 |  |  | TMDL | TMDL |  |  | 3196.0457 | 620317.8574 | 247 | 30% | 55% | 0.11979 | 0.018878
38 | 2 | 12.3974 | 248 | 38 | 2 | MDR | 8.5662 | 0.781 | 5390.011 | 491.366 | 0.752 | 0.731 | 6.439 | 0.571 | 4051.586 | 359.418 | 12.3974 | 6.439 | 0.571 | 79.8269 | 7.0789 | 0.752 | 0.73147 | 2664 | 11 | Wet Detention Pond (S) | 0.6 |  |  | TMDL | TMDL |  |  | 3196.0457 | 620317.8574 | 248 | 30% | 55% | 23.9481 | 3.8934
38 | 11 | 0.055766 | 256 | 38 | 11 | FOR | 1.6256 | 0.124 | 281.493 | 21.55 | 0.772 | 0.759 | 1.255 | 0.094 | 217.292 | 16.357 | 0.055766 | 1.255 | 0.094 | 0.069986 | 0.005242 | 0.772 | 0.759 | 2664 | 11 | Wet Detention Pond (S) | 0.6 |  |  | TMDL | TMDL |  |  | 3196.0457 | 620317.8574 | 256 | 30% | 55% | 0.020996 | 0.0028831
38 | 12 | 1.1625 | 257 | 38 | 12 | WAT | 0.4049 | 0.025 | 12.452 | 0.773 | 0.766 | 0.744 | 0.31 | 0.019 | 9.543 | 0.575 | 1.1625 | 0.31 | 0.019 | 0.36038 | 0.022088 | 0.766 | 0.74449 | 2664 | 11 | Wet Detention Pond (S) | 0.6 |  |  | TMDL | TMDL |  |  | 3196.0457 | 620317.8574 | 257 | 30% | 55% | 0.10811 | 0.012148
38 | 13 | 0.50616 | 258 | 38 | 13 | WET | 6.7199 | 0.666 | 2399.981 | 237.942 | 0.759 | 0.75 | 5.104 | 0.5 | 1822.705 | 178.541 | 0.50616 | 5.104 | 0.5 | 2.5834 | 0.25308 | 0.759 | 0.75035 | 2664 | 11 | Wet Detention Pond (S) | 0.6 |  |  | TMDL | TMDL |  |  | 3196.0457 | 620317.8574 | 258 | 30% | 55% | 0.77503 | 0.13919
39 | 11 | 0.012734 | 268 | 39 | 11 | FOR | 0.99237 | 0.07 | 385.77 | 27.224 | 1.075 | 1.083 | 1.067 | 0.076 | 414.895 | 29.493 | 0.012734 | 0.988 | 0.069 | 0.012581 | 0.00087865 | 0.996 | 0.98485 | 2665 | 11 | Wet Detention Pond (S) | 0.6 |  |  | TMDL | TMDL |  |  | 238.5634 | 554.6906 | 268 | 30% | 55% | 0.0037744 | 0.00048326
11 | 4 | 1.2786e-05 | 23 | 0 | 0 |  | 0 | 0 | 0 | 0 | 0 | 0 | 0 | 0 | 0 | 0 | 1.2786e-05 | 0 | 0 | 0 | 0 | 0 | 0 | 2666 | 11 | Wet Detention Pond (S) | 0.6 |  |  | TMDL | TMDL |  |  | 1369.1022 | 57836.5646 | 23 | 30% | 55% | 0 | 0
37 | 1 | 10.7115 | 238 | 37 | 1 | LDR | 5.1162 | 0.464 | 345.183 | 31.305 | 0.812 | 0.781 | 4.154 | 0.362 | 280.282 | 24.449 | 10.7115 | 4.154 | 0.362 | 44.4957 | 3.8776 | 0.812 | 0.78099 | 2667 | 11 | Wet Detention Pond (S) | 0.6 |  |  | TMDL | TMDL |  |  | 4575.8181 | 466600.2494 | 238 | 30% | 55% | 13.3487 | 2.1327
37 | 8 | 4.3144e-05 | 241 | 37 | 8 | AGR | 9.9881 | 0.954 | 5753.428 | 549.77 | 0.832 | 0.809 | 8.308 | 0.772 | 4785.623 | 444.557 | 4.3144e-05 | 8.308 | 0.772 | 0.00035844 | 3.3307e-05 | 0.832 | 0.80862 | 2667 | 11 | Wet Detention Pond (S) | 0.6 |  |  | TMDL | TMDL |  |  | 4575.8181 | 466600.2494 | 241 | 30% | 55% | 0.00010753 | 1.8319e-05
37 | 13 | 0.00013718 | 246 | 37 | 13 | WET | 3.5077 | 0.316 | 851.017 | 76.687 | 0.829 | 0.812 | 2.906 | 0.257 | 705.132 | 62.266 | 0.00013718 | 2.906 | 0.257 | 0.00039864 | 3.5255e-05 | 0.829 | 0.81195 | 2667 | 11 | Wet Detention Pond (S) | 0.6 |  |  | TMDL | TMDL |  |  | 4575.8181 | 466600.2494 | 246 | 30% | 55% | 0.00011959 | 1.939e-05
11 | 4 | 0.00062846 | 23 | 0 | 0 |  | 0 | 0 | 0 | 0 | 0 | 0 | 0 | 0 | 0 | 0 | 0.00062846 | 0 | 0 | 0 | 0 | 0 | 0 | 2668 | 11 | Wet Detention Pond (S) | 0.6 |  |  | TMDL | TMDL |  |  | 322.8943 | 333.4187 | 23 | 30% | 55% | 0 | 0
12 | 4 | 0.0070253 | 32 | 12 | 4 | IND | 14.5181 | 1.342 | 4977.165 | 460.2 | 0.187 | 0.143 | 2.714 | 0.191 | 930.547 | 65.617 | 0.0070253 | 1.286 | 0.097 | 0.0090346 | 0.00068146 | 0.089 | 0.072122 | 2668 | 11 | Wet Detention Pond (S) | 0.6 |  |  | TMDL | TMDL |  |  | 322.8943 | 333.4187 | 32 | 30% | 55% | 0.0027104 | 0.0003748
39 | 2 | 0.29012 | 260 | 39 | 2 | MDR | 5.5159 | 0.507 | 1488.242 | 136.786 | 1.075 | 1.082 | 5.931 | 0.548 | 1600.239 | 147.975 | 0.29012 | 5.492 | 0.499 | 1.5934 | 0.14477 | 0.996 | 0.98346 | 2669 | 11 | Wet Detention Pond (S) | 0.6 |  |  | TMDL | TMDL |  |  | 760.8584 | 19243.3663 | 260 | 30% | 55% | 0.47801 | 0.079624
39 | 13 | 0.15165 | 270 | 39 | 13 | WET | 2.4147 | 0.224 | 8471.903 | 784.954 | 1.082 | 1.085 | 2.613 | 0.243 | 9167.141 | 851.506 | 0.15165 | 2.419 | 0.221 | 0.36683 | 0.033514 | 1.002 | 0.98617 | 2669 | 11 | Wet Detention Pond (S) | 0.6 |  |  | TMDL | TMDL |  |  | 760.8584 | 19243.3663 | 270 | 30% | 55% | 0.11005 | 0.018432
90 | 2 | 37.7677 | 546 | 90 | 2 | MDR | 11.3664 | 0.605 | 14884.136 | 791.874 | 0.804 | 0.836 | 9.135 | 0.506 | 11961.814 | 662.37 | 37.7677 | 4.317 | 0.251 | 163.0433 | 9.4797 | 0.38 | 0.41575 | 2670 | 11 | Wet Detention Pond (S) | 0.6 |  |  | TMDL | TMDL |  |  | 6260.5024 | 1722066.4166 | 546 | 30% | 55% | 48.913 | 5.2138
90 | 6 | 1.5786 | 549 | 90 | 6 | OPE | 6.2286 | 0.301 | 946.924 | 45.732 | 0.804 | 0.837 | 5.007 | 0.252 | 761.157 | 38.267 | 1.5786 | 2.372 | 0.125 | 3.7446 | 0.19733 | 0.381 | 0.41716 | 2670 | 11 | Wet Detention Pond (S) | 0.6 |  |  | TMDL | TMDL |  |  | 6260.5024 | 1722066.4166 | 549 | 30% | 55% | 1.1234 | 0.10853
90 | 13 | 0.18696 | 555 | 90 | 13 | WET | 1.6912 | 0.073 | 1170.334 | 50.223 | 0.811 | 0.843 | 1.372 | 0.061 | 949.219 | 42.348 | 0.18696 | 0.66 | 0.031 | 0.1234 | 0.0057959 | 0.39 | 0.4275 | 2670 | 11 | Wet Detention Pond (S) | 0.6 |  |  | TMDL | TMDL |  |  | 6260.5024 | 1722066.4166 | 555 | 30% | 55% | 0.037019 | 0.0031877
39 | 1 | 0.052553 | 259 | 39 | 1 | LDR | 2.8996 | 0.259 | 1035.599 | 92.373 | 1.075 | 1.082 | 3.118 | 0.28 | 1113.717 | 99.953 | 0.052553 | 2.887 | 0.254 | 0.15172 | 0.013348 | 0.996 | 0.98369 | 2671 | 11 | Wet Detention Pond (S) | 0.6 |  |  | TMDL | TMDL |  |  | 37458.2179 | 10839792.5783 | 259 | 30% | 55% | 0.045516 | 0.0073416
39 | 3 | 1.0594 | 261 | 39 | 3 | HDR | 11.5112 | 1.269 | 2174.863 | 239.794 | 1.075 | 1.082 | 12.376 | 1.373 | 2338.17 | 259.4 | 1.0594 | 11.459 | 1.248 | 12.1401 | 1.3222 | 0.995 | 0.98342 | 2671 | 11 | Wet Detention Pond (S) | 0.6 |  |  | TMDL | TMDL |  |  | 37458.2179 | 10839792.5783 | 261 | 30% | 55% | 3.642 | 0.7272
39 | 4 | 0.56732 | 262 | 39 | 4 | IND | 9.1209 | 1.105 | 1283.176 | 155.409 | 1.075 | 1.081 | 9.803 | 1.194 | 1379.191 | 167.989 | 0.56732 | 9.077 | 1.086 | 5.1496 | 0.61611 | 0.995 | 0.98268 | 2671 | 11 | Wet Detention Pond (S) | 0.6 |  |  | TMDL | TMDL |  |  | 37458.2179 | 10839792.5783 | 262 | 30% | 55% | 1.5449 | 0.33886
39 | 8 | 0.30271 | 265 | 39 | 8 | AGR | 5.0969 | 0.451 | 1321.577 | 117.033 | 1.075 | 1.083 | 5.477 | 0.489 | 1420.241 | 126.723 | 0.30271 | 5.072 | 0.444 | 1.5353 | 0.1344 | 0.995 | 0.98436 | 2671 | 11 | Wet Detention Pond (S) | 0.6 |  |  | TMDL | TMDL |  |  | 37458.2179 | 10839792.5783 | 265 | 30% | 55% | 0.4606 | 0.073921
39 | 10 | 7.8619 | 267 | 39 | 10 | RAN | 1.5738 | 0.121 | 122.792 | 9.427 | 1.074 | 1.083 | 1.69 | 0.131 | 131.882 | 10.206 | 7.8619 | 1.565 | 0.119 | 12.3038 | 0.93556 | 0.994 | 0.98421 | 2671 | 11 | Wet Detention Pond (S) | 0.6 |  |  | TMDL | TMDL |  |  | 37458.2179 | 10839792.5783 | 267 | 30% | 55% | 3.6911 | 0.51456
40 | 2 | 55.8243 | 272 | 40 | 2 | MDR | 11.6613 | 0.577 | 15641.833 | 773.896 | 0.877 | 0.884 | 10.225 | 0.51 | 13715.384 | 683.794 | 55.8243 | 10.225 | 0.51 | 570.8035 | 28.4704 | 0.877 | 0.88357 | 2671 | 11 | Wet Detention Pond (S) | 0.6 |  |  | TMDL | TMDL |  |  | 37458.2179 | 10839792.5783 | 272 | 30% | 55% | 171.241 | 15.6587
40 | 3 | 58.7483 | 273 | 40 | 3 | HDR | 24.9268 | 1.943 | 9876.14 | 769.988 | 0.877 | 0.884 | 21.854 | 1.718 | 8658.806 | 680.793 | 58.7483 | 21.854 | 1.718 | 1283.8857 | 100.9296 | 0.877 | 0.88416 | 2671 | 11 | Wet Detention Pond (S) | 0.6 |  |  | TMDL | TMDL |  |  | 37458.2179 | 10839792.5783 | 273 | 30% | 55% | 385.1657 | 55.5113
40 | 4 | 0.52382 | 274 | 40 | 4 | IND | 14.4118 | 1.299 | 3327.006 | 299.956 | 0.876 | 0.883 | 12.618 | 1.147 | 2912.902 | 264.815 | 0.52382 | 12.618 | 1.147 | 6.6095 | 0.60082 | 0.876 | 0.88285 | 2671 | 11 | Wet Detention Pond (S) | 0.6 |  |  | TMDL | TMDL |  |  | 37458.2179 | 10839792.5783 | 274 | 30% | 55% | 1.9829 | 0.33045
40 | 8 | 0.010158 | 277 | 40 | 8 | AGR | 16.9565 | 0.888 | 2599.449 | 136.17 | 0.878 | 0.886 | 14.894 | 0.787 | 2283.201 | 120.597 | 0.010158 | 14.894 | 0.787 | 0.1513 | 0.0079947 | 0.878 | 0.88564 | 2671 | 11 | Wet Detention Pond (S) | 0.6 |  |  | TMDL | TMDL |  |  | 37458.2179 | 10839792.5783 | 277 | 30% | 55% | 0.04539 | 0.0043971
40 | 11 | 10.0099 | 279 | 40 | 11 | FOR | 3.6901 | 0.154 | 450.076 | 18.808 | 0.88 | 0.888 | 3.247 | 0.137 | 396.042 | 16.694 | 10.0099 | 3.247 | 0.137 | 32.5021 | 1.3714 | 0.88 | 0.8876 | 2671 | 11 | Wet Detention Pond (S) | 0.6 |  |  | TMDL | TMDL |  |  | 37458.2179 | 10839792.5783 | 279 | 30% | 55% | 9.7506 | 0.75425
40 | 12 | 6.8031 | 280 | 40 | 12 | WAT | 1.1121 | 0.044 | 79.326 | 3.165 | 0.88 | 0.889 | 0.979 | 0.039 | 69.829 | 2.815 | 6.8031 | 0.979 | 0.039 | 6.6602 | 0.26532 | 0.88 | 0.88918 | 2671 | 11 | Wet Detention Pond (S) | 0.6 |  |  | TMDL | TMDL |  |  | 37458.2179 | 10839792.5783 | 280 | 30% | 55% | 1.9981 | 0.14593
40 | 13 | 22.8935 | 281 | 40 | 13 | WET | 1.1184 | 0.045 | 608.832 | 24.31 | 0.88 | 0.889 | 0.985 | 0.04 | 535.989 | 21.621 | 22.8935 | 0.985 | 0.04 | 22.5501 | 0.91574 | 0.88 | 0.88938 | 2671 | 11 | Wet Detention Pond (S) | 0.6 |  |  | TMDL | TMDL |  |  | 37458.2179 | 10839792.5783 | 281 | 30% | 55% | 6.765 | 0.50366
41 | 2 | 0.046056 | 283 | 41 | 2 | MDR | 11.9201 | 0.582 | 23513.664 | 1147.493 | 0.961 | 0.923 | 11.452 | 0.537 | 22589.972 | 1059.182 | 0.046056 | 10.039 | 0.474 | 0.46236 | 0.021831 | 0.842 | 0.81527 | 2671 | 11 | Wet Detention Pond (S) | 0.6 |  |  | TMDL | TMDL |  |  | 37458.2179 | 10839792.5783 | 283 | 30% | 55% | 0.13871 | 0.012007
41 | 3 | 44.3123 | 284 | 41 | 3 | HDR | 25.4619 | 1.917 | 15674.111 | 1180.15 | 0.961 | 0.923 | 24.461 | 1.77 | 15057.713 | 1089.811 | 44.3123 | 21.44 | 1.565 | 950.0559 | 69.3488 | 0.842 | 0.81633 | 2671 | 11 | Wet Detention Pond (S) | 0.6 |  |  | TMDL | TMDL |  |  | 37458.2179 | 10839792.5783 | 284 | 30% | 55% | 285.0168 | 38.1418
41 | 4 | 17.9914 | 285 | 41 | 4 | IND | 15.0465 | 1.299 | 22984.638 | 1984.314 | 0.961 | 0.924 | 14.457 | 1.2 | 22084.136 | 1832.828 | 17.9914 | 12.656 | 1.059 | 227.6988 | 19.0529 | 0.841 | 0.81549 | 2671 | 11 | Wet Detention Pond (S) | 0.6 |  |  | TMDL | TMDL |  |  | 37458.2179 | 10839792.5783 | 285 | 30% | 55% | 68.3097 | 10.4791
41 | 10 | 3.2586 | 290 | 41 | 10 | RAN | 5.062 | 0.211 | 1204.825 | 50.143 | 0.96 | 0.922 | 4.86 | 0.194 | 1156.789 | 46.234 | 3.2586 | 4.268 | 0.172 | 13.9079 | 0.56049 | 0.843 | 0.81592 | 2671 | 11 | Wet Detention Pond (S) | 0.6 |  |  | TMDL | TMDL |  |  | 37458.2179 | 10839792.5783 | 290 | 30% | 55% | 4.1724 | 0.30827
41 | 11 | 4.8917 | 291 | 41 | 11 | FOR | 3.3637 | 0.139 | 1738.258 | 71.607 | 0.961 | 0.923 | 3.231 | 0.128 | 1669.641 | 66.092 | 4.8917 | 2.844 | 0.114 | 13.9119 | 0.55765 | 0.846 | 0.81972 | 2671 | 11 | Wet Detention Pond (S) | 0.6 |  |  | TMDL | TMDL |  |  | 37458.2179 | 10839792.5783 | 291 | 30% | 55% | 4.1736 | 0.30671
41 | 12 | 1.1709 | 292 | 41 | 12 | WAT | 1.0456 | 0.041 | 281.889 | 11.073 | 0.962 | 0.921 | 1.006 | 0.038 | 271.1 | 10.202 | 1.1709 | 0.885 | 0.034 | 1.0362 | 0.03981 | 0.847 | 0.81969 | 2671 | 11 | Wet Detention Pond (S) | 0.6 |  |  | TMDL | TMDL |  |  | 37458.2179 | 10839792.5783 | 292 | 30% | 55% | 0.31087 | 0.021896
41 | 13 | 12.5205 | 293 | 41 | 13 | WET | 1.0484 | 0.041 | 1567.871 | 61.608 | 0.962 | 0.921 | 1.008 | 0.038 | 1507.852 | 56.766 | 12.5205 | 0.888 | 0.034 | 11.1182 | 0.4257 | 0.847 | 0.81976 | 2671 | 11 | Wet Detention Pond (S) | 0.6 |  |  | TMDL | TMDL |  |  | 37458.2179 | 10839792.5783 | 293 | 30% | 55% | 3.3355 | 0.23413
39 | 1 | 0.013392 | 259 | 39 | 1 | LDR | 2.8996 | 0.259 | 1035.599 | 92.373 | 1.075 | 1.082 | 3.118 | 0.28 | 1113.717 | 99.953 | 0.013392 | 2.887 | 0.254 | 0.038663 | 0.0034016 | 0.996 | 0.98369 | 2672 | 11 | Wet Detention Pond (S) | 0.6 |  |  | TMDL | TMDL |  |  | 1780.4993 | 123804.3848 | 259 | 30% | 55% | 0.011599 | 0.0018709
39 | 10 | 2.8288 | 267 | 39 | 10 | RAN | 1.5738 | 0.121 | 122.792 | 9.427 | 1.074 | 1.083 | 1.69 | 0.131 | 131.882 | 10.206 | 2.8288 | 1.565 | 0.119 | 4.427 | 0.33662 | 0.994 | 0.98421 | 2672 | 11 | Wet Detention Pond (S) | 0.6 |  |  | TMDL | TMDL |  |  | 1780.4993 | 123804.3848 | 267 | 30% | 55% | 1.3281 | 0.18514
39 | 1 | 0.012426 | 259 | 39 | 1 | LDR | 2.8996 | 0.259 | 1035.599 | 92.373 | 1.075 | 1.082 | 3.118 | 0.28 | 1113.717 | 99.953 | 0.012426 | 2.887 | 0.254 | 0.035874 | 0.0031563 | 0.996 | 0.98369 | 2673 | 11 | Wet Detention Pond (S) | 0.6 |  |  | TMDL | TMDL |  |  | 98.5235 | 541.2837 | 259 | 30% | 55% | 0.010762 | 0.0017359
39 | 1 | 0.085491 | 259 | 39 | 1 | LDR | 2.8996 | 0.259 | 1035.599 | 92.373 | 1.075 | 1.082 | 3.118 | 0.28 | 1113.717 | 99.953 | 0.085491 | 2.887 | 0.254 | 0.24681 | 0.021715 | 0.996 | 0.98369 | 2674 | 11 | Wet Detention Pond (S) | 0.6 |  |  | TMDL | TMDL |  |  | 460.868 | 7276.9643 | 259 | 30% | 55% | 0.074043 | 0.011943
39 | 11 | 0.081566 | 268 | 39 | 11 | FOR | 0.99237 | 0.07 | 385.77 | 27.224 | 1.075 | 1.083 | 1.067 | 0.076 | 414.895 | 29.493 | 0.081566 | 0.988 | 0.069 | 0.080587 | 0.0056281 | 0.996 | 0.98485 | 2674 | 11 | Wet Detention Pond (S) | 0.6 |  |  | TMDL | TMDL |  |  | 460.868 | 7276.9643 | 268 | 30% | 55% | 0.024176 | 0.0030954
98 | 1 | 5.0041 | 612 | 98 | 1 | LDR | 5.2337 | 0.483 | 1131.223 | 104.393 | 1.01 | 2 | 5.286 | 0.966 | 1142.425 | 208.786 | 5.0041 | 4.367 | 0.398 | 21.8528 | 1.9916 | 0.834 | 0.82413 | 2675 | 11 | Wet Detention Pond (S) | 0.6 |  |  | TMDL | TMDL |  |  | 4164.0919 | 332340.5508 | 612 | 30% | 55% | 6.5558 | 1.0954
39 | 1 | 0.48269 | 259 | 39 | 1 | LDR | 2.8996 | 0.259 | 1035.599 | 92.373 | 1.075 | 1.082 | 3.118 | 0.28 | 1113.717 | 99.953 | 0.48269 | 2.887 | 0.254 | 1.3935 | 0.1226 | 0.996 | 0.98369 | 2676 | 11 | Wet Detention Pond (S) | 0.6 |  |  | TMDL | TMDL |  |  | 1284.5232 | 21032.9652 | 259 | 30% | 55% | 0.41806 | 0.067432
39 | 11 | 0.00016209 | 268 | 39 | 11 | FOR | 0.99237 | 0.07 | 385.77 | 27.224 | 1.075 | 1.083 | 1.067 | 0.076 | 414.895 | 29.493 | 0.00016209 | 0.988 | 0.069 | 0.00016014 | 1.1184e-05 | 0.996 | 0.98485 | 2676 | 11 | Wet Detention Pond (S) | 0.6 |  |  | TMDL | TMDL |  |  | 1284.5232 | 21032.9652 | 268 | 30% | 55% | 4.8042e-05 | 6.1512e-06
39 | 4 | 0.014432 | 262 | 39 | 4 | IND | 9.1209 | 1.105 | 1283.176 | 155.409 | 1.075 | 1.081 | 9.803 | 1.194 | 1379.191 | 167.989 | 0.014432 | 9.077 | 1.086 | 0.131 | 0.015673 | 0.995 | 0.98268 | 2677 | 11 | Wet Detention Pond (S) | 0.6 |  |  | TMDL | TMDL |  |  | 565.0676 | 6090.9082 | 262 | 30% | 55% | 0.0393 | 0.0086204
39 | 11 | 0.1254 | 268 | 39 | 11 | FOR | 0.99237 | 0.07 | 385.77 | 27.224 | 1.075 | 1.083 | 1.067 | 0.076 | 414.895 | 29.493 | 0.1254 | 0.988 | 0.069 | 0.12389 | 0.0086523 | 0.996 | 0.98485 | 2677 | 11 | Wet Detention Pond (S) | 0.6 |  |  | TMDL | TMDL |  |  | 565.0676 | 6090.9082 | 268 | 30% | 55% | 0.037167 | 0.0047588
39 | 4 | 0.0032731 | 262 | 39 | 4 | IND | 9.1209 | 1.105 | 1283.176 | 155.409 | 1.075 | 1.081 | 9.803 | 1.194 | 1379.191 | 167.989 | 0.0032731 | 9.077 | 1.086 | 0.02971 | 0.0035546 | 0.995 | 0.98268 | 2678 | 11 | Wet Detention Pond (S) | 0.6 |  |  | TMDL | TMDL |  |  | 131.6306 | 142.5757 | 262 | 30% | 55% | 0.008913 | 0.001955
90 | 1 | 0.55008 | 545 | 90 | 1 | LDR | 6.1079 | 0.308 | 1822.248 | 91.801 | 0.804 | 0.837 | 4.91 | 0.257 | 1464.821 | 76.812 | 0.55008 | 2.322 | 0.128 | 1.2773 | 0.07041 | 0.38 | 0.41636 | 2679 | 11 | Wet Detention Pond (S) | 0.6 |  |  | TMDL | TMDL |  |  | 1245.5157 | 23978.5869 | 545 | 30% | 55% | 0.38318 | 0.038725
90 | 13 | 0.0003975 | 555 | 90 | 13 | WET | 1.6912 | 0.073 | 1170.334 | 50.223 | 0.811 | 0.843 | 1.372 | 0.061 | 949.219 | 42.348 | 0.0003975 | 0.66 | 0.031 | 0.00026235 | 1.2322e-05 | 0.39 | 0.4275 | 2679 | 11 | Wet Detention Pond (S) | 0.6 |  |  | TMDL | TMDL |  |  | 1245.5157 | 23978.5869 | 555 | 30% | 55% | 7.8705e-05 | 6.7774e-06
37 | 2 | 164.6385 | 239 | 37 | 2 | MDR | 9.6056 | 0.896 | 2073.2 | 193.451 | 0.81 | 0.778 | 7.782 | 0.697 | 1679.53 | 150.524 | 164.6385 | 7.782 | 0.697 | 1281.2171 | 114.7531 | 0.81 | 0.7781 | 2680 | 11 | Wet Detention Pond (S) | 0.6 |  |  | TMDL | TMDL |  |  | 46809.4732 | 12486114.3441 | 239 | 30% | 55% | 384.3651 | 63.1142
37 | 7 | 0.41274 | 240 | 37 | 7 | PAS | 8.1705 | 0.749 | 512.007 | 46.932 | 0.825 | 0.801 | 6.742 | 0.6 | 422.513 | 37.603 | 0.41274 | 6.742 | 0.6 | 2.7827 | 0.24764 | 0.825 | 0.80123 | 2680 | 11 | Wet Detention Pond (S) | 0.6 |  |  | TMDL | TMDL |  |  | 46809.4732 | 12486114.3441 | 240 | 30% | 55% | 0.8348 | 0.1362
37 | 9 | 14.1898 | 242 | 37 | 9 | AGT | 6.3022 | 0.581 | 574.088 | 52.959 | 0.832 | 0.808 | 5.243 | 0.47 | 477.577 | 42.779 | 14.1898 | 5.243 | 0.47 | 74.3971 | 6.6692 | 0.832 | 0.80776 | 2680 | 11 | Wet Detention Pond (S) | 0.6 |  |  | TMDL | TMDL |  |  | 46809.4732 | 12486114.3441 | 242 | 30% | 55% | 22.3191 | 3.6681
37 | 11 | 2.1563 | 244 | 37 | 11 | FOR | 1.9387 | 0.151 | 164.646 | 12.86 | 0.838 | 0.816 | 1.626 | 0.123 | 138.054 | 10.488 | 2.1563 | 1.626 | 0.123 | 3.5062 | 0.26523 | 0.838 | 0.81556 | 2680 | 11 | Wet Detention Pond (S) | 0.6 |  |  | TMDL | TMDL |  |  | 46809.4732 | 12486114.3441 | 244 | 30% | 55% | 1.0519 | 0.14588
37 | 12 | 2.9136 | 245 | 37 | 12 | WAT | 0.5682 | 0.038 | 13.587 | 0.921 | 0.823 | 0.792 | 0.468 | 0.03 | 11.188 | 0.729 | 2.9136 | 0.468 | 0.03 | 1.3636 | 0.087407 | 0.823 | 0.79155 | 2680 | 11 | Wet Detention Pond (S) | 0.6 |  |  | TMDL | TMDL |  |  | 46809.4732 | 12486114.3441 | 245 | 30% | 55% | 0.40907 | 0.048074
37 | 13 | 4.8745 | 246 | 37 | 13 | WET | 3.5077 | 0.316 | 851.017 | 76.687 | 0.829 | 0.812 | 2.906 | 0.257 | 705.132 | 62.266 | 4.8745 | 2.906 | 0.257 | 14.1652 | 1.2527 | 0.829 | 0.81195 | 2680 | 11 | Wet Detention Pond (S) | 0.6 |  |  | TMDL | TMDL |  |  | 46809.4732 | 12486114.3441 | 246 | 30% | 55% | 4.2495 | 0.689
38 | 1 | 2.4823 | 247 | 38 | 1 | LDR | 4.4646 | 0.394 | 219.902 | 19.412 | 0.753 | 0.733 | 3.362 | 0.289 | 165.572 | 14.232 | 2.4823 | 3.362 | 0.289 | 8.3455 | 0.71739 | 0.753 | 0.73313 | 2680 | 11 | Wet Detention Pond (S) | 0.6 |  |  | TMDL | TMDL |  |  | 46809.4732 | 12486114.3441 | 247 | 30% | 55% | 2.5037 | 0.39456
38 | 2 | 76.6262 | 248 | 38 | 2 | MDR | 8.5662 | 0.781 | 5390.011 | 491.366 | 0.752 | 0.731 | 6.439 | 0.571 | 4051.586 | 359.418 | 76.6262 | 6.439 | 0.571 | 493.3963 | 43.7536 | 0.752 | 0.73147 | 2680 | 11 | Wet Detention Pond (S) | 0.6 |  |  | TMDL | TMDL |  |  | 46809.4732 | 12486114.3441 | 248 | 30% | 55% | 148.0189 | 24.0645
38 | 4 | 3.4619 | 250 | 38 | 4 | IND | 13.0332 | 1.643 | 2693.398 | 339.537 | 0.746 | 0.728 | 9.718 | 1.196 | 2008.316 | 247.156 | 3.4619 | 9.718 | 1.196 | 33.6431 | 4.1405 | 0.746 | 0.72792 | 2680 | 11 | Wet Detention Pond (S) | 0.6 |  |  | TMDL | TMDL |  |  | 46809.4732 | 12486114.3441 | 250 | 30% | 55% | 10.0929 | 2.2773
38 | 9 | 6.174 | 254 | 38 | 9 | AGT | 5.3381 | 0.48 | 328.365 | 29.544 | 0.766 | 0.75 | 4.09 | 0.36 | 251.603 | 22.171 | 6.174 | 4.09 | 0.36 | 25.2515 | 2.2226 | 0.766 | 0.75046 | 2680 | 11 | Wet Detention Pond (S) | 0.6 |  |  | TMDL | TMDL |  |  | 46809.4732 | 12486114.3441 | 254 | 30% | 55% | 7.5754 | 1.2224
38 | 12 | 5.991 | 257 | 38 | 12 | WAT | 0.4049 | 0.025 | 12.452 | 0.773 | 0.766 | 0.744 | 0.31 | 0.019 | 9.543 | 0.575 | 5.991 | 0.31 | 0.019 | 1.8572 | 0.11383 | 0.766 | 0.74449 | 2680 | 11 | Wet Detention Pond (S) | 0.6 |  |  | TMDL | TMDL |  |  | 46809.4732 | 12486114.3441 | 257 | 30% | 55% | 0.55716 | 0.062606
38 | 13 | 2.722 | 258 | 38 | 13 | WET | 6.7199 | 0.666 | 2399.981 | 237.942 | 0.759 | 0.75 | 5.104 | 0.5 | 1822.705 | 178.541 | 2.722 | 5.104 | 0.5 | 13.8933 | 1.361 | 0.759 | 0.75035 | 2680 | 11 | Wet Detention Pond (S) | 0.6 |  |  | TMDL | TMDL |  |  | 46809.4732 | 12486114.3441 | 258 | 30% | 55% | 4.168 | 0.74856
15 | 1 | 0.30153 | 47 | 15 | 1 | LDR | 3.9532 | 0.214 | 107.734 | 5.825 | 0.471 | 0.495 | 1.864 | 0.106 | 50.79 | 2.883 | 0.30153 | 1.864 | 0.106 | 0.56206 | 0.031962 | 0.471 | 0.49494 | 2681 | 11 | Wet Detention Pond (S) | 0.6 |  |  | TMDL | TMDL |  |  | 51203.1249 | 28069547.0983 | 47 | 30% | 55% | 0.16862 | 0.017579
15 | 2 | 156.3012 | 48 | 15 | 2 | MDR | 7.3702 | 0.422 | 5942.609 | 340.176 | 0.471 | 0.494 | 3.471 | 0.209 | 2798.745 | 168.156 | 156.3012 | 3.471 | 0.209 | 542.5216 | 32.667 | 0.471 | 0.49432 | 2681 | 11 | Wet Detention Pond (S) | 0.6 |  |  | TMDL | TMDL |  |  | 51203.1249 | 28069547.0983 | 48 | 30% | 55% | 162.7565 | 17.9668
15 | 6 | 3.0059 | 51 | 15 | 6 | OPE | 4.0278 | 0.208 | 188.418 | 9.726 | 0.473 | 0.496 | 1.905 | 0.103 | 89.126 | 4.828 | 3.0059 | 1.905 | 0.103 | 5.7262 | 0.3096 | 0.473 | 0.49643 | 2681 | 11 | Wet Detention Pond (S) | 0.6 |  |  | TMDL | TMDL |  |  | 51203.1249 | 28069547.0983 | 51 | 30% | 55% | 1.7179 | 0.17028
15 | 10 | 3.009 | 53 | 15 | 10 | RAN | 3.1106 | 0.149 | 79.531 | 3.819 | 0.475 | 0.498 | 1.478 | 0.074 | 37.795 | 1.902 | 3.009 | 1.478 | 0.074 | 4.4473 | 0.22267 | 0.475 | 0.49811 | 2681 | 11 | Wet Detention Pond (S) | 0.6 |  |  | TMDL | TMDL |  |  | 51203.1249 | 28069547.0983 | 53 | 30% | 55% | 1.3342 | 0.12247
15 | 11 | 0.45346 | 54 | 15 | 11 | FOR | 1.9081 | 0.089 | 205.535 | 9.639 | 0.48 | 0.502 | 0.916 | 0.045 | 98.719 | 4.842 | 0.45346 | 0.916 | 0.045 | 0.41537 | 0.020406 | 0.48 | 0.50234 | 2681 | 11 | Wet Detention Pond (S) | 0.6 |  |  | TMDL | TMDL |  |  | 51203.1249 | 28069547.0983 | 54 | 30% | 55% | 0.12461 | 0.011223
15 | 12 | 4.6957 | 55 | 15 | 12 | WAT | 0.52271 | 0.019 | 21.169 | 0.761 | 0.475 | 0.496 | 0.248 | 0.009 | 10.049 | 0.378 | 4.6957 | 0.248 | 0.009 | 1.1645 | 0.042261 | 0.475 | 0.49632 | 2681 | 11 | Wet Detention Pond (S) | 0.6 |  |  | TMDL | TMDL |  |  | 51203.1249 | 28069547.0983 | 55 | 30% | 55% | 0.34936 | 0.023244
15 | 13 | 16.0051 | 56 | 15 | 13 | WET | 5.949 | 0.459 | 2341.804 | 180.724 | 0.473 | 0.503 | 2.811 | 0.231 | 1106.548 | 90.851 | 16.0051 | 2.811 | 0.231 | 44.9902 | 3.6972 | 0.473 | 0.50271 | 2681 | 11 | Wet Detention Pond (S) | 0.6 |  |  | TMDL | TMDL |  |  | 51203.1249 | 28069547.0983 | 56 | 30% | 55% | 13.4971 | 2.0334
90 | 2 | 380.4008 | 546 | 90 | 2 | MDR | 11.3664 | 0.605 | 14884.136 | 791.874 | 0.804 | 0.836 | 9.135 | 0.506 | 11961.814 | 662.37 | 380.4008 | 4.317 | 0.251 | 1642.1903 | 95.4806 | 0.38 | 0.41575 | 2681 | 11 | Wet Detention Pond (S) | 0.6 |  |  | TMDL | TMDL |  |  | 51203.1249 | 28069547.0983 | 546 | 30% | 55% | 492.6571 | 52.5143
90 | 4 | 0.58622 | 548 | 90 | 4 | IND | 14.9374 | 1.425 | 2368.245 | 225.99 | 0.803 | 0.836 | 11.993 | 1.191 | 1901.418 | 188.888 | 0.58622 | 5.645 | 0.592 | 3.3092 | 0.34704 | 0.378 | 0.41522 | 2681 | 11 | Wet Detention Pond (S) | 0.6 |  |  | TMDL | TMDL |  |  | 51203.1249 | 28069547.0983 | 548 | 30% | 55% | 0.99276 | 0.19087
90 | 6 | 25.5692 | 549 | 90 | 6 | OPE | 6.2286 | 0.301 | 946.924 | 45.732 | 0.804 | 0.837 | 5.007 | 0.252 | 761.157 | 38.267 | 25.5692 | 2.372 | 0.125 | 60.65 | 3.1961 | 0.381 | 0.41716 | 2681 | 11 | Wet Detention Pond (S) | 0.6 |  |  | TMDL | TMDL |  |  | 51203.1249 | 28069547.0983 | 549 | 30% | 55% | 18.195 | 1.7579
90 | 8 | 1.6696 | 551 | 90 | 8 | AGR | 14.8163 | 0.836 | 539.79 | 30.457 | 0.804 | 0.837 | 11.911 | 0.7 | 433.944 | 25.486 | 1.6696 | 5.671 | 0.35 | 9.4686 | 0.58438 | 0.383 | 0.4187 | 2681 | 11 | Wet Detention Pond (S) | 0.6 |  |  | TMDL | TMDL |  |  | 51203.1249 | 28069547.0983 | 551 | 30% | 55% | 2.8406 | 0.32141
90 | 10 | 9.2793 | 552 | 90 | 10 | RAN | 4.8008 | 0.216 | 176.964 | 7.972 | 0.804 | 0.837 | 3.86 | 0.181 | 142.278 | 6.671 | 9.2793 | 1.835 | 0.09 | 17.0275 | 0.83514 | 0.382 | 0.41812 | 2681 | 11 | Wet Detention Pond (S) | 0.6 |  |  | TMDL | TMDL |  |  | 51203.1249 | 28069547.0983 | 552 | 30% | 55% | 5.1083 | 0.45933
90 | 11 | 6.1132 | 553 | 90 | 11 | FOR | 2.8901 | 0.129 | 722.975 | 32.197 | 0.805 | 0.838 | 2.326 | 0.108 | 581.805 | 26.979 | 6.1132 | 1.119 | 0.054 | 6.8407 | 0.33011 | 0.387 | 0.42305 | 2681 | 11 | Wet Detention Pond (S) | 0.6 |  |  | TMDL | TMDL |  |  | 51203.1249 | 28069547.0983 | 553 | 30% | 55% | 2.0522 | 0.18156
90 | 12 | 11.9512 | 554 | 90 | 12 | WAT | 0.83586 | 0.028 | 130.779 | 4.341 | 0.808 | 0.839 | 0.676 | 0.023 | 105.721 | 3.643 | 11.9512 | 0.322 | 0.012 | 3.8483 | 0.14341 | 0.385 | 0.41867 | 2681 | 11 | Wet Detention Pond (S) | 0.6 |  |  | TMDL | TMDL |  |  | 51203.1249 | 28069547.0983 | 554 | 30% | 55% | 1.1545 | 0.078878
90 | 13 | 25.0492 | 555 | 90 | 13 | WET | 1.6912 | 0.073 | 1170.334 | 50.223 | 0.811 | 0.843 | 1.372 | 0.061 | 949.219 | 42.348 | 25.0492 | 0.66 | 0.031 | 16.5325 | 0.77653 | 0.39 | 0.4275 | 2681 | 11 | Wet Detention Pond (S) | 0.6 |  |  | TMDL | TMDL |  |  | 51203.1249 | 28069547.0983 | 555 | 30% | 55% | 4.9597 | 0.42709
39 | 4 | 0.0039744 | 262 | 39 | 4 | IND | 9.1209 | 1.105 | 1283.176 | 155.409 | 1.075 | 1.081 | 9.803 | 1.194 | 1379.191 | 167.989 | 0.0039744 | 9.077 | 1.086 | 0.036075 | 0.0043162 | 0.995 | 0.98268 | 2682 | 11 | Wet Detention Pond (S) | 0.6 |  |  | TMDL | TMDL |  |  | 206.6375 | 173.1231 | 262 | 30% | 55% | 0.010823 | 0.0023739
15 | 2 | 0.29636 | 48 | 15 | 2 | MDR | 7.3702 | 0.422 | 5942.609 | 340.176 | 0.471 | 0.494 | 3.471 | 0.209 | 2798.745 | 168.156 | 0.29636 | 3.471 | 0.209 | 1.0287 | 0.061939 | 0.471 | 0.49432 | 2683 | 11 | Wet Detention Pond (S) | 0.6 |  |  | TMDL | TMDL |  |  | 2927.0301 | 564610.4323 | 48 | 30% | 55% | 0.3086 | 0.034067
15 | 3 | 10.7328 | 49 | 15 | 3 | HDR | 15.855 | 1.386 | 5622.889 | 491.639 | 0.471 | 0.496 | 7.465 | 0.687 | 2647.371 | 243.749 | 10.7328 | 7.465 | 0.687 | 80.1202 | 7.3734 | 0.471 | 0.49579 | 2683 | 11 | Wet Detention Pond (S) | 0.6 |  |  | TMDL | TMDL |  |  | 2927.0301 | 564610.4323 | 49 | 30% | 55% | 24.036 | 4.0554
15 | 12 | 0.9464 | 55 | 15 | 12 | WAT | 0.52271 | 0.019 | 21.169 | 0.761 | 0.475 | 0.496 | 0.248 | 0.009 | 10.049 | 0.378 | 0.9464 | 0.248 | 0.009 | 0.23471 | 0.0085176 | 0.475 | 0.49632 | 2683 | 11 | Wet Detention Pond (S) | 0.6 |  |  | TMDL | TMDL |  |  | 2927.0301 | 564610.4323 | 55 | 30% | 55% | 0.070412 | 0.0046847
15 | 13 | 0.98619 | 56 | 15 | 13 | WET | 5.949 | 0.459 | 2341.804 | 180.724 | 0.473 | 0.503 | 2.811 | 0.231 | 1106.548 | 90.851 | 0.98619 | 2.811 | 0.231 | 2.7722 | 0.22781 | 0.473 | 0.50271 | 2683 | 11 | Wet Detention Pond (S) | 0.6 |  |  | TMDL | TMDL |  |  | 2927.0301 | 564610.4323 | 56 | 30% | 55% | 0.83166 | 0.1253
40 | 4 | 0.17428 | 274 | 40 | 4 | IND | 14.4118 | 1.299 | 3327.006 | 299.956 | 0.876 | 0.883 | 12.618 | 1.147 | 2912.902 | 264.815 | 0.17428 | 12.618 | 1.147 | 2.1991 | 0.1999 | 0.876 | 0.88285 | 2684 | 11 | Wet Detention Pond (S) | 0.6 |  |  | TMDL | TMDL |  |  | 10842.952 | 1630598.181 | 274 | 30% | 55% | 0.65973 | 0.10995
90 | 1 | 1.0248e-08 | 545 | 90 | 1 | LDR | 6.1079 | 0.308 | 1822.248 | 91.801 | 0.804 | 0.837 | 4.91 | 0.257 | 1464.821 | 76.812 | 1.0248e-08 | 2.322 | 0.128 | 2.3796e-08 | 1.3118e-09 | 0.38 | 0.41636 | 2684 | 11 | Wet Detention Pond (S) | 0.6 |  |  | TMDL | TMDL |  |  | 10842.952 | 1630598.181 | 545 | 30% | 55% | 7.1389e-09 | 7.2148e-10
90 | 2 | 0.89797 | 546 | 90 | 2 | MDR | 11.3664 | 0.605 | 14884.136 | 791.874 | 0.804 | 0.836 | 9.135 | 0.506 | 11961.814 | 662.37 | 0.89797 | 4.317 | 0.251 | 3.8765 | 0.22539 | 0.38 | 0.41575 | 2684 | 11 | Wet Detention Pond (S) | 0.6 |  |  | TMDL | TMDL |  |  | 10842.952 | 1630598.181 | 546 | 30% | 55% | 1.163 | 0.12396
90 | 3 | 25.1458 | 547 | 90 | 3 | HDR | 24.4137 | 2.012 | 3405.251 | 280.671 | 0.804 | 0.836 | 19.617 | 1.683 | 2736.254 | 234.726 | 25.1458 | 9.268 | 0.84 | 233.0517 | 21.1225 | 0.38 | 0.4172 | 2684 | 11 | Wet Detention Pond (S) | 0.6 |  |  | TMDL | TMDL |  |  | 10842.952 | 1630598.181 | 547 | 30% | 55% | 69.9155 | 11.6174
90 | 4 | 4.8906 | 548 | 90 | 4 | IND | 14.9374 | 1.425 | 2368.245 | 225.99 | 0.803 | 0.836 | 11.993 | 1.191 | 1901.418 | 188.888 | 4.8906 | 5.645 | 0.592 | 27.6073 | 2.8952 | 0.378 | 0.41522 | 2684 | 11 | Wet Detention Pond (S) | 0.6 |  |  | TMDL | TMDL |  |  | 10842.952 | 1630598.181 | 548 | 30% | 55% | 8.2822 | 1.5924
90 | 11 | 1.1885 | 553 | 90 | 11 | FOR | 2.8901 | 0.129 | 722.975 | 32.197 | 0.805 | 0.838 | 2.326 | 0.108 | 581.805 | 26.979 | 1.1885 | 1.119 | 0.054 | 1.33 | 0.064181 | 0.387 | 0.42305 | 2684 | 11 | Wet Detention Pond (S) | 0.6 |  |  | TMDL | TMDL |  |  | 10842.952 | 1630598.181 | 553 | 30% | 55% | 0.39899 | 0.035299
90 | 12 | 3.0438 | 554 | 90 | 12 | WAT | 0.83586 | 0.028 | 130.779 | 4.341 | 0.808 | 0.839 | 0.676 | 0.023 | 105.721 | 3.643 | 3.0438 | 0.322 | 0.012 | 0.9801 | 0.036526 | 0.385 | 0.41867 | 2684 | 11 | Wet Detention Pond (S) | 0.6 |  |  | TMDL | TMDL |  |  | 10842.952 | 1630598.181 | 554 | 30% | 55% | 0.29403 | 0.020089
90 | 13 | 2.0925 | 555 | 90 | 13 | WET | 1.6912 | 0.073 | 1170.334 | 50.223 | 0.811 | 0.843 | 1.372 | 0.061 | 949.219 | 42.348 | 2.0925 | 0.66 | 0.031 | 1.3811 | 0.064869 | 0.39 | 0.4275 | 2684 | 11 | Wet Detention Pond (S) | 0.6 |  |  | TMDL | TMDL |  |  | 10842.952 | 1630598.181 | 555 | 30% | 55% | 0.41432 | 0.035678
39 | 4 | 0.012402 | 262 | 39 | 4 | IND | 9.1209 | 1.105 | 1283.176 | 155.409 | 1.075 | 1.081 | 9.803 | 1.194 | 1379.191 | 167.989 | 0.012402 | 9.077 | 1.086 | 0.11257 | 0.013469 | 0.995 | 0.98268 | 2685 | 11 | Wet Detention Pond (S) | 0.6 |  |  | TMDL | TMDL |  |  | 279.3433 | 540.234 | 262 | 30% | 55% | 0.033772 | 0.0074078
40 | 4 | 0.39281 | 274 | 40 | 4 | IND | 14.4118 | 1.299 | 3327.006 | 299.956 | 0.876 | 0.883 | 12.618 | 1.147 | 2912.902 | 264.815 | 0.39281 | 12.618 | 1.147 | 4.9565 | 0.45056 | 0.876 | 0.88285 | 2686 | 11 | Wet Detention Pond (S) | 0.6 |  |  | TMDL | TMDL |  |  | 1096.9758 | 54568.1664 | 274 | 30% | 55% | 1.4869 | 0.24781
40 | 11 | 0.0018339 | 279 | 40 | 11 | FOR | 3.6901 | 0.154 | 450.076 | 18.808 | 0.88 | 0.888 | 3.247 | 0.137 | 396.042 | 16.694 | 0.0018339 | 3.247 | 0.137 | 0.0059548 | 0.00025125 | 0.88 | 0.8876 | 2686 | 11 | Wet Detention Pond (S) | 0.6 |  |  | TMDL | TMDL |  |  | 1096.9758 | 54568.1664 | 279 | 30% | 55% | 0.0017864 | 0.00013819
90 | 4 | 0.85807 | 548 | 90 | 4 | IND | 14.9374 | 1.425 | 2368.245 | 225.99 | 0.803 | 0.836 | 11.993 | 1.191 | 1901.418 | 188.888 | 0.85807 | 5.645 | 0.592 | 4.8438 | 0.50798 | 0.378 | 0.41522 | 2686 | 11 | Wet Detention Pond (S) | 0.6 |  |  | TMDL | TMDL |  |  | 1096.9758 | 54568.1664 | 548 | 30% | 55% | 1.4531 | 0.27939
15 | 2 | 7.7288 | 48 | 15 | 2 | MDR | 7.3702 | 0.422 | 5942.609 | 340.176 | 0.471 | 0.494 | 3.471 | 0.209 | 2798.745 | 168.156 | 7.7288 | 3.471 | 0.209 | 26.8265 | 1.6153 | 0.471 | 0.49432 | 2687 | 11 | Wet Detention Pond (S) | 0.6 |  |  | TMDL | TMDL |  |  | 23241.8111 | 5522949.6367 | 48 | 30% | 55% | 8.048 | 0.88842
15 | 3 | 39.3873 | 49 | 15 | 3 | HDR | 15.855 | 1.386 | 5622.889 | 491.639 | 0.471 | 0.496 | 7.465 | 0.687 | 2647.371 | 243.749 | 39.3873 | 7.465 | 0.687 | 294.0265 | 27.0591 | 0.471 | 0.49579 | 2687 | 11 | Wet Detention Pond (S) | 0.6 |  |  | TMDL | TMDL |  |  | 23241.8111 | 5522949.6367 | 49 | 30% | 55% | 88.2079 | 14.8825
15 | 12 | 4.1716 | 55 | 15 | 12 | WAT | 0.52271 | 0.019 | 21.169 | 0.761 | 0.475 | 0.496 | 0.248 | 0.009 | 10.049 | 0.378 | 4.1716 | 0.248 | 0.009 | 1.0346 | 0.037544 | 0.475 | 0.49632 | 2687 | 11 | Wet Detention Pond (S) | 0.6 |  |  | TMDL | TMDL |  |  | 23241.8111 | 5522949.6367 | 55 | 30% | 55% | 0.31037 | 0.020649
15 | 13 | 2.1207 | 56 | 15 | 13 | WET | 5.949 | 0.459 | 2341.804 | 180.724 | 0.473 | 0.503 | 2.811 | 0.231 | 1106.548 | 90.851 | 2.1207 | 2.811 | 0.231 | 5.9614 | 0.48989 | 0.473 | 0.50271 | 2687 | 11 | Wet Detention Pond (S) | 0.6 |  |  | TMDL | TMDL |  |  | 23241.8111 | 5522949.6367 | 56 | 30% | 55% | 1.7884 | 0.26944
90 | 1 | 12.306 | 545 | 90 | 1 | LDR | 6.1079 | 0.308 | 1822.248 | 91.801 | 0.804 | 0.837 | 4.91 | 0.257 | 1464.821 | 76.812 | 12.306 | 2.322 | 0.128 | 28.5744 | 1.5752 | 0.38 | 0.41636 | 2687 | 11 | Wet Detention Pond (S) | 0.6 |  |  | TMDL | TMDL |  |  | 23241.8111 | 5522949.6367 | 545 | 30% | 55% | 8.5723 | 0.86634
90 | 2 | 13.7576 | 546 | 90 | 2 | MDR | 11.3664 | 0.605 | 14884.136 | 791.874 | 0.804 | 0.836 | 9.135 | 0.506 | 11961.814 | 662.37 | 13.7576 | 4.317 | 0.251 | 59.3916 | 3.4532 | 0.38 | 0.41575 | 2687 | 11 | Wet Detention Pond (S) | 0.6 |  |  | TMDL | TMDL |  |  | 23241.8111 | 5522949.6367 | 546 | 30% | 55% | 17.8175 | 1.8992
90 | 3 | 32.8357 | 547 | 90 | 3 | HDR | 24.4137 | 2.012 | 3405.251 | 280.671 | 0.804 | 0.836 | 19.617 | 1.683 | 2736.254 | 234.726 | 32.8357 | 9.268 | 0.84 | 304.3212 | 27.582 | 0.38 | 0.4172 | 2687 | 11 | Wet Detention Pond (S) | 0.6 |  |  | TMDL | TMDL |  |  | 23241.8111 | 5522949.6367 | 547 | 30% | 55% | 91.2963 | 15.1701
90 | 4 | 0.2258 | 548 | 90 | 4 | IND | 14.9374 | 1.425 | 2368.245 | 225.99 | 0.803 | 0.836 | 11.993 | 1.191 | 1901.418 | 188.888 | 0.2258 | 5.645 | 0.592 | 1.2746 | 0.13367 | 0.378 | 0.41522 | 2687 | 11 | Wet Detention Pond (S) | 0.6 |  |  | TMDL | TMDL |  |  | 23241.8111 | 5522949.6367 | 548 | 30% | 55% | 0.38239 | 0.07352
90 | 12 | 12.7236 | 554 | 90 | 12 | WAT | 0.83586 | 0.028 | 130.779 | 4.341 | 0.808 | 0.839 | 0.676 | 0.023 | 105.721 | 3.643 | 12.7236 | 0.322 | 0.012 | 4.097 | 0.15268 | 0.385 | 0.41867 | 2687 | 11 | Wet Detention Pond (S) | 0.6 |  |  | TMDL | TMDL |  |  | 23241.8111 | 5522949.6367 | 554 | 30% | 55% | 1.2291 | 0.083976
90 | 13 | 1.5329 | 555 | 90 | 13 | WET | 1.6912 | 0.073 | 1170.334 | 50.223 | 0.811 | 0.843 | 1.372 | 0.061 | 949.219 | 42.348 | 1.5329 | 0.66 | 0.031 | 1.0117 | 0.04752 | 0.39 | 0.4275 | 2687 | 11 | Wet Detention Pond (S) | 0.6 |  |  | TMDL | TMDL |  |  | 23241.8111 | 5522949.6367 | 555 | 30% | 55% | 0.30352 | 0.026136
39 | 4 | 0.0057673 | 262 | 39 | 4 | IND | 9.1209 | 1.105 | 1283.176 | 155.409 | 1.075 | 1.081 | 9.803 | 1.194 | 1379.191 | 167.989 | 0.0057673 | 9.077 | 1.086 | 0.05235 | 0.0062633 | 0.995 | 0.98268 | 2688 | 11 | Wet Detention Pond (S) | 0.6 |  |  | TMDL | TMDL |  |  | 181.1143 | 251.2223 | 262 | 30% | 55% | 0.015705 | 0.0034448
39 | 4 | 0.050548 | 262 | 39 | 4 | IND | 9.1209 | 1.105 | 1283.176 | 155.409 | 1.075 | 1.081 | 9.803 | 1.194 | 1379.191 | 167.989 | 0.050548 | 9.077 | 1.086 | 0.45882 | 0.054895 | 0.995 | 0.98268 | 2689 | 11 | Wet Detention Pond (S) | 0.6 |  |  | TMDL | TMDL |  |  | 1107.9464 | 2201.859 | 262 | 30% | 55% | 0.13765 | 0.030192
39 | 4 | 0.0085583 | 262 | 39 | 4 | IND | 9.1209 | 1.105 | 1283.176 | 155.409 | 1.075 | 1.081 | 9.803 | 1.194 | 1379.191 | 167.989 | 0.0085583 | 9.077 | 1.086 | 0.077684 | 0.0092943 | 0.995 | 0.98268 | 2690 | 11 | Wet Detention Pond (S) | 0.6 |  |  | TMDL | TMDL |  |  | 281.8942 | 372.7986 | 262 | 30% | 55% | 0.023305 | 0.0051119
98 | 1 | 8.0936 | 612 | 98 | 1 | LDR | 5.2337 | 0.483 | 1131.223 | 104.393 | 1.01 | 2 | 5.286 | 0.966 | 1142.425 | 208.786 | 8.0936 | 4.367 | 0.398 | 35.3448 | 3.2213 | 0.834 | 0.82413 | 2691 | 11 | Wet Detention Pond (S) | 0.6 |  |  | TMDL | TMDL |  |  | 4597.4374 | 352593.5326 | 612 | 30% | 55% | 10.6034 | 1.7717
98 | 13 | 0.00085049 | 620 | 98 | 13 | WET | 2.2526 | 0.176 | 2135.004 | 166.457 | 1.017 | 2 | 2.29 | 0.351 | 2170.555 | 332.915 | 0.00085049 | 1.946 | 0.15 | 0.0016551 | 0.00012757 | 0.864 | 0.85634 | 2691 | 11 | Wet Detention Pond (S) | 0.6 |  |  | TMDL | TMDL |  |  | 4597.4374 | 352593.5326 | 620 | 30% | 55% | 0.00049652 | 7.0166e-05
38 | 2 | 8.7682 | 248 | 38 | 2 | MDR | 8.5662 | 0.781 | 5390.011 | 491.366 | 0.752 | 0.731 | 6.439 | 0.571 | 4051.586 | 359.418 | 8.7682 | 6.439 | 0.571 | 56.4585 | 5.0066 | 0.752 | 0.73147 | 2692 | 11 | Wet Detention Pond (S) | 0.6 |  |  | TMDL | TMDL |  |  | 9193.2569 | 1971213.3467 | 248 | 30% | 55% | 16.9376 | 2.7537
38 | 4 | 0.007361 | 250 | 38 | 4 | IND | 13.0332 | 1.643 | 2693.398 | 339.537 | 0.746 | 0.728 | 9.718 | 1.196 | 2008.316 | 247.156 | 0.007361 | 9.718 | 1.196 | 0.071534 | 0.0088037 | 0.746 | 0.72792 | 2692 | 11 | Wet Detention Pond (S) | 0.6 |  |  | TMDL | TMDL |  |  | 9193.2569 | 1971213.3467 | 250 | 30% | 55% | 0.02146 | 0.0048421
38 | 11 | 0.0056047 | 256 | 38 | 11 | FOR | 1.6256 | 0.124 | 281.493 | 21.55 | 0.772 | 0.759 | 1.255 | 0.094 | 217.292 | 16.357 | 0.0056047 | 1.255 | 0.094 | 0.0070339 | 0.00052684 | 0.772 | 0.759 | 2692 | 11 | Wet Detention Pond (S) | 0.6 |  |  | TMDL | TMDL |  |  | 9193.2569 | 1971213.3467 | 256 | 30% | 55% | 0.0021102 | 0.00028976
38 | 13 | 0.0022211 | 258 | 38 | 13 | WET | 6.7199 | 0.666 | 2399.981 | 237.942 | 0.759 | 0.75 | 5.104 | 0.5 | 1822.705 | 178.541 | 0.0022211 | 5.104 | 0.5 | 0.011337 | 0.0011106 | 0.759 | 0.75035 | 2692 | 11 | Wet Detention Pond (S) | 0.6 |  |  | TMDL | TMDL |  |  | 9193.2569 | 1971213.3467 | 258 | 30% | 55% | 0.003401 | 0.00061081
39 | 2 | 30.981 | 260 | 39 | 2 | MDR | 5.5159 | 0.507 | 1488.242 | 136.786 | 1.075 | 1.082 | 5.931 | 0.548 | 1600.239 | 147.975 | 30.981 | 5.492 | 0.499 | 170.1478 | 15.4595 | 0.996 | 0.98346 | 2692 | 11 | Wet Detention Pond (S) | 0.6 |  |  | TMDL | TMDL |  |  | 9193.2569 | 1971213.3467 | 260 | 30% | 55% | 51.0443 | 8.5027
39 | 3 | 0.020081 | 261 | 39 | 3 | HDR | 11.5112 | 1.269 | 2174.863 | 239.794 | 1.075 | 1.082 | 12.376 | 1.373 | 2338.17 | 259.4 | 0.020081 | 11.459 | 1.248 | 0.23011 | 0.025062 | 0.995 | 0.98342 | 2692 | 11 | Wet Detention Pond (S) | 0.6 |  |  | TMDL | TMDL |  |  | 9193.2569 | 1971213.3467 | 261 | 30% | 55% | 0.069034 | 0.013784
39 | 4 | 0.18679 | 262 | 39 | 4 | IND | 9.1209 | 1.105 | 1283.176 | 155.409 | 1.075 | 1.081 | 9.803 | 1.194 | 1379.191 | 167.989 | 0.18679 | 9.077 | 1.086 | 1.6955 | 0.20285 | 0.995 | 0.98268 | 2692 | 11 | Wet Detention Pond (S) | 0.6 |  |  | TMDL | TMDL |  |  | 9193.2569 | 1971213.3467 | 262 | 30% | 55% | 0.50864 | 0.11157
39 | 7 | 0.0088685 | 264 | 39 | 7 | PAS | 4.1697 | 0.36 | 495.518 | 42.729 | 1.074 | 1.083 | 4.478 | 0.389 | 532.207 | 46.259 | 0.0088685 | 4.147 | 0.354 | 0.036778 | 0.0031394 | 0.994 | 0.98418 | 2692 | 11 | Wet Detention Pond (S) | 0.6 |  |  | TMDL | TMDL |  |  | 9193.2569 | 1971213.3467 | 264 | 30% | 55% | 0.011033 | 0.0017267
39 | 8 | 0.0029345 | 265 | 39 | 8 | AGR | 5.0969 | 0.451 | 1321.577 | 117.033 | 1.075 | 1.083 | 5.477 | 0.489 | 1420.241 | 126.723 | 0.0029345 | 5.072 | 0.444 | 0.014884 | 0.0013029 | 0.995 | 0.98436 | 2692 | 11 | Wet Detention Pond (S) | 0.6 |  |  | TMDL | TMDL |  |  | 9193.2569 | 1971213.3467 | 265 | 30% | 55% | 0.0044651 | 0.0007166
39 | 9 | 0.079853 | 266 | 39 | 9 | AGT | 3.2415 | 0.281 | 204.239 | 17.702 | 1.075 | 1.083 | 3.484 | 0.304 | 219.54 | 19.169 | 0.079853 | 3.226 | 0.277 | 0.25761 | 0.022119 | 0.995 | 0.98444 | 2692 | 11 | Wet Detention Pond (S) | 0.6 |  |  | TMDL | TMDL |  |  | 9193.2569 | 1971213.3467 | 266 | 30% | 55% | 0.077282 | 0.012166
39 | 12 | 3.6522 | 269 | 39 | 12 | WAT | 0.27851 | 0.019 | 88.781 | 6.052 | 1.081 | 1.084 | 0.301 | 0.021 | 95.936 | 6.562 | 3.6522 | 0.279 | 0.019 | 1.019 | 0.069391 | 1.001 | 0.98565 | 2692 | 11 | Wet Detention Pond (S) | 0.6 |  |  | TMDL | TMDL |  |  | 9193.2569 | 1971213.3467 | 269 | 30% | 55% | 0.30569 | 0.038165
39 | 13 | 1.5379 | 270 | 39 | 13 | WET | 2.4147 | 0.224 | 8471.903 | 784.954 | 1.082 | 1.085 | 2.613 | 0.243 | 9167.141 | 851.506 | 1.5379 | 2.419 | 0.221 | 3.7202 | 0.33988 | 1.002 | 0.98617 | 2692 | 11 | Wet Detention Pond (S) | 0.6 |  |  | TMDL | TMDL |  |  | 9193.2569 | 1971213.3467 | 270 | 30% | 55% | 1.1161 | 0.18693
90 | 4 | 0.087696 | 548 | 90 | 4 | IND | 14.9374 | 1.425 | 2368.245 | 225.99 | 0.803 | 0.836 | 11.993 | 1.191 | 1901.418 | 188.888 | 0.087696 | 5.645 | 0.592 | 0.49504 | 0.051916 | 0.378 | 0.41522 | 2693 | 11 | Wet Detention Pond (S) | 0.6 |  |  | TMDL | TMDL |  |  | 1376.0836 | 3820.0055 | 548 | 30% | 55% | 0.14851 | 0.028554
90 | 2 | 0.50039 | 546 | 90 | 2 | MDR | 11.3664 | 0.605 | 14884.136 | 791.874 | 0.804 | 0.836 | 9.135 | 0.506 | 11961.814 | 662.37 | 0.50039 | 4.317 | 0.251 | 2.1602 | 0.1256 | 0.38 | 0.41575 | 2694 | 11 | Wet Detention Pond (S) | 0.6 |  |  | TMDL | TMDL |  |  | 3058.1384 | 515461.6415 | 546 | 30% | 55% | 0.64805 | 0.069079
90 | 3 | 10.4149 | 547 | 90 | 3 | HDR | 24.4137 | 2.012 | 3405.251 | 280.671 | 0.804 | 0.836 | 19.617 | 1.683 | 2736.254 | 234.726 | 10.4149 | 9.268 | 0.84 | 96.5257 | 8.7486 | 0.38 | 0.4172 | 2694 | 11 | Wet Detention Pond (S) | 0.6 |  |  | TMDL | TMDL |  |  | 3058.1384 | 515461.6415 | 547 | 30% | 55% | 28.9577 | 4.8117
90 | 4 | 0.0016018 | 548 | 90 | 4 | IND | 14.9374 | 1.425 | 2368.245 | 225.99 | 0.803 | 0.836 | 11.993 | 1.191 | 1901.418 | 188.888 | 0.0016018 | 5.645 | 0.592 | 0.0090421 | 0.00094826 | 0.378 | 0.41522 | 2694 | 11 | Wet Detention Pond (S) | 0.6 |  |  | TMDL | TMDL |  |  | 3058.1384 | 515461.6415 | 548 | 30% | 55% | 0.0027126 | 0.00052154
90 | 11 | 0.081383 | 553 | 90 | 11 | FOR | 2.8901 | 0.129 | 722.975 | 32.197 | 0.805 | 0.838 | 2.326 | 0.108 | 581.805 | 26.979 | 0.081383 | 1.119 | 0.054 | 0.091067 | 0.0043947 | 0.387 | 0.42305 | 2694 | 11 | Wet Detention Pond (S) | 0.6 |  |  | TMDL | TMDL |  |  | 3058.1384 | 515461.6415 | 553 | 30% | 55% | 0.02732 | 0.0024171
90 | 12 | 0.8351 | 554 | 90 | 12 | WAT | 0.83586 | 0.028 | 130.779 | 4.341 | 0.808 | 0.839 | 0.676 | 0.023 | 105.721 | 3.643 | 0.8351 | 0.322 | 0.012 | 0.2689 | 0.010021 | 0.385 | 0.41867 | 2694 | 11 | Wet Detention Pond (S) | 0.6 |  |  | TMDL | TMDL |  |  | 3058.1384 | 515461.6415 | 554 | 30% | 55% | 0.080671 | 0.0055117
39 | 4 | 0.018019 | 262 | 39 | 4 | IND | 9.1209 | 1.105 | 1283.176 | 155.409 | 1.075 | 1.081 | 9.803 | 1.194 | 1379.191 | 167.989 | 0.018019 | 9.077 | 1.086 | 0.16356 | 0.019568 | 0.995 | 0.98268 | 2695 | 11 | Wet Detention Pond (S) | 0.6 |  |  | TMDL | TMDL |  |  | 1496.9904 | 16941.6631 | 262 | 30% | 55% | 0.049067 | 0.010763
39 | 12 | 0.0041375 | 269 | 39 | 12 | WAT | 0.27851 | 0.019 | 88.781 | 6.052 | 1.081 | 1.084 | 0.301 | 0.021 | 95.936 | 6.562 | 0.0041375 | 0.279 | 0.019 | 0.0011544 | 7.8612e-05 | 1.001 | 0.98565 | 2695 | 11 | Wet Detention Pond (S) | 0.6 |  |  | TMDL | TMDL |  |  | 1496.9904 | 16941.6631 | 269 | 30% | 55% | 0.00034631 | 4.3237e-05
39 | 13 | 0.36677 | 270 | 39 | 13 | WET | 2.4147 | 0.224 | 8471.903 | 784.954 | 1.082 | 1.085 | 2.613 | 0.243 | 9167.141 | 851.506 | 0.36677 | 2.419 | 0.221 | 0.88723 | 0.081057 | 1.002 | 0.98617 | 2695 | 11 | Wet Detention Pond (S) | 0.6 |  |  | TMDL | TMDL |  |  | 1496.9904 | 16941.6631 | 270 | 30% | 55% | 0.26617 | 0.044581
39 | 4 | 0.036307 | 262 | 39 | 4 | IND | 9.1209 | 1.105 | 1283.176 | 155.409 | 1.075 | 1.081 | 9.803 | 1.194 | 1379.191 | 167.989 | 0.036307 | 9.077 | 1.086 | 0.32956 | 0.039429 | 0.995 | 0.98268 | 2696 | 11 | Wet Detention Pond (S) | 0.6 |  |  | TMDL | TMDL |  |  | 338.7665 | 5783.6499 | 262 | 30% | 55% | 0.098867 | 0.021686
39 | 13 | 0.084313 | 270 | 39 | 13 | WET | 2.4147 | 0.224 | 8471.903 | 784.954 | 1.082 | 1.085 | 2.613 | 0.243 | 9167.141 | 851.506 | 0.084313 | 2.419 | 0.221 | 0.20395 | 0.018633 | 1.002 | 0.98617 | 2696 | 11 | Wet Detention Pond (S) | 0.6 |  |  | TMDL | TMDL |  |  | 338.7665 | 5783.6499 | 270 | 30% | 55% | 0.061186 | 0.010248
15 | 4 | 0.10779 | 50 | 15 | 4 | IND | 9.745 | 0.997 | 2826.058 | 289.213 | 0.468 | 0.494 | 4.565 | 0.492 | 1323.876 | 142.73 | 0.10779 | 4.565 | 0.492 | 0.49208 | 0.053035 | 0.468 | 0.49351 | 2697 | 11 | Wet Detention Pond (S) | 0.6 |  |  | TMDL | TMDL |  |  | 318.4361 | 4695.4876 | 50 | 30% | 55% | 0.14762 | 0.029169
15 | 4 | 0.096858 | 50 | 15 | 4 | IND | 9.745 | 0.997 | 2826.058 | 289.213 | 0.468 | 0.494 | 4.565 | 0.492 | 1323.876 | 142.73 | 0.096858 | 4.565 | 0.492 | 0.44216 | 0.047654 | 0.468 | 0.49351 | 2698 | 11 | Wet Detention Pond (S) | 0.6 |  |  | TMDL | TMDL |  |  | 500.7993 | 4219.6048 | 50 | 30% | 55% | 0.13265 | 0.02621
15 | 12 | 1.1451e-05 | 55 | 15 | 12 | WAT | 0.52271 | 0.019 | 21.169 | 0.761 | 0.475 | 0.496 | 0.248 | 0.009 | 10.049 | 0.378 | 1.1451e-05 | 0.248 | 0.009 | 2.8399e-06 | 1.0306e-07 | 0.475 | 0.49632 | 2698 | 11 | Wet Detention Pond (S) | 0.6 |  |  | TMDL | TMDL |  |  | 500.7993 | 4219.6048 | 55 | 30% | 55% | 8.5198e-07 | 5.6684e-08
15 | 4 | 0.0017467 | 50 | 15 | 4 | IND | 9.745 | 0.997 | 2826.058 | 289.213 | 0.468 | 0.494 | 4.565 | 0.492 | 1323.876 | 142.73 | 0.0017467 | 4.565 | 0.492 | 0.0079738 | 0.00085939 | 0.468 | 0.49351 | 2699 | 11 | Wet Detention Pond (S) | 0.6 |  |  | TMDL | TMDL |  |  | 64.9758 | 81.3955 | 50 | 30% | 55% | 0.0023922 | 0.00047267
15 | 12 | 0.00012184 | 55 | 15 | 12 | WAT | 0.52271 | 0.019 | 21.169 | 0.761 | 0.475 | 0.496 | 0.248 | 0.009 | 10.049 | 0.378 | 0.00012184 | 0.248 | 0.009 | 3.0217e-05 | 1.0966e-06 | 0.475 | 0.49632 | 2699 | 11 | Wet Detention Pond (S) | 0.6 |  |  | TMDL | TMDL |  |  | 64.9758 | 81.3955 | 55 | 30% | 55% | 9.0652e-06 | 6.0313e-07
90 | 2 | 28.8599 | 546 | 90 | 2 | MDR | 11.3664 | 0.605 | 14884.136 | 791.874 | 0.804 | 0.836 | 9.135 | 0.506 | 11961.814 | 662.37 | 28.8599 | 4.317 | 0.251 | 124.5883 | 7.2438 | 0.38 | 0.41575 | 2700 | 11 | Wet Detention Pond (S) | 0.6 |  |  | TMDL | TMDL |  |  | 6825.7521 | 1424676.7232 | 546 | 30% | 55% | 37.3765 | 3.9841
90 | 4 | 0.25564 | 548 | 90 | 4 | IND | 14.9374 | 1.425 | 2368.245 | 225.99 | 0.803 | 0.836 | 11.993 | 1.191 | 1901.418 | 188.888 | 0.25564 | 5.645 | 0.592 | 1.4431 | 0.15134 | 0.378 | 0.41522 | 2700 | 11 | Wet Detention Pond (S) | 0.6 |  |  | TMDL | TMDL |  |  | 6825.7521 | 1424676.7232 | 548 | 30% | 55% | 0.43293 | 0.083237
90 | 11 | 1.9326 | 553 | 90 | 11 | FOR | 2.8901 | 0.129 | 722.975 | 32.197 | 0.805 | 0.838 | 2.326 | 0.108 | 581.805 | 26.979 | 1.9326 | 1.119 | 0.054 | 2.1625 | 0.10436 | 0.387 | 0.42305 | 2700 | 11 | Wet Detention Pond (S) | 0.6 |  |  | TMDL | TMDL |  |  | 6825.7521 | 1424676.7232 | 553 | 30% | 55% | 0.64876 | 0.057397
90 | 12 | 1.6581 | 554 | 90 | 12 | WAT | 0.83586 | 0.028 | 130.779 | 4.341 | 0.808 | 0.839 | 0.676 | 0.023 | 105.721 | 3.643 | 1.6581 | 0.322 | 0.012 | 0.5339 | 0.019897 | 0.385 | 0.41867 | 2700 | 11 | Wet Detention Pond (S) | 0.6 |  |  | TMDL | TMDL |  |  | 6825.7521 | 1424676.7232 | 554 | 30% | 55% | 0.16017 | 0.010943
15 | 4 | 0.0083087 | 50 | 15 | 4 | IND | 9.745 | 0.997 | 2826.058 | 289.213 | 0.468 | 0.494 | 4.565 | 0.492 | 1323.876 | 142.73 | 0.0083087 | 4.565 | 0.492 | 0.037929 | 0.0040879 | 0.468 | 0.49351 | 2701 | 11 | Wet Detention Pond (S) | 0.6 |  |  | TMDL | TMDL |  |  | 148.4901 | 361.9218 | 50 | 30% | 55% | 0.011379 | 0.0022483
15 | 4 | 2.252 | 50 | 15 | 4 | IND | 9.745 | 0.997 | 2826.058 | 289.213 | 0.468 | 0.494 | 4.565 | 0.492 | 1323.876 | 142.73 | 2.252 | 4.565 | 0.492 | 10.2802 | 1.108 | 0.468 | 0.49351 | 2702 | 11 | Wet Detention Pond (S) | 0.6 |  |  | TMDL | TMDL |  |  | 1659.4387 | 104937.0243 | 50 | 30% | 55% | 3.0841 | 0.60938
15 | 12 | 0.00015104 | 55 | 15 | 12 | WAT | 0.52271 | 0.019 | 21.169 | 0.761 | 0.475 | 0.496 | 0.248 | 0.009 | 10.049 | 0.378 | 0.00015104 | 0.248 | 0.009 | 3.7457e-05 | 1.3593e-06 | 0.475 | 0.49632 | 2702 | 11 | Wet Detention Pond (S) | 0.6 |  |  | TMDL | TMDL |  |  | 1659.4387 | 104937.0243 | 55 | 30% | 55% | 1.1237e-05 | 7.4764e-07
15 | 13 | 0.15692 | 56 | 15 | 13 | WET | 5.949 | 0.459 | 2341.804 | 180.724 | 0.473 | 0.503 | 2.811 | 0.231 | 1106.548 | 90.851 | 0.15692 | 2.811 | 0.231 | 0.44111 | 0.036249 | 0.473 | 0.50271 | 2702 | 11 | Wet Detention Pond (S) | 0.6 |  |  | TMDL | TMDL |  |  | 1659.4387 | 104937.0243 | 56 | 30% | 55% | 0.13233 | 0.019937
90 | 4 | 3.5434 | 548 | 90 | 4 | IND | 14.9374 | 1.425 | 2368.245 | 225.99 | 0.803 | 0.836 | 11.993 | 1.191 | 1901.418 | 188.888 | 3.5434 | 5.645 | 0.592 | 20.0028 | 2.0977 | 0.378 | 0.41522 | 2703 | 11 | Wet Detention Pond (S) | 0.6 |  |  | TMDL | TMDL |  |  | 4985.4808 | 356202.8618 | 548 | 30% | 55% | 6.0008 | 1.1537
90 | 11 | 0.051648 | 553 | 90 | 11 | FOR | 2.8901 | 0.129 | 722.975 | 32.197 | 0.805 | 0.838 | 2.326 | 0.108 | 581.805 | 26.979 | 0.051648 | 1.119 | 0.054 | 0.057794 | 0.002789 | 0.387 | 0.42305 | 2703 | 11 | Wet Detention Pond (S) | 0.6 |  |  | TMDL | TMDL |  |  | 4985.4808 | 356202.8618 | 553 | 30% | 55% | 0.017338 | 0.0015339
90 | 12 | 3.1147 | 554 | 90 | 12 | WAT | 0.83586 | 0.028 | 130.779 | 4.341 | 0.808 | 0.839 | 0.676 | 0.023 | 105.721 | 3.643 | 3.1147 | 0.322 | 0.012 | 1.0029 | 0.037377 | 0.385 | 0.41867 | 2703 | 11 | Wet Detention Pond (S) | 0.6 |  |  | TMDL | TMDL |  |  | 4985.4808 | 356202.8618 | 554 | 30% | 55% | 0.30088 | 0.020557
90 | 13 | 1.4675 | 555 | 90 | 13 | WET | 1.6912 | 0.073 | 1170.334 | 50.223 | 0.811 | 0.843 | 1.372 | 0.061 | 949.219 | 42.348 | 1.4675 | 0.66 | 0.031 | 0.96855 | 0.045492 | 0.39 | 0.4275 | 2703 | 11 | Wet Detention Pond (S) | 0.6 |  |  | TMDL | TMDL |  |  | 4985.4808 | 356202.8618 | 555 | 30% | 55% | 0.29056 | 0.025021
90 | 4 | 0.19758 | 548 | 90 | 4 | IND | 14.9374 | 1.425 | 2368.245 | 225.99 | 0.803 | 0.836 | 11.993 | 1.191 | 1901.418 | 188.888 | 0.19758 | 5.645 | 0.592 | 1.1153 | 0.11697 | 0.378 | 0.41522 | 2704 | 11 | Wet Detention Pond (S) | 0.6 |  |  | TMDL | TMDL |  |  | 645.0605 | 8606.4213 | 548 | 30% | 55% | 0.3346 | 0.064331
23 | 2 | 5.388 | 121 | 23 | 2 | MDR | 7.0851 | 0.345 | 2693.279 | 131.118 | 0.895 | 0.911 | 6.34 | 0.314 | 2410.131 | 119.396 | 5.388 | 6.34 | 0.314 | 34.1596 | 1.6918 | 0.895 | 0.9106 | 2705 | 11 | Wet Detention Pond (S) | 0.6 |  |  | TMDL | TMDL |  |  | 9394.0816 | 956721.8925 | 121 | 30% | 55% | 10.2479 | 0.9305
23 | 3 | 16.5745 | 122 | 23 | 3 | HDR | 15.1365 | 1.11 | 4936.678 | 361.861 | 0.895 | 0.911 | 13.544 | 1.011 | 4417.226 | 329.591 | 16.5745 | 13.544 | 1.011 | 224.4848 | 16.7568 | 0.895 | 0.91082 | 2705 | 11 | Wet Detention Pond (S) | 0.6 |  |  | TMDL | TMDL |  |  | 9394.0816 | 956721.8925 | 122 | 30% | 55% | 67.3454 | 9.2162
23 | 13 | 0.00097717 | 130 | 23 | 13 | WET | 8.0216 | 0.526 | 6987.131 | 457.734 | 0.893 | 0.91 | 7.166 | 0.478 | 6241.869 | 416.507 | 0.00097717 | 7.166 | 0.478 | 0.0070024 | 0.00046709 | 0.893 | 0.90993 | 2705 | 11 | Wet Detention Pond (S) | 0.6 |  |  | TMDL | TMDL |  |  | 9394.0816 | 956721.8925 | 130 | 30% | 55% | 0.0021007 | 0.0002569
23 | 12 | 0.094056 | 129 | 23 | 12 | WAT | 0.49355 | 0.016 | 34.255 | 1.077 | 0.898 | 0.913 | 0.443 | 0.014 | 30.778 | 0.983 | 0.094056 | 0.443 | 0.014 | 0.041667 | 0.0013168 | 0.898 | 0.91306 | 2706 | 11 | Wet Detention Pond (S) | 0.6 |  |  | TMDL | TMDL |  |  | 1019.493 | 68488.2622 | 129 | 30% | 55% | 0.0125 | 0.00072423
23 | 13 | 1.4782 | 130 | 23 | 13 | WET | 8.0216 | 0.526 | 6987.131 | 457.734 | 0.893 | 0.91 | 7.166 | 0.478 | 6241.869 | 416.507 | 1.4782 | 7.166 | 0.478 | 10.593 | 0.70659 | 0.893 | 0.90993 | 2706 | 11 | Wet Detention Pond (S) | 0.6 |  |  | TMDL | TMDL |  |  | 1019.493 | 68488.2622 | 130 | 30% | 55% | 3.1779 | 0.38863
15 | 3 | 0.025063 | 49 | 15 | 3 | HDR | 15.855 | 1.386 | 5622.889 | 491.639 | 0.471 | 0.496 | 7.465 | 0.687 | 2647.371 | 243.749 | 0.025063 | 7.465 | 0.687 | 0.1871 | 0.017219 | 0.471 | 0.49579 | 2707 | 11 | Wet Detention Pond (S) | 0.6 |  |  | TMDL | TMDL |  |  | 20395.2584 | 8812242.8565 | 49 | 30% | 55% | 0.05613 | 0.0094702
15 | 4 | 0.0165 | 50 | 15 | 4 | IND | 9.745 | 0.997 | 2826.058 | 289.213 | 0.468 | 0.494 | 4.565 | 0.492 | 1323.876 | 142.73 | 0.0165 | 4.565 | 0.492 | 0.075322 | 0.008118 | 0.468 | 0.49351 | 2707 | 11 | Wet Detention Pond (S) | 0.6 |  |  | TMDL | TMDL |  |  | 20395.2584 | 8812242.8565 | 50 | 30% | 55% | 0.022597 | 0.0044649
15 | 13 | 0.024972 | 56 | 15 | 13 | WET | 5.949 | 0.459 | 2341.804 | 180.724 | 0.473 | 0.503 | 2.811 | 0.231 | 1106.548 | 90.851 | 0.024972 | 2.811 | 0.231 | 0.070196 | 0.0057685 | 0.473 | 0.50271 | 2707 | 11 | Wet Detention Pond (S) | 0.6 |  |  | TMDL | TMDL |  |  | 20395.2584 | 8812242.8565 | 56 | 30% | 55% | 0.021059 | 0.0031727
39 | 13 | 0.0059427 | 270 | 39 | 13 | WET | 2.4147 | 0.224 | 8471.903 | 784.954 | 1.082 | 1.085 | 2.613 | 0.243 | 9167.141 | 851.506 | 0.0059427 | 2.419 | 0.221 | 0.014375 | 0.0013133 | 1.002 | 0.98617 | 2707 | 11 | Wet Detention Pond (S) | 0.6 |  |  | TMDL | TMDL |  |  | 20395.2584 | 8812242.8565 | 270 | 30% | 55% | 0.0043126 | 0.00072233
90 | 2 | 130.8903 | 546 | 90 | 2 | MDR | 11.3664 | 0.605 | 14884.136 | 791.874 | 0.804 | 0.836 | 9.135 | 0.506 | 11961.814 | 662.37 | 130.8903 | 4.317 | 0.251 | 565.0535 | 32.8535 | 0.38 | 0.41575 | 2707 | 11 | Wet Detention Pond (S) | 0.6 |  |  | TMDL | TMDL |  |  | 20395.2584 | 8812242.8565 | 546 | 30% | 55% | 169.516 | 18.0694
90 | 3 | 12.4226 | 547 | 90 | 3 | HDR | 24.4137 | 2.012 | 3405.251 | 280.671 | 0.804 | 0.836 | 19.617 | 1.683 | 2736.254 | 234.726 | 12.4226 | 9.268 | 0.84 | 115.133 | 10.435 | 0.38 | 0.4172 | 2707 | 11 | Wet Detention Pond (S) | 0.6 |  |  | TMDL | TMDL |  |  | 20395.2584 | 8812242.8565 | 547 | 30% | 55% | 34.5399 | 5.7393
90 | 4 | 1.6823 | 548 | 90 | 4 | IND | 14.9374 | 1.425 | 2368.245 | 225.99 | 0.803 | 0.836 | 11.993 | 1.191 | 1901.418 | 188.888 | 1.6823 | 5.645 | 0.592 | 9.4965 | 0.99592 | 0.378 | 0.41522 | 2707 | 11 | Wet Detention Pond (S) | 0.6 |  |  | TMDL | TMDL |  |  | 20395.2584 | 8812242.8565 | 548 | 30% | 55% | 2.849 | 0.54775
90 | 6 | 0.068886 | 549 | 90 | 6 | OPE | 6.2286 | 0.301 | 946.924 | 45.732 | 0.804 | 0.837 | 5.007 | 0.252 | 761.157 | 38.267 | 0.068886 | 2.372 | 0.125 | 0.1634 | 0.0086108 | 0.381 | 0.41716 | 2707 | 11 | Wet Detention Pond (S) | 0.6 |  |  | TMDL | TMDL |  |  | 20395.2584 | 8812242.8565 | 549 | 30% | 55% | 0.049019 | 0.0047359
90 | 12 | 16.8435 | 554 | 90 | 12 | WAT | 0.83586 | 0.028 | 130.779 | 4.341 | 0.808 | 0.839 | 0.676 | 0.023 | 105.721 | 3.643 | 16.8435 | 0.322 | 0.012 | 5.4236 | 0.20212 | 0.385 | 0.41867 | 2707 | 11 | Wet Detention Pond (S) | 0.6 |  |  | TMDL | TMDL |  |  | 20395.2584 | 8812242.8565 | 554 | 30% | 55% | 1.6271 | 0.11117
90 | 13 | 40.3219 | 555 | 90 | 13 | WET | 1.6912 | 0.073 | 1170.334 | 50.223 | 0.811 | 0.843 | 1.372 | 0.061 | 949.219 | 42.348 | 40.3219 | 0.66 | 0.031 | 26.6125 | 1.25 | 0.39 | 0.4275 | 2707 | 11 | Wet Detention Pond (S) | 0.6 |  |  | TMDL | TMDL |  |  | 20395.2584 | 8812242.8565 | 555 | 30% | 55% | 7.9837 | 0.68749
15 | 4 | 0.097233 | 50 | 15 | 4 | IND | 9.745 | 0.997 | 2826.058 | 289.213 | 0.468 | 0.494 | 4.565 | 0.492 | 1323.876 | 142.73 | 0.097233 | 4.565 | 0.492 | 0.44387 | 0.047838 | 0.468 | 0.49351 | 2708 | 11 | Wet Detention Pond (S) | 0.6 |  |  | TMDL | TMDL |  |  | 1936.2024 | 4723.9674 | 50 | 30% | 55% | 0.13316 | 0.026311
39 | 4 | 0.011215 | 262 | 39 | 4 | IND | 9.1209 | 1.105 | 1283.176 | 155.409 | 1.075 | 1.081 | 9.803 | 1.194 | 1379.191 | 167.989 | 0.011215 | 9.077 | 1.086 | 0.1018 | 0.01218 | 0.995 | 0.98268 | 2708 | 11 | Wet Detention Pond (S) | 0.6 |  |  | TMDL | TMDL |  |  | 1936.2024 | 4723.9674 | 262 | 30% | 55% | 0.03054 | 0.0066989
90 | 3 | 15.5697 | 547 | 90 | 3 | HDR | 24.4137 | 2.012 | 3405.251 | 280.671 | 0.804 | 0.836 | 19.617 | 1.683 | 2736.254 | 234.726 | 15.5697 | 9.268 | 0.84 | 144.3004 | 13.0786 | 0.38 | 0.4172 | 2709 | 11 | Wet Detention Pond (S) | 0.6 |  |  | TMDL | TMDL |  |  | 4765.0661 | 678365.9427 | 547 | 30% | 55% | 43.2901 | 7.1932
90 | 4 | 0.00034391 | 548 | 90 | 4 | IND | 14.9374 | 1.425 | 2368.245 | 225.99 | 0.803 | 0.836 | 11.993 | 1.191 | 1901.418 | 188.888 | 0.00034391 | 5.645 | 0.592 | 0.0019414 | 0.00020359 | 0.378 | 0.41522 | 2709 | 11 | Wet Detention Pond (S) | 0.6 |  |  | TMDL | TMDL |  |  | 4765.0661 | 678365.9427 | 548 | 30% | 55% | 0.00058241 | 0.00011198
90 | 11 | 0.0015551 | 553 | 90 | 11 | FOR | 2.8901 | 0.129 | 722.975 | 32.197 | 0.805 | 0.838 | 2.326 | 0.108 | 581.805 | 26.979 | 0.0015551 | 1.119 | 0.054 | 0.0017402 | 8.3978e-05 | 0.387 | 0.42305 | 2709 | 11 | Wet Detention Pond (S) | 0.6 |  |  | TMDL | TMDL |  |  | 4765.0661 | 678365.9427 | 553 | 30% | 55% | 0.00052206 | 4.6188e-05
90 | 12 | 4.9016e-05 | 554 | 90 | 12 | WAT | 0.83586 | 0.028 | 130.779 | 4.341 | 0.808 | 0.839 | 0.676 | 0.023 | 105.721 | 3.643 | 4.9016e-05 | 0.322 | 0.012 | 1.5783e-05 | 5.8819e-07 | 0.385 | 0.41867 | 2709 | 11 | Wet Detention Pond (S) | 0.6 |  |  | TMDL | TMDL |  |  | 4765.0661 | 678365.9427 | 554 | 30% | 55% | 4.7349e-06 | 3.235e-07
90 | 13 | 0.0014785 | 555 | 90 | 13 | WET | 1.6912 | 0.073 | 1170.334 | 50.223 | 0.811 | 0.843 | 1.372 | 0.061 | 949.219 | 42.348 | 0.0014785 | 0.66 | 0.031 | 0.0009758 | 4.5833e-05 | 0.39 | 0.4275 | 2709 | 11 | Wet Detention Pond (S) | 0.6 |  |  | TMDL | TMDL |  |  | 4765.0661 | 678365.9427 | 555 | 30% | 55% | 0.00029274 | 2.5208e-05
16 | 2 | 0.091484 | 58 | 0 | 0 |  | 0 | 0 | 0 | 0 | 0 | 0 | 0 | 0 | 0 | 0 | 0.091484 | 0 | 0 | 0 | 0 | 0 | 0 | 2710 | 11 | Wet Detention Pond (S) | 0.6 |  |  | TMDL | TMDL |  |  | 563.7155 | 14987.3741 | 58 | 30% | 55% | 0 | 0
94 | 2 | 0.25258 | 586 | 94 | 2 | MDR | 9.6055 | 0.522 | 1751.97 | 95.149 | 0.245 | 0.182 | 2.356 | 0.095 | 429.647 | 17.285 | 0.25258 | 0.559 | 0.018 | 0.14119 | 0.0045464 | 0.058 | 0.034724 | 2710 | 11 | Wet Detention Pond (S) | 0.6 |  |  | TMDL | TMDL |  |  | 563.7155 | 14987.3741 | 586 | 30% | 55% | 0.042358 | 0.0025005
39 | 4 | 0.024482 | 262 | 39 | 4 | IND | 9.1209 | 1.105 | 1283.176 | 155.409 | 1.075 | 1.081 | 9.803 | 1.194 | 1379.191 | 167.989 | 0.024482 | 9.077 | 1.086 | 0.22223 | 0.026588 | 0.995 | 0.98268 | 2711 | 11 | Wet Detention Pond (S) | 0.6 |  |  | TMDL | TMDL |  |  | 5775.7239 | 1168633.4317 | 262 | 30% | 55% | 0.066668 | 0.014623
39 | 6 | 26.8034 | 263 | 39 | 6 | OPE | 2.572 | 0.219 | 217.338 | 18.482 | 1.075 | 1.082 | 2.764 | 0.237 | 233.592 | 20.002 | 26.8034 | 2.56 | 0.215 | 68.6167 | 5.7627 | 0.995 | 0.98384 | 2711 | 11 | Wet Detention Pond (S) | 0.6 |  |  | TMDL | TMDL |  |  | 5775.7239 | 1168633.4317 | 263 | 30% | 55% | 20.585 | 3.1695
39 | 12 | 0.00037281 | 269 | 39 | 12 | WAT | 0.27851 | 0.019 | 88.781 | 6.052 | 1.081 | 1.084 | 0.301 | 0.021 | 95.936 | 6.562 | 0.00037281 | 0.279 | 0.019 | 0.00010401 | 7.0834e-06 | 1.001 | 0.98565 | 2711 | 11 | Wet Detention Pond (S) | 0.6 |  |  | TMDL | TMDL |  |  | 5775.7239 | 1168633.4317 | 269 | 30% | 55% | 3.1204e-05 | 3.8958e-06
39 | 1 | 9.9863 | 259 | 39 | 1 | LDR | 2.8996 | 0.259 | 1035.599 | 92.373 | 1.075 | 1.082 | 3.118 | 0.28 | 1113.717 | 99.953 | 9.9863 | 2.887 | 0.254 | 28.8305 | 2.5365 | 0.996 | 0.98369 | 2712 | 11 | Wet Detention Pond (S) | 0.6 |  |  | TMDL | TMDL |  |  | 19261.5231 | 9663863.4166 | 259 | 30% | 55% | 8.6492 | 1.3951
39 | 2 | 24.478 | 260 | 39 | 2 | MDR | 5.5159 | 0.507 | 1488.242 | 136.786 | 1.075 | 1.082 | 5.931 | 0.548 | 1600.239 | 147.975 | 24.478 | 5.492 | 0.499 | 134.433 | 12.2145 | 0.996 | 0.98346 | 2712 | 11 | Wet Detention Pond (S) | 0.6 |  |  | TMDL | TMDL |  |  | 19261.5231 | 9663863.4166 | 260 | 30% | 55% | 40.3299 | 6.718
39 | 4 | 35.2878 | 262 | 39 | 4 | IND | 9.1209 | 1.105 | 1283.176 | 155.409 | 1.075 | 1.081 | 9.803 | 1.194 | 1379.191 | 167.989 | 35.2878 | 9.077 | 1.086 | 320.3074 | 38.3226 | 0.995 | 0.98268 | 2712 | 11 | Wet Detention Pond (S) | 0.6 |  |  | TMDL | TMDL |  |  | 19261.5231 | 9663863.4166 | 262 | 30% | 55% | 96.0922 | 21.0774
39 | 6 | 32.7034 | 263 | 39 | 6 | OPE | 2.572 | 0.219 | 217.338 | 18.482 | 1.075 | 1.082 | 2.764 | 0.237 | 233.592 | 20.002 | 32.7034 | 2.56 | 0.215 | 83.7208 | 7.0312 | 0.995 | 0.98384 | 2712 | 11 | Wet Detention Pond (S) | 0.6 |  |  | TMDL | TMDL |  |  | 19261.5231 | 9663863.4166 | 263 | 30% | 55% | 25.1162 | 3.8672
39 | 7 | 1.1258 | 264 | 39 | 7 | PAS | 4.1697 | 0.36 | 495.518 | 42.729 | 1.074 | 1.083 | 4.478 | 0.389 | 532.207 | 46.259 | 1.1258 | 4.147 | 0.354 | 4.6688 | 0.39854 | 0.994 | 0.98418 | 2712 | 11 | Wet Detention Pond (S) | 0.6 |  |  | TMDL | TMDL |  |  | 19261.5231 | 9663863.4166 | 264 | 30% | 55% | 1.4006 | 0.2192
39 | 8 | 1.226 | 265 | 39 | 8 | AGR | 5.0969 | 0.451 | 1321.577 | 117.033 | 1.075 | 1.083 | 5.477 | 0.489 | 1420.241 | 126.723 | 1.226 | 5.072 | 0.444 | 6.2183 | 0.54435 | 0.995 | 0.98436 | 2712 | 11 | Wet Detention Pond (S) | 0.6 |  |  | TMDL | TMDL |  |  | 19261.5231 | 9663863.4166 | 265 | 30% | 55% | 1.8655 | 0.29939
39 | 10 | 15.2835 | 267 | 39 | 10 | RAN | 1.5738 | 0.121 | 122.792 | 9.427 | 1.074 | 1.083 | 1.69 | 0.131 | 131.882 | 10.206 | 15.2835 | 1.565 | 0.119 | 23.9187 | 1.8187 | 0.994 | 0.98421 | 2712 | 11 | Wet Detention Pond (S) | 0.6 |  |  | TMDL | TMDL |  |  | 19261.5231 | 9663863.4166 | 267 | 30% | 55% | 7.1756 | 1.0003
39 | 11 | 11.7614 | 268 | 39 | 11 | FOR | 0.99237 | 0.07 | 385.77 | 27.224 | 1.075 | 1.083 | 1.067 | 0.076 | 414.895 | 29.493 | 11.7614 | 0.988 | 0.069 | 11.6203 | 0.81154 | 0.996 | 0.98485 | 2712 | 11 | Wet Detention Pond (S) | 0.6 |  |  | TMDL | TMDL |  |  | 19261.5231 | 9663863.4166 | 268 | 30% | 55% | 3.4861 | 0.44635
39 | 12 | 5.5063 | 269 | 39 | 12 | WAT | 0.27851 | 0.019 | 88.781 | 6.052 | 1.081 | 1.084 | 0.301 | 0.021 | 95.936 | 6.562 | 5.5063 | 0.279 | 0.019 | 1.5363 | 0.10462 | 1.001 | 0.98565 | 2712 | 11 | Wet Detention Pond (S) | 0.6 |  |  | TMDL | TMDL |  |  | 19261.5231 | 9663863.4166 | 269 | 30% | 55% | 0.46088 | 0.057541
39 | 13 | 11.2816 | 270 | 39 | 13 | WET | 2.4147 | 0.224 | 8471.903 | 784.954 | 1.082 | 1.085 | 2.613 | 0.243 | 9167.141 | 851.506 | 11.2816 | 2.419 | 0.221 | 27.2901 | 2.4932 | 1.002 | 0.98617 | 2712 | 11 | Wet Detention Pond (S) | 0.6 |  |  | TMDL | TMDL |  |  | 19261.5231 | 9663863.4166 | 270 | 30% | 55% | 8.187 | 1.3713
40 | 4 | 12.3425 | 274 | 40 | 4 | IND | 14.4118 | 1.299 | 3327.006 | 299.956 | 0.876 | 0.883 | 12.618 | 1.147 | 2912.902 | 264.815 | 12.3425 | 12.618 | 1.147 | 155.7382 | 14.1569 | 0.876 | 0.88285 | 2712 | 11 | Wet Detention Pond (S) | 0.6 |  |  | TMDL | TMDL |  |  | 19261.5231 | 9663863.4166 | 274 | 30% | 55% | 46.7215 | 7.7863
40 | 8 | 1.9078 | 277 | 40 | 8 | AGR | 16.9565 | 0.888 | 2599.449 | 136.17 | 0.878 | 0.886 | 14.894 | 0.787 | 2283.201 | 120.597 | 1.9078 | 14.894 | 0.787 | 28.4142 | 1.5014 | 0.878 | 0.88564 | 2712 | 11 | Wet Detention Pond (S) | 0.6 |  |  | TMDL | TMDL |  |  | 19261.5231 | 9663863.4166 | 277 | 30% | 55% | 8.5243 | 0.82578
40 | 11 | 0.76779 | 279 | 40 | 11 | FOR | 3.6901 | 0.154 | 450.076 | 18.808 | 0.88 | 0.888 | 3.247 | 0.137 | 396.042 | 16.694 | 0.76779 | 3.247 | 0.137 | 2.493 | 0.10519 | 0.88 | 0.8876 | 2712 | 11 | Wet Detention Pond (S) | 0.6 |  |  | TMDL | TMDL |  |  | 19261.5231 | 9663863.4166 | 279 | 30% | 55% | 0.7479 | 0.057853
90 | 4 | 39.3667 | 548 | 90 | 4 | IND | 14.9374 | 1.425 | 2368.245 | 225.99 | 0.803 | 0.836 | 11.993 | 1.191 | 1901.418 | 188.888 | 39.3667 | 5.645 | 0.592 | 222.225 | 23.3051 | 0.378 | 0.41522 | 2712 | 11 | Wet Detention Pond (S) | 0.6 |  |  | TMDL | TMDL |  |  | 19261.5231 | 9663863.4166 | 548 | 30% | 55% | 66.6675 | 12.8178
90 | 6 | 0.7367 | 549 | 90 | 6 | OPE | 6.2286 | 0.301 | 946.924 | 45.732 | 0.804 | 0.837 | 5.007 | 0.252 | 761.157 | 38.267 | 0.7367 | 2.372 | 0.125 | 1.7474 | 0.092087 | 0.381 | 0.41716 | 2712 | 11 | Wet Detention Pond (S) | 0.6 |  |  | TMDL | TMDL |  |  | 19261.5231 | 9663863.4166 | 549 | 30% | 55% | 0.52423 | 0.050648
90 | 11 | 12.5347 | 553 | 90 | 11 | FOR | 2.8901 | 0.129 | 722.975 | 32.197 | 0.805 | 0.838 | 2.326 | 0.108 | 581.805 | 26.979 | 12.5347 | 1.119 | 0.054 | 14.0263 | 0.67687 | 0.387 | 0.42305 | 2712 | 11 | Wet Detention Pond (S) | 0.6 |  |  | TMDL | TMDL |  |  | 19261.5231 | 9663863.4166 | 553 | 30% | 55% | 4.2079 | 0.37228
90 | 12 | 2.7718 | 554 | 90 | 12 | WAT | 0.83586 | 0.028 | 130.779 | 4.341 | 0.808 | 0.839 | 0.676 | 0.023 | 105.721 | 3.643 | 2.7718 | 0.322 | 0.012 | 0.89251 | 0.033261 | 0.385 | 0.41867 | 2712 | 11 | Wet Detention Pond (S) | 0.6 |  |  | TMDL | TMDL |  |  | 19261.5231 | 9663863.4166 | 554 | 30% | 55% | 0.26775 | 0.018294
15 | 1 | 0.00018986 | 47 | 15 | 1 | LDR | 3.9532 | 0.214 | 107.734 | 5.825 | 0.471 | 0.495 | 1.864 | 0.106 | 50.79 | 2.883 | 0.00018986 | 1.864 | 0.106 | 0.0003539 | 2.0125e-05 | 0.471 | 0.49494 | 2713 | 11 | Wet Detention Pond (S) | 0.6 |  |  | TMDL | TMDL |  |  | 6324.1744 | 1036244.8975 | 47 | 30% | 55% | 0.00010617 | 1.1069e-05
15 | 4 | 18.9377 | 50 | 15 | 4 | IND | 9.745 | 0.997 | 2826.058 | 289.213 | 0.468 | 0.494 | 4.565 | 0.492 | 1323.876 | 142.73 | 18.9377 | 4.565 | 0.492 | 86.4507 | 9.3174 | 0.468 | 0.49351 | 2713 | 11 | Wet Detention Pond (S) | 0.6 |  |  | TMDL | TMDL |  |  | 6324.1744 | 1036244.8975 | 50 | 30% | 55% | 25.9352 | 5.1245
15 | 13 | 0.001762 | 56 | 15 | 13 | WET | 5.949 | 0.459 | 2341.804 | 180.724 | 0.473 | 0.503 | 2.811 | 0.231 | 1106.548 | 90.851 | 0.001762 | 2.811 | 0.231 | 0.0049531 | 0.00040703 | 0.473 | 0.50271 | 2713 | 11 | Wet Detention Pond (S) | 0.6 |  |  | TMDL | TMDL |  |  | 6324.1744 | 1036244.8975 | 56 | 30% | 55% | 0.0014859 | 0.00022387
23 | 4 | 4.8489 | 123 | 23 | 4 | IND | 10.0422 | 0.85 | 5417.453 | 458.426 | 0.893 | 0.909 | 8.963 | 0.773 | 4835.422 | 416.755 | 4.8489 | 8.963 | 0.773 | 43.4608 | 3.7482 | 0.893 | 0.9091 | 2713 | 11 | Wet Detention Pond (S) | 0.6 |  |  | TMDL | TMDL |  |  | 6324.1744 | 1036244.8975 | 123 | 30% | 55% | 13.0383 | 2.0615
23 | 12 | 0.00013235 | 129 | 23 | 12 | WAT | 0.49355 | 0.016 | 34.255 | 1.077 | 0.898 | 0.913 | 0.443 | 0.014 | 30.778 | 0.983 | 0.00013235 | 0.443 | 0.014 | 5.8632e-05 | 1.8529e-06 | 0.898 | 0.91306 | 2713 | 11 | Wet Detention Pond (S) | 0.6 |  |  | TMDL | TMDL |  |  | 6324.1744 | 1036244.8975 | 129 | 30% | 55% | 1.759e-05 | 1.0191e-06
23 | 13 | 0.00028647 | 130 | 23 | 13 | WET | 8.0216 | 0.526 | 6987.131 | 457.734 | 0.893 | 0.91 | 7.166 | 0.478 | 6241.869 | 416.507 | 0.00028647 | 7.166 | 0.478 | 0.0020529 | 0.00013693 | 0.893 | 0.90993 | 2713 | 11 | Wet Detention Pond (S) | 0.6 |  |  | TMDL | TMDL |  |  | 6324.1744 | 1036244.8975 | 130 | 30% | 55% | 0.00061586 | 7.5313e-05
15 | 3 | 10.2396 | 49 | 15 | 3 | HDR | 15.855 | 1.386 | 5622.889 | 491.639 | 0.471 | 0.496 | 7.465 | 0.687 | 2647.371 | 243.749 | 10.2396 | 7.465 | 0.687 | 76.4386 | 7.0346 | 0.471 | 0.49579 | 2714 | 11 | Wet Detention Pond (S) | 0.6 |  |  | TMDL | TMDL |  |  | 16939.691 | 4695669.5802 | 49 | 30% | 55% | 22.9316 | 3.869
15 | 4 | 3.1728e-05 | 50 | 15 | 4 | IND | 9.745 | 0.997 | 2826.058 | 289.213 | 0.468 | 0.494 | 4.565 | 0.492 | 1323.876 | 142.73 | 3.1728e-05 | 4.565 | 0.492 | 0.00014484 | 1.561e-05 | 0.468 | 0.49351 | 2714 | 11 | Wet Detention Pond (S) | 0.6 |  |  | TMDL | TMDL |  |  | 16939.691 | 4695669.5802 | 50 | 30% | 55% | 4.3451e-05 | 8.5855e-06
39 | 1 | 0.0074429 | 259 | 39 | 1 | LDR | 2.8996 | 0.259 | 1035.599 | 92.373 | 1.075 | 1.082 | 3.118 | 0.28 | 1113.717 | 99.953 | 0.0074429 | 2.887 | 0.254 | 0.021488 | 0.0018905 | 0.996 | 0.98369 | 2714 | 11 | Wet Detention Pond (S) | 0.6 |  |  | TMDL | TMDL |  |  | 16939.691 | 4695669.5802 | 259 | 30% | 55% | 0.0064463 | 0.0010398
39 | 3 | 91.6805 | 261 | 39 | 3 | HDR | 11.5112 | 1.269 | 2174.863 | 239.794 | 1.075 | 1.082 | 12.376 | 1.373 | 2338.17 | 259.4 | 91.6805 | 11.459 | 1.248 | 1050.5664 | 114.4172 | 0.995 | 0.98342 | 2714 | 11 | Wet Detention Pond (S) | 0.6 |  |  | TMDL | TMDL |  |  | 16939.691 | 4695669.5802 | 261 | 30% | 55% | 315.1699 | 62.9295
39 | 4 | 0.42929 | 262 | 39 | 4 | IND | 9.1209 | 1.105 | 1283.176 | 155.409 | 1.075 | 1.081 | 9.803 | 1.194 | 1379.191 | 167.989 | 0.42929 | 9.077 | 1.086 | 3.8967 | 0.46621 | 0.995 | 0.98268 | 2714 | 11 | Wet Detention Pond (S) | 0.6 |  |  | TMDL | TMDL |  |  | 16939.691 | 4695669.5802 | 262 | 30% | 55% | 1.169 | 0.25641
39 | 11 | 0.0002164 | 268 | 39 | 11 | FOR | 0.99237 | 0.07 | 385.77 | 27.224 | 1.075 | 1.083 | 1.067 | 0.076 | 414.895 | 29.493 | 0.0002164 | 0.988 | 0.069 | 0.0002138 | 1.4931e-05 | 0.996 | 0.98485 | 2714 | 11 | Wet Detention Pond (S) | 0.6 |  |  | TMDL | TMDL |  |  | 16939.691 | 4695669.5802 | 268 | 30% | 55% | 6.414e-05 | 8.2122e-06
39 | 12 | 5.4388 | 269 | 39 | 12 | WAT | 0.27851 | 0.019 | 88.781 | 6.052 | 1.081 | 1.084 | 0.301 | 0.021 | 95.936 | 6.562 | 5.4388 | 0.279 | 0.019 | 1.5174 | 0.10334 | 1.001 | 0.98565 | 2714 | 11 | Wet Detention Pond (S) | 0.6 |  |  | TMDL | TMDL |  |  | 16939.691 | 4695669.5802 | 269 | 30% | 55% | 0.45522 | 0.056835
39 | 13 | 0.0023996 | 270 | 39 | 13 | WET | 2.4147 | 0.224 | 8471.903 | 784.954 | 1.082 | 1.085 | 2.613 | 0.243 | 9167.141 | 851.506 | 0.0023996 | 2.419 | 0.221 | 0.0058046 | 0.00053031 | 1.002 | 0.98617 | 2714 | 11 | Wet Detention Pond (S) | 0.6 |  |  | TMDL | TMDL |  |  | 16939.691 | 4695669.5802 | 270 | 30% | 55% | 0.0017414 | 0.00029167
92 | 2 | 0.11027 | 567 | 92 | 2 | MDR | 11.4307 | 0.577 | 3171.321 | 160.031 | 0.415 | 0.333 | 4.743 | 0.192 | 1315.816 | 53.26 | 0.11027 | 2.534 | 0.096 | 0.27942 | 0.010586 | 0.222 | 0.16717 | 2715 | 11 | Wet Detention Pond (S) | 0.6 |  |  | TMDL | TMDL |  |  | 968.2186 | 4803.3104 | 567 | 30% | 55% | 0.083827 | 0.0058222
92 | 2 | 28.9724 | 567 | 92 | 2 | MDR | 11.4307 | 0.577 | 3171.321 | 160.031 | 0.415 | 0.333 | 4.743 | 0.192 | 1315.816 | 53.26 | 28.9724 | 2.534 | 0.096 | 73.416 | 2.7813 | 0.222 | 0.16717 | 2716 | 11 | Wet Detention Pond (S) | 0.6 |  |  | TMDL | TMDL |  |  | 5157.3278 | 1342725.0568 | 567 | 30% | 55% | 22.0248 | 1.5297
92 | 12 | 1.1567 | 575 | 92 | 12 | WAT | 0.29016 | 0.007 | 10.083 | 0.236 | 0.467 | 0.388 | 0.136 | 0.003 | 4.713 | 0.092 | 1.1567 | 0.078 | 0.001 | 0.090224 | 0.0011567 | 0.269 | 0.21102 | 2716 | 11 | Wet Detention Pond (S) | 0.6 |  |  | TMDL | TMDL |  |  | 5157.3278 | 1342725.0568 | 575 | 30% | 55% | 0.027067 | 0.00063619
94 | 2 | 0.69577 | 586 | 94 | 2 | MDR | 9.6055 | 0.522 | 1751.97 | 95.149 | 0.245 | 0.182 | 2.356 | 0.095 | 429.647 | 17.285 | 0.69577 | 0.559 | 0.018 | 0.38894 | 0.012524 | 0.058 | 0.034724 | 2716 | 11 | Wet Detention Pond (S) | 0.6 |  |  | TMDL | TMDL |  |  | 5157.3278 | 1342725.0568 | 586 | 30% | 55% | 0.11668 | 0.0068881
21 | 2 | 8.8569 | 101 | 21 | 2 | MDR | 6.6729 | 0.344 | 2377.176 | 122.649 | 0.581 | 0.521 | 3.875 | 0.179 | 1380.281 | 63.876 | 8.8569 | 3.469 | 0.163 | 30.7247 | 1.4437 | 0.52 | 0.47481 | 2717 | 11 | Wet Detention Pond (S) | 0.6 |  |  | TMDL | TMDL |  |  | 3145.4518 | 423827.8689 | 101 | 30% | 55% | 9.2174 | 0.79402
21 | 4 | 0.35481 | 103 | 21 | 4 | IND | 10.5311 | 1.016 | 2225.298 | 214.731 | 0.569 | 0.516 | 5.997 | 0.524 | 1267.178 | 110.76 | 0.35481 | 5.358 | 0.477 | 1.901 | 0.16924 | 0.509 | 0.46982 | 2717 | 11 | Wet Detention Pond (S) | 0.6 |  |  | TMDL | TMDL |  |  | 3145.4518 | 423827.8689 | 103 | 30% | 55% | 0.57031 | 0.093083
21 | 10 | 0.00048792 | 105 | 21 | 10 | RAN | 2.6531 | 0.11 | 110.764 | 4.607 | 0.6 | 0.544 | 1.591 | 0.06 | 66.427 | 2.507 | 0.00048792 | 1.429 | 0.055 | 0.00069723 | 2.6835e-05 | 0.539 | 0.49725 | 2717 | 11 | Wet Detention Pond (S) | 0.6 |  |  | TMDL | TMDL |  |  | 3145.4518 | 423827.8689 | 105 | 30% | 55% | 0.00020917 | 1.4759e-05
21 | 11 | 0.51757 | 106 | 21 | 11 | FOR | 1.4462 | 0.058 | 50.677 | 2.039 | 0.61 | 0.559 | 0.882 | 0.033 | 30.894 | 1.14 | 0.51757 | 0.793 | 0.03 | 0.41043 | 0.015527 | 0.548 | 0.51168 | 2717 | 11 | Wet Detention Pond (S) | 0.6 |  |  | TMDL | TMDL |  |  | 3145.4518 | 423827.8689 | 106 | 30% | 55% | 0.12313 | 0.0085398
16 | 2 | 0.0001647 | 58 | 0 | 0 |  | 0 | 0 | 0 | 0 | 0 | 0 | 0 | 0 | 0 | 0 | 0.0001647 | 0 | 0 | 0 | 0 | 0 | 0 | 2718 | 11 | Wet Detention Pond (S) | 0.6 |  |  | TMDL | TMDL |  |  | 668.8715 | 860.8993 | 58 | 30% | 55% | 0 | 0
92 | 2 | 0.019599 | 567 | 92 | 2 | MDR | 11.4307 | 0.577 | 3171.321 | 160.031 | 0.415 | 0.333 | 4.743 | 0.192 | 1315.816 | 53.26 | 0.019599 | 2.534 | 0.096 | 0.049664 | 0.0018815 | 0.222 | 0.16717 | 2718 | 11 | Wet Detention Pond (S) | 0.6 |  |  | TMDL | TMDL |  |  | 668.8715 | 860.8993 | 567 | 30% | 55% | 0.014899 | 0.0010348
92 | 2 | 6.7879 | 567 | 92 | 2 | MDR | 11.4307 | 0.577 | 3171.321 | 160.031 | 0.415 | 0.333 | 4.743 | 0.192 | 1315.816 | 53.26 | 6.7879 | 2.534 | 0.096 | 17.2004 | 0.65163 | 0.222 | 0.16717 | 2719 | 11 | Wet Detention Pond (S) | 0.6 |  |  | TMDL | TMDL |  |  | 3068.0581 | 295677.948 | 567 | 30% | 55% | 5.1601 | 0.3584
92 | 2 | 31.6846 | 567 | 92 | 2 | MDR | 11.4307 | 0.577 | 3171.321 | 160.031 | 0.415 | 0.333 | 4.743 | 0.192 | 1315.816 | 53.26 | 31.6846 | 2.534 | 0.096 | 80.2887 | 3.0417 | 0.222 | 0.16717 | 2720 | 11 | Wet Detention Pond (S) | 0.6 |  |  | TMDL | TMDL |  |  | 7883.6043 | 1473719.4376 | 567 | 30% | 55% | 24.0866 | 1.6729
92 | 8 | 0.31243 | 572 | 92 | 8 | AGR | 12.7473 | 0.687 | 147.9 | 7.97 | 0.435 | 0.36 | 5.541 | 0.247 | 64.293 | 2.866 | 0.31243 | 3.027 | 0.127 | 0.94571 | 0.039678 | 0.237 | 0.18516 | 2720 | 11 | Wet Detention Pond (S) | 0.6 |  |  | TMDL | TMDL |  |  | 7883.6043 | 1473719.4376 | 572 | 30% | 55% | 0.28371 | 0.021823
92 | 11 | 0.86241 | 574 | 92 | 11 | FOR | 2.2724 | 0.091 | 59.46 | 2.384 | 0.449 | 0.382 | 1.02 | 0.035 | 26.694 | 0.911 | 0.86241 | 0.569 | 0.019 | 0.49071 | 0.016386 | 0.25 | 0.20389 | 2720 | 11 | Wet Detention Pond (S) | 0.6 |  |  | TMDL | TMDL |  |  | 7883.6043 | 1473719.4376 | 574 | 30% | 55% | 0.14721 | 0.0090122
92 | 12 | 0.55305 | 575 | 92 | 12 | WAT | 0.29016 | 0.007 | 10.083 | 0.236 | 0.467 | 0.388 | 0.136 | 0.003 | 4.713 | 0.092 | 0.55305 | 0.078 | 0.001 | 0.043138 | 0.00055305 | 0.269 | 0.21102 | 2720 | 11 | Wet Detention Pond (S) | 0.6 |  |  | TMDL | TMDL |  |  | 7883.6043 | 1473719.4376 | 575 | 30% | 55% | 0.012941 | 0.00030418
92 | 13 | 0.21544 | 576 | 92 | 13 | WET | 0.79346 | 0.031 | 85.726 | 3.331 | 0.479 | 0.43 | 0.38 | 0.013 | 41.037 | 1.433 | 0.21544 | 0.222 | 0.008 | 0.047828 | 0.0017235 | 0.279 | 0.24511 | 2720 | 11 | Wet Detention Pond (S) | 0.6 |  |  | TMDL | TMDL |  |  | 7883.6043 | 1473719.4376 | 576 | 30% | 55% | 0.014349 | 0.00094795
93 | 2 | 0.20417 | 578 | 93 | 2 | MDR | 8.4959 | 0.512 | 537.957 | 32.422 | 0.592 | 0.573 | 5.032 | 0.293 | 318.617 | 18.574 | 0.20417 | 1.137 | 0.051 | 0.23214 | 0.010413 | 0.134 | 0.1003 | 2720 | 11 | Wet Detention Pond (S) | 0.6 |  |  | TMDL | TMDL |  |  | 7883.6043 | 1473719.4376 | 578 | 30% | 55% | 0.069643 | 0.005727
21 | 2 | 90.4755 | 101 | 21 | 2 | MDR | 6.6729 | 0.344 | 2377.176 | 122.649 | 0.581 | 0.521 | 3.875 | 0.179 | 1380.281 | 63.876 | 90.4755 | 3.469 | 0.163 | 313.8596 | 14.7475 | 0.52 | 0.47481 | 2721 | 11 | Wet Detention Pond (S) | 0.6 |  |  | TMDL | TMDL |  |  | 12051.4938 | 4357145.472 | 101 | 30% | 55% | 94.1579 | 8.1111
21 | 4 | 0.75742 | 103 | 21 | 4 | IND | 10.5311 | 1.016 | 2225.298 | 214.731 | 0.569 | 0.516 | 5.997 | 0.524 | 1267.178 | 110.76 | 0.75742 | 5.358 | 0.477 | 4.0582 | 0.36129 | 0.509 | 0.46982 | 2721 | 11 | Wet Detention Pond (S) | 0.6 |  |  | TMDL | TMDL |  |  | 12051.4938 | 4357145.472 | 103 | 30% | 55% | 1.2175 | 0.19871
21 | 6 | 0.20539 | 104 | 21 | 6 | OPE | 3.1285 | 0.138 | 99.006 | 4.38 | 0.592 | 0.536 | 1.853 | 0.074 | 58.642 | 2.347 | 0.20539 | 1.662 | 0.068 | 0.34136 | 0.013967 | 0.531 | 0.48947 | 2721 | 11 | Wet Detention Pond (S) | 0.6 |  |  | TMDL | TMDL |  |  | 12051.4938 | 4357145.472 | 104 | 30% | 55% | 0.10241 | 0.0076817
21 | 11 | 3.0168 | 106 | 21 | 11 | FOR | 1.4462 | 0.058 | 50.677 | 2.039 | 0.61 | 0.559 | 0.882 | 0.033 | 30.894 | 1.14 | 3.0168 | 0.793 | 0.03 | 2.3923 | 0.090503 | 0.548 | 0.51168 | 2721 | 11 | Wet Detention Pond (S) | 0.6 |  |  | TMDL | TMDL |  |  | 12051.4938 | 4357145.472 | 106 | 30% | 55% | 0.71769 | 0.049776
21 | 12 | 4.0227 | 107 | 21 | 12 | WAT | 0.21083 | 0.005 | 4.617 | 0.107 | 0.624 | 0.563 | 0.132 | 0.003 | 2.882 | 0.06 | 4.0227 | 0.119 | 0.003 | 0.4787 | 0.012068 | 0.565 | 0.51707 | 2721 | 11 | Wet Detention Pond (S) | 0.6 |  |  | TMDL | TMDL |  |  | 12051.4938 | 4357145.472 | 107 | 30% | 55% | 0.14361 | 0.0066375
21 | 13 | 1.5489 | 108 | 21 | 13 | WET | 9.1936 | 0.658 | 2071.933 | 148.288 | 0.576 | 0.524 | 5.293 | 0.345 | 1192.781 | 77.679 | 1.5489 | 4.736 | 0.314 | 7.3355 | 0.48635 | 0.515 | 0.47752 | 2721 | 11 | Wet Detention Pond (S) | 0.6 |  |  | TMDL | TMDL |  |  | 12051.4938 | 4357145.472 | 108 | 30% | 55% | 2.2007 | 0.26749
97 | 11 | 20.6678 | 609 | 97 | 11 | FOR | 1.8856 | 0.15 | 1178.991 | 93.84 | 0.864 | 0.838 | 1.629 | 0.126 | 1018.261 | 78.664 | 20.6678 | 1.629 | 0.126 | 33.6679 | 2.6041 | 0.864 | 0.83828 | 2722 | 11 | Wet Detention Pond (S) | 0.6 |  |  | TMDL | TMDL |  |  | 4613.7204 | 900286.542 | 609 | 30% | 55% | 10.1004 | 1.4323
15 | 2 | 41.5555 | 48 | 15 | 2 | MDR | 7.3702 | 0.422 | 5942.609 | 340.176 | 0.471 | 0.494 | 3.471 | 0.209 | 2798.745 | 168.156 | 41.5555 | 3.471 | 0.209 | 144.2391 | 8.6851 | 0.471 | 0.49432 | 2723 | 11 | Wet Detention Pond (S) | 0.6 |  |  | TMDL | TMDL |  |  | 47606.8811 | 24572401.1163 | 48 | 30% | 55% | 43.2717 | 4.7768
15 | 3 | 51.5715 | 49 | 15 | 3 | HDR | 15.855 | 1.386 | 5622.889 | 491.639 | 0.471 | 0.496 | 7.465 | 0.687 | 2647.371 | 243.749 | 51.5715 | 7.465 | 0.687 | 384.9816 | 35.4297 | 0.471 | 0.49579 | 2723 | 11 | Wet Detention Pond (S) | 0.6 |  |  | TMDL | TMDL |  |  | 47606.8811 | 24572401.1163 | 49 | 30% | 55% | 115.4945 | 19.4863
15 | 4 | 16.2293 | 50 | 15 | 4 | IND | 9.745 | 0.997 | 2826.058 | 289.213 | 0.468 | 0.494 | 4.565 | 0.492 | 1323.876 | 142.73 | 16.2293 | 4.565 | 0.492 | 74.0866 | 7.9848 | 0.468 | 0.49351 | 2723 | 11 | Wet Detention Pond (S) | 0.6 |  |  | TMDL | TMDL |  |  | 47606.8811 | 24572401.1163 | 50 | 30% | 55% | 22.226 | 4.3916
15 | 6 | 11.4129 | 51 | 15 | 6 | OPE | 4.0278 | 0.208 | 188.418 | 9.726 | 0.473 | 0.496 | 1.905 | 0.103 | 89.126 | 4.828 | 11.4129 | 1.905 | 0.103 | 21.7415 | 1.1755 | 0.473 | 0.49643 | 2723 | 11 | Wet Detention Pond (S) | 0.6 |  |  | TMDL | TMDL |  |  | 47606.8811 | 24572401.1163 | 51 | 30% | 55% | 6.5225 | 0.64654
15 | 8 | 2.9216 | 52 | 15 | 8 | AGR | 9.6913 | 0.584 | 28.295 | 1.705 | 0.475 | 0.498 | 4.608 | 0.291 | 13.452 | 0.849 | 2.9216 | 4.608 | 0.291 | 13.4627 | 0.85018 | 0.475 | 0.4982 | 2723 | 11 | Wet Detention Pond (S) | 0.6 |  |  | TMDL | TMDL |  |  | 47606.8811 | 24572401.1163 | 52 | 30% | 55% | 4.0388 | 0.4676
15 | 10 | 1.3471 | 53 | 15 | 10 | RAN | 3.1106 | 0.149 | 79.531 | 3.819 | 0.475 | 0.498 | 1.478 | 0.074 | 37.795 | 1.902 | 1.3471 | 1.478 | 0.074 | 1.9911 | 0.099688 | 0.475 | 0.49811 | 2723 | 11 | Wet Detention Pond (S) | 0.6 |  |  | TMDL | TMDL |  |  | 47606.8811 | 24572401.1163 | 53 | 30% | 55% | 0.59732 | 0.054828
15 | 11 | 0.97185 | 54 | 15 | 11 | FOR | 1.9081 | 0.089 | 205.535 | 9.639 | 0.48 | 0.502 | 0.916 | 0.045 | 98.719 | 4.842 | 0.97185 | 0.916 | 0.045 | 0.89022 | 0.043733 | 0.48 | 0.50234 | 2723 | 11 | Wet Detention Pond (S) | 0.6 |  |  | TMDL | TMDL |  |  | 47606.8811 | 24572401.1163 | 54 | 30% | 55% | 0.26706 | 0.024053
15 | 12 | 3.2152 | 55 | 15 | 12 | WAT | 0.52271 | 0.019 | 21.169 | 0.761 | 0.475 | 0.496 | 0.248 | 0.009 | 10.049 | 0.378 | 3.2152 | 0.248 | 0.009 | 0.79737 | 0.028937 | 0.475 | 0.49632 | 2723 | 11 | Wet Detention Pond (S) | 0.6 |  |  | TMDL | TMDL |  |  | 47606.8811 | 24572401.1163 | 55 | 30% | 55% | 0.23921 | 0.015915
15 | 13 | 4.7924 | 56 | 15 | 13 | WET | 5.949 | 0.459 | 2341.804 | 180.724 | 0.473 | 0.503 | 2.811 | 0.231 | 1106.548 | 90.851 | 4.7924 | 2.811 | 0.231 | 13.4713 | 1.107 | 0.473 | 0.50271 | 2723 | 11 | Wet Detention Pond (S) | 0.6 |  |  | TMDL | TMDL |  |  | 47606.8811 | 24572401.1163 | 56 | 30% | 55% | 4.0414 | 0.60887
23 | 2 | 150.4291 | 121 | 23 | 2 | MDR | 7.0851 | 0.345 | 2693.279 | 131.118 | 0.895 | 0.911 | 6.34 | 0.314 | 2410.131 | 119.396 | 150.4291 | 6.34 | 0.314 | 953.7202 | 47.2347 | 0.895 | 0.9106 | 2723 | 11 | Wet Detention Pond (S) | 0.6 |  |  | TMDL | TMDL |  |  | 47606.8811 | 24572401.1163 | 121 | 30% | 55% | 286.1161 | 25.9791
23 | 3 | 184.5244 | 122 | 23 | 3 | HDR | 15.1365 | 1.11 | 4936.678 | 361.861 | 0.895 | 0.911 | 13.544 | 1.011 | 4417.226 | 329.591 | 184.5244 | 13.544 | 1.011 | 2499.199 | 186.5542 | 0.895 | 0.91082 | 2723 | 11 | Wet Detention Pond (S) | 0.6 |  |  | TMDL | TMDL |  |  | 47606.8811 | 24572401.1163 | 122 | 30% | 55% | 749.7597 | 102.6048
23 | 4 | 18.6763 | 123 | 23 | 4 | IND | 10.0422 | 0.85 | 5417.453 | 458.426 | 0.893 | 0.909 | 8.963 | 0.773 | 4835.422 | 416.755 | 18.6763 | 8.963 | 0.773 | 167.3954 | 14.4368 | 0.893 | 0.9091 | 2723 | 11 | Wet Detention Pond (S) | 0.6 |  |  | TMDL | TMDL |  |  | 47606.8811 | 24572401.1163 | 123 | 30% | 55% | 50.2186 | 7.9402
23 | 6 | 6.6332 | 125 | 23 | 6 | OPE | 3.6976 | 0.161 | 262.851 | 11.454 | 0.896 | 0.912 | 3.313 | 0.147 | 235.546 | 10.445 | 6.6332 | 3.313 | 0.147 | 21.9758 | 0.97508 | 0.896 | 0.91192 | 2723 | 11 | Wet Detention Pond (S) | 0.6 |  |  | TMDL | TMDL |  |  | 47606.8811 | 24572401.1163 | 125 | 30% | 55% | 6.5927 | 0.53629
23 | 8 | 36.8766 | 126 | 23 | 8 | AGR | 8.6099 | 0.429 | 979.986 | 48.777 | 0.897 | 0.913 | 7.725 | 0.391 | 879.312 | 44.533 | 36.8766 | 7.725 | 0.391 | 284.8714 | 14.4187 | 0.897 | 0.91298 | 2723 | 11 | Wet Detention Pond (S) | 0.6 |  |  | TMDL | TMDL |  |  | 47606.8811 | 24572401.1163 | 126 | 30% | 55% | 85.4614 | 7.9303
23 | 11 | 12.3384 | 128 | 23 | 11 | FOR | 1.6962 | 0.066 | 200.677 | 7.773 | 0.898 | 0.914 | 1.524 | 0.06 | 180.29 | 7.106 | 12.3384 | 1.524 | 0.06 | 18.8038 | 0.74031 | 0.898 | 0.91417 | 2723 | 11 | Wet Detention Pond (S) | 0.6 |  |  | TMDL | TMDL |  |  | 47606.8811 | 24572401.1163 | 128 | 30% | 55% | 5.6411 | 0.40717
23 | 12 | 5.8767 | 129 | 23 | 12 | WAT | 0.49355 | 0.016 | 34.255 | 1.077 | 0.898 | 0.913 | 0.443 | 0.014 | 30.778 | 0.983 | 5.8767 | 0.443 | 0.014 | 2.6034 | 0.082274 | 0.898 | 0.91306 | 2723 | 11 | Wet Detention Pond (S) | 0.6 |  |  | TMDL | TMDL |  |  | 47606.8811 | 24572401.1163 | 129 | 30% | 55% | 0.78102 | 0.045251
23 | 13 | 14.735 | 130 | 23 | 13 | WET | 8.0216 | 0.526 | 6987.131 | 457.734 | 0.893 | 0.91 | 7.166 | 0.478 | 6241.869 | 416.507 | 14.735 | 7.166 | 0.478 | 105.5908 | 7.0433 | 0.893 | 0.90993 | 2723 | 11 | Wet Detention Pond (S) | 0.6 |  |  | TMDL | TMDL |  |  | 47606.8811 | 24572401.1163 | 130 | 30% | 55% | 31.6772 | 3.8738
20 | 4 | 6.8385 | 92 | 20 | 4 | IND | 10.2361 | 0.882 | 2104.039 | 181.35 | 0.253 | 0.305 | 2.587 | 0.269 | 531.76 | 55.308 | 6.8385 | 2.313 | 0.246 | 15.8175 | 1.6823 | 0.226 | 0.27837 | 2724 | 11 | Wet Detention Pond (S) | 0.6 |  |  | TMDL | TMDL |  |  | 2583.24 | 337682.882 | 92 | 30% | 55% | 4.7452 | 0.92525
20 | 12 | 0.66232 | 98 | 20 | 12 | WAT | 0.16087 | 0.003 | 7.65 | 0.163 | 0.298 | 0.384 | 0.048 | 0.001 | 2.283 | 0.063 | 0.66232 | 0.043 | 0.001 | 0.02848 | 0.00066232 | 0.27 | 0.35322 | 2724 | 11 | Wet Detention Pond (S) | 0.6 |  |  | TMDL | TMDL |  |  | 2583.24 | 337682.882 | 98 | 30% | 55% | 0.008544 | 0.00036428
20 | 13 | 0.25133 | 99 | 20 | 13 | WET | 4.0215 | 0.221 | 1471.384 | 80.96 | 0.274 | 0.404 | 1.102 | 0.089 | 403.085 | 32.694 | 0.25133 | 0.992 | 0.082 | 0.24932 | 0.020609 | 0.247 | 0.3713 | 2724 | 11 | Wet Detention Pond (S) | 0.6 |  |  | TMDL | TMDL |  |  | 2583.24 | 337682.882 | 99 | 30% | 55% | 0.074796 | 0.011335
20 | 2 | 0.15089 | 90 | 20 | 2 | MDR | 6.2353 | 0.295 | 1827.302 | 86.532 | 0.261 | 0.306 | 1.626 | 0.09 | 476.632 | 26.453 | 0.15089 | 1.457 | 0.082 | 0.21985 | 0.012373 | 0.234 | 0.27918 | 2725 | 11 | Wet Detention Pond (S) | 0.6 |  |  | TMDL | TMDL |  |  | 453.8708 | 6572.9414 | 90 | 30% | 55% | 0.065956 | 0.0068053
20 | 13 | 0.0055236 | 99 | 20 | 13 | WET | 4.0215 | 0.221 | 1471.384 | 80.96 | 0.274 | 0.404 | 1.102 | 0.089 | 403.085 | 32.694 | 0.0055236 | 0.992 | 0.082 | 0.0054794 | 0.00045294 | 0.247 | 0.3713 | 2726 | 11 | Wet Detention Pond (S) | 0.6 |  |  | TMDL | TMDL |  |  | 73.6982 | 240.6081 | 99 | 30% | 55% | 0.0016438 | 0.00024912
20 | 4 | 4.0878 | 92 | 20 | 4 | IND | 10.2361 | 0.882 | 2104.039 | 181.35 | 0.253 | 0.305 | 2.587 | 0.269 | 531.76 | 55.308 | 4.0878 | 2.313 | 0.246 | 9.455 | 1.0056 | 0.226 | 0.27837 | 2727 | 11 | Wet Detention Pond (S) | 0.6 |  |  | TMDL | TMDL |  |  | 3299.0092 | 178062.6345 | 92 | 30% | 55% | 2.8365 | 0.55308
23 | 2 | 8.7518 | 121 | 23 | 2 | MDR | 7.0851 | 0.345 | 2693.279 | 131.118 | 0.895 | 0.911 | 6.34 | 0.314 | 2410.131 | 119.396 | 8.7518 | 6.34 | 0.314 | 55.4867 | 2.7481 | 0.895 | 0.9106 | 2728 | 11 | Wet Detention Pond (S) | 0.6 |  |  | TMDL | TMDL |  |  | 9343.5799 | 3017546.4345 | 121 | 30% | 55% | 16.646 | 1.5114
23 | 3 | 22.0406 | 122 | 23 | 3 | HDR | 15.1365 | 1.11 | 4936.678 | 361.861 | 0.895 | 0.911 | 13.544 | 1.011 | 4417.226 | 329.591 | 22.0406 | 13.544 | 1.011 | 298.518 | 22.2831 | 0.895 | 0.91082 | 2728 | 11 | Wet Detention Pond (S) | 0.6 |  |  | TMDL | TMDL |  |  | 9343.5799 | 3017546.4345 | 122 | 30% | 55% | 89.5554 | 12.2557
23 | 4 | 33.7149 | 123 | 23 | 4 | IND | 10.0422 | 0.85 | 5417.453 | 458.426 | 0.893 | 0.909 | 8.963 | 0.773 | 4835.422 | 416.755 | 33.7149 | 8.963 | 0.773 | 302.1867 | 26.0616 | 0.893 | 0.9091 | 2728 | 11 | Wet Detention Pond (S) | 0.6 |  |  | TMDL | TMDL |  |  | 9343.5799 | 3017546.4345 | 123 | 30% | 55% | 90.656 | 14.3339
23 | 10 | 0.58147 | 127 | 23 | 10 | RAN | 2.7374 | 0.11 | 128.156 | 5.163 | 0.897 | 0.913 | 2.456 | 0.101 | 114.999 | 4.714 | 0.58147 | 2.456 | 0.101 | 1.4281 | 0.058728 | 0.897 | 0.91292 | 2728 | 11 | Wet Detention Pond (S) | 0.6 |  |  | TMDL | TMDL |  |  | 9343.5799 | 3017546.4345 | 127 | 30% | 55% | 0.42843 | 0.032301
23 | 13 | 4.1848 | 130 | 23 | 13 | WET | 8.0216 | 0.526 | 6987.131 | 457.734 | 0.893 | 0.91 | 7.166 | 0.478 | 6241.869 | 416.507 | 4.1848 | 7.166 | 0.478 | 29.9882 | 2.0003 | 0.893 | 0.90993 | 2728 | 11 | Wet Detention Pond (S) | 0.6 |  |  | TMDL | TMDL |  |  | 9343.5799 | 3017546.4345 | 130 | 30% | 55% | 8.9964 | 1.1002
22 | 4 | 42.6216 | 112 | 22 | 4 | IND | 10.2535 | 0.86 | 3096.286 | 259.79 | 0.49 | 0.583 | 5.026 | 0.501 | 1517.698 | 151.395 | 42.6216 | 4.495 | 0.457 | 191.5841 | 19.4781 | 0.438 | 0.53064 | 2729 | 11 | Wet Detention Pond (S) | 0.6 |  |  | TMDL | TMDL |  |  | 5814.1224 | 1980474.7658 | 112 | 30% | 55% | 57.4752 | 10.7129
22 | 11 | 1.1119 | 117 | 22 | 11 | FOR | 1.7193 | 0.065 | 165.518 | 6.246 | 0.521 | 0.611 | 0.895 | 0.04 | 86.204 | 3.815 | 1.1119 | 0.805 | 0.036 | 0.8951 | 0.040029 | 0.468 | 0.55883 | 2729 | 11 | Wet Detention Pond (S) | 0.6 |  |  | TMDL | TMDL |  |  | 5814.1224 | 1980474.7658 | 117 | 30% | 55% | 0.26853 | 0.022016
22 | 12 | 0.61478 | 118 | 22 | 12 | WAT | 0.46969 | 0.014 | 7.177 | 0.218 | 0.511 | 0.591 | 0.24 | 0.008 | 3.668 | 0.129 | 0.61478 | 0.216 | 0.008 | 0.13279 | 0.0049183 | 0.46 | 0.54073 | 2729 | 11 | Wet Detention Pond (S) | 0.6 |  |  | TMDL | TMDL |  |  | 5814.1224 | 1980474.7658 | 118 | 30% | 55% | 0.039838 | 0.002705
22 | 13 | 1.1173 | 119 | 22 | 13 | WET | 8.444 | 0.523 | 2739.76 | 169.685 | 0.492 | 0.585 | 4.155 | 0.306 | 1348.008 | 99.205 | 1.1173 | 3.717 | 0.279 | 4.153 | 0.31173 | 0.44 | 0.53269 | 2729 | 11 | Wet Detention Pond (S) | 0.6 |  |  | TMDL | TMDL |  |  | 5814.1224 | 1980474.7658 | 119 | 30% | 55% | 1.2459 | 0.17145
22 | 4 | 5.7711 | 112 | 22 | 4 | IND | 10.2535 | 0.86 | 3096.286 | 259.79 | 0.49 | 0.583 | 5.026 | 0.501 | 1517.698 | 151.395 | 5.7711 | 4.495 | 0.457 | 25.9413 | 2.6374 | 0.438 | 0.53064 | 2730 | 11 | Wet Detention Pond (S) | 0.6 |  |  | TMDL | TMDL |  |  | 2267.6827 | 251390.7034 | 112 | 30% | 55% | 7.7824 | 1.4506
22 | 11 | 1.0227e-05 | 117 | 22 | 11 | FOR | 1.7193 | 0.065 | 165.518 | 6.246 | 0.521 | 0.611 | 0.895 | 0.04 | 86.204 | 3.815 | 1.0227e-05 | 0.805 | 0.036 | 8.2329e-06 | 3.6818e-07 | 0.468 | 0.55883 | 2730 | 11 | Wet Detention Pond (S) | 0.6 |  |  | TMDL | TMDL |  |  | 2267.6827 | 251390.7034 | 117 | 30% | 55% | 2.4699e-06 | 2.025e-07
18 | 2 | 9.4457 | 79 | 18 | 2 | MDR | 6.3655 | 0.317 | 3149.375 | 157.071 | 0.582 | 0.527 | 3.702 | 0.167 | 1831.62 | 82.709 | 9.4457 | 3.314 | 0.152 | 31.3032 | 1.4358 | 0.521 | 0.47954 | 2731 | 11 | Wet Detention Pond (S) | 0.6 |  |  | TMDL | TMDL |  |  | 28045.1712 | 6710641.9958 | 79 | 30% | 55% | 9.3909 | 0.78966
18 | 12 | 0.59868 | 87 | 18 | 12 | WAT | 0.17137 | 0.004 | 5.832 | 0.136 | 0.613 | 0.558 | 0.105 | 0.002 | 3.575 | 0.076 | 0.59868 | 0.095 | 0.002 | 0.056875 | 0.0011974 | 0.554 | 0.51224 | 2731 | 11 | Wet Detention Pond (S) | 0.6 |  |  | TMDL | TMDL |  |  | 28045.1712 | 6710641.9958 | 87 | 30% | 55% | 0.017062 | 0.00065855
18 | 13 | 0.052632 | 88 | 18 | 13 | WET | 6.3299 | 0.467 | 3029.459 | 223.738 | 0.591 | 0.549 | 3.74 | 0.256 | 1789.776 | 122.728 | 0.052632 | 3.357 | 0.235 | 0.17668 | 0.012368 | 0.53 | 0.50183 | 2731 | 11 | Wet Detention Pond (S) | 0.6 |  |  | TMDL | TMDL |  |  | 28045.1712 | 6710641.9958 | 88 | 30% | 55% | 0.053005 | 0.0068026
20 | 2 | 8.968 | 90 | 20 | 2 | MDR | 6.2353 | 0.295 | 1827.302 | 86.532 | 0.261 | 0.306 | 1.626 | 0.09 | 476.632 | 26.453 | 8.968 | 1.457 | 0.082 | 13.0664 | 0.73538 | 0.234 | 0.27918 | 2731 | 11 | Wet Detention Pond (S) | 0.6 |  |  | TMDL | TMDL |  |  | 28045.1712 | 6710641.9958 | 90 | 30% | 55% | 3.9199 | 0.40446
20 | 3 | 21.7134 | 91 | 20 | 3 | HDR | 14.2981 | 1.08 | 2836.849 | 214.305 | 0.261 | 0.323 | 3.729 | 0.349 | 739.833 | 69.25 | 21.7134 | 3.341 | 0.319 | 72.5444 | 6.9266 | 0.234 | 0.29532 | 2731 | 11 | Wet Detention Pond (S) | 0.6 |  |  | TMDL | TMDL |  |  | 28045.1712 | 6710641.9958 | 91 | 30% | 55% | 21.7633 | 3.8096
20 | 4 | 4.1811 | 92 | 20 | 4 | IND | 10.2361 | 0.882 | 2104.039 | 181.35 | 0.253 | 0.305 | 2.587 | 0.269 | 531.76 | 55.308 | 4.1811 | 2.313 | 0.246 | 9.6709 | 1.0285 | 0.226 | 0.27837 | 2731 | 11 | Wet Detention Pond (S) | 0.6 |  |  | TMDL | TMDL |  |  | 28045.1712 | 6710641.9958 | 92 | 30% | 55% | 2.9013 | 0.5657
20 | 11 | 0.086586 | 97 | 20 | 11 | FOR | 1.2281 | 0.043 | 62.365 | 2.199 | 0.289 | 0.392 | 0.355 | 0.017 | 18.012 | 0.863 | 0.086586 | 0.319 | 0.016 | 0.027621 | 0.0013854 | 0.26 | 0.35973 | 2731 | 11 | Wet Detention Pond (S) | 0.6 |  |  | TMDL | TMDL |  |  | 28045.1712 | 6710641.9958 | 97 | 30% | 55% | 0.0082863 | 0.00076196
20 | 12 | 0.78742 | 98 | 20 | 12 | WAT | 0.16087 | 0.003 | 7.65 | 0.163 | 0.298 | 0.384 | 0.048 | 0.001 | 2.283 | 0.063 | 0.78742 | 0.043 | 0.001 | 0.033859 | 0.00078742 | 0.27 | 0.35322 | 2731 | 11 | Wet Detention Pond (S) | 0.6 |  |  | TMDL | TMDL |  |  | 28045.1712 | 6710641.9958 | 98 | 30% | 55% | 0.010158 | 0.00043308
20 | 13 | 3.7719 | 99 | 20 | 13 | WET | 4.0215 | 0.221 | 1471.384 | 80.96 | 0.274 | 0.404 | 1.102 | 0.089 | 403.085 | 32.694 | 3.7719 | 0.992 | 0.082 | 3.7417 | 0.3093 | 0.247 | 0.3713 | 2731 | 11 | Wet Detention Pond (S) | 0.6 |  |  | TMDL | TMDL |  |  | 28045.1712 | 6710641.9958 | 99 | 30% | 55% | 1.1225 | 0.17011
21 | 3 | 0.43456 | 102 | 21 | 3 | HDR | 15.3038 | 1.285 | 6.698 | 0.563 | 0.581 | 0.528 | 8.886 | 0.679 | 3.889 | 0.297 | 0.43456 | 7.956 | 0.619 | 3.4574 | 0.26899 | 0.52 | 0.48184 | 2731 | 11 | Wet Detention Pond (S) | 0.6 |  |  | TMDL | TMDL |  |  | 28045.1712 | 6710641.9958 | 102 | 30% | 55% | 1.0372 | 0.14795
21 | 4 | 2.2252 | 103 | 21 | 4 | IND | 10.5311 | 1.016 | 2225.298 | 214.731 | 0.569 | 0.516 | 5.997 | 0.524 | 1267.178 | 110.76 | 2.2252 | 5.358 | 0.477 | 11.9224 | 1.0614 | 0.509 | 0.46982 | 2731 | 11 | Wet Detention Pond (S) | 0.6 |  |  | TMDL | TMDL |  |  | 28045.1712 | 6710641.9958 | 103 | 30% | 55% | 3.5767 | 0.58377
23 | 1 | 0.0024447 | 120 | 23 | 1 | LDR | 3.7741 | 0.173 | 72.766 | 3.34 | 0.895 | 0.911 | 3.379 | 0.158 | 65.147 | 3.043 | 0.0024447 | 3.379 | 0.158 | 0.0082606 | 0.00038626 | 0.895 | 0.91115 | 2731 | 11 | Wet Detention Pond (S) | 0.6 |  |  | TMDL | TMDL |  |  | 28045.1712 | 6710641.9958 | 120 | 30% | 55% | 0.0024782 | 0.00021244
23 | 2 | 52.1966 | 121 | 23 | 2 | MDR | 7.0851 | 0.345 | 2693.279 | 131.118 | 0.895 | 0.911 | 6.34 | 0.314 | 2410.131 | 119.396 | 52.1966 | 6.34 | 0.314 | 330.9262 | 16.3897 | 0.895 | 0.9106 | 2731 | 11 | Wet Detention Pond (S) | 0.6 |  |  | TMDL | TMDL |  |  | 28045.1712 | 6710641.9958 | 121 | 30% | 55% | 99.2779 | 9.0143
23 | 3 | 32.5959 | 122 | 23 | 3 | HDR | 15.1365 | 1.11 | 4936.678 | 361.861 | 0.895 | 0.911 | 13.544 | 1.011 | 4417.226 | 329.591 | 32.5959 | 13.544 | 1.011 | 441.4791 | 32.9545 | 0.895 | 0.91082 | 2731 | 11 | Wet Detention Pond (S) | 0.6 |  |  | TMDL | TMDL |  |  | 28045.1712 | 6710641.9958 | 122 | 30% | 55% | 132.4437 | 18.125
23 | 4 | 12.0201 | 123 | 23 | 4 | IND | 10.0422 | 0.85 | 5417.453 | 458.426 | 0.893 | 0.909 | 8.963 | 0.773 | 4835.422 | 416.755 | 12.0201 | 8.963 | 0.773 | 107.736 | 9.2915 | 0.893 | 0.9091 | 2731 | 11 | Wet Detention Pond (S) | 0.6 |  |  | TMDL | TMDL |  |  | 28045.1712 | 6710641.9958 | 123 | 30% | 55% | 32.3208 | 5.1103
23 | 11 | 0.00024121 | 128 | 23 | 11 | FOR | 1.6962 | 0.066 | 200.677 | 7.773 | 0.898 | 0.914 | 1.524 | 0.06 | 180.29 | 7.106 | 0.00024121 | 1.524 | 0.06 | 0.0003676 | 1.4472e-05 | 0.898 | 0.91417 | 2731 | 11 | Wet Detention Pond (S) | 0.6 |  |  | TMDL | TMDL |  |  | 28045.1712 | 6710641.9958 | 128 | 30% | 55% | 0.00011028 | 7.9598e-06
23 | 13 | 4.9753 | 130 | 23 | 13 | WET | 8.0216 | 0.526 | 6987.131 | 457.734 | 0.893 | 0.91 | 7.166 | 0.478 | 6241.869 | 416.507 | 4.9753 | 7.166 | 0.478 | 35.6529 | 2.3782 | 0.893 | 0.90993 | 2731 | 11 | Wet Detention Pond (S) | 0.6 |  |  | TMDL | TMDL |  |  | 28045.1712 | 6710641.9958 | 130 | 30% | 55% | 10.6959 | 1.308
18 | 2 | 0.0080772 | 79 | 18 | 2 | MDR | 6.3655 | 0.317 | 3149.375 | 157.071 | 0.582 | 0.527 | 3.702 | 0.167 | 1831.62 | 82.709 | 0.0080772 | 3.314 | 0.152 | 0.026768 | 0.0012277 | 0.521 | 0.47954 | 2732 | 11 | Wet Detention Pond (S) | 0.6 |  |  | TMDL | TMDL |  |  | 1759.8367 | 11362.2926 | 79 | 30% | 55% | 0.0080303 | 0.00067525
18 | 13 | 0.25277 | 88 | 18 | 13 | WET | 6.3299 | 0.467 | 3029.459 | 223.738 | 0.591 | 0.549 | 3.74 | 0.256 | 1789.776 | 122.728 | 0.25277 | 3.357 | 0.235 | 0.84854 | 0.0594 | 0.53 | 0.50183 | 2732 | 11 | Wet Detention Pond (S) | 0.6 |  |  | TMDL | TMDL |  |  | 1759.8367 | 11362.2926 | 88 | 30% | 55% | 0.25456 | 0.03267
22 | 4 | 12.6389 | 112 | 22 | 4 | IND | 10.2535 | 0.86 | 3096.286 | 259.79 | 0.49 | 0.583 | 5.026 | 0.501 | 1517.698 | 151.395 | 12.6389 | 4.495 | 0.457 | 56.8119 | 5.776 | 0.438 | 0.53064 | 2733 | 11 | Wet Detention Pond (S) | 0.6 |  |  | TMDL | TMDL |  |  | 3934.5003 | 621400.798 | 112 | 30% | 55% | 17.0436 | 3.1768
22 | 12 | 1.5055 | 118 | 22 | 12 | WAT | 0.46969 | 0.014 | 7.177 | 0.218 | 0.511 | 0.591 | 0.24 | 0.008 | 3.668 | 0.129 | 1.5055 | 0.216 | 0.008 | 0.32518 | 0.012044 | 0.46 | 0.54073 | 2733 | 11 | Wet Detention Pond (S) | 0.6 |  |  | TMDL | TMDL |  |  | 3934.5003 | 621400.798 | 118 | 30% | 55% | 0.097554 | 0.006624
22 | 13 | 0.12108 | 119 | 22 | 13 | WET | 8.444 | 0.523 | 2739.76 | 169.685 | 0.492 | 0.585 | 4.155 | 0.306 | 1348.008 | 99.205 | 0.12108 | 3.717 | 0.279 | 0.45005 | 0.033781 | 0.44 | 0.53269 | 2733 | 11 | Wet Detention Pond (S) | 0.6 |  |  | TMDL | TMDL |  |  | 3934.5003 | 621400.798 | 119 | 30% | 55% | 0.13502 | 0.01858
17 | 4 | 0.048406 | 70 | 17 | 4 | IND | 10.6803 | 0.917 | 6923.519 | 594.527 | 0.185 | 0.241 | 1.98 | 0.221 | 1283.288 | 143.117 | 0.048406 | 1.044 | 0.109 | 0.050536 | 0.0052763 | 0.098 | 0.11912 | 2734 | 11 | Wet Detention Pond (S) | 0.6 |  |  | TMDL | TMDL |  |  | 873.3049 | 2108.5674 | 70 | 30% | 55% | 0.015161 | 0.002902
25 | 4 | 2.292 | 145 | 25 | 4 | IND | 11.7335 | 1.455 | 10291.696 | 1276.442 | 0.56 | 0.476 | 6.567 | 0.692 | 5759.832 | 606.958 | 2.292 | 6.567 | 0.692 | 15.0514 | 1.586 | 0.56 | 0.47551 | 2735 | 11 | Wet Detention Pond (S) | 0.6 |  |  | TMDL | TMDL |  |  | 18466.7428 | 5883986.757 | 145 | 30% | 55% | 4.5154 | 0.87233
39 | 1 | 0.43467 | 259 | 39 | 1 | LDR | 2.8996 | 0.259 | 1035.599 | 92.373 | 1.075 | 1.082 | 3.118 | 0.28 | 1113.717 | 99.953 | 0.43467 | 2.887 | 0.254 | 1.2549 | 0.11041 | 0.996 | 0.98369 | 2735 | 11 | Wet Detention Pond (S) | 0.6 |  |  | TMDL | TMDL |  |  | 18466.7428 | 5883986.757 | 259 | 30% | 55% | 0.37647 | 0.060724
39 | 2 | 21.3154 | 260 | 39 | 2 | MDR | 5.5159 | 0.507 | 1488.242 | 136.786 | 1.075 | 1.082 | 5.931 | 0.548 | 1600.239 | 147.975 | 21.3154 | 5.492 | 0.499 | 117.0639 | 10.6364 | 0.996 | 0.98346 | 2735 | 11 | Wet Detention Pond (S) | 0.6 |  |  | TMDL | TMDL |  |  | 18466.7428 | 5883986.757 | 260 | 30% | 55% | 35.1192 | 5.85
39 | 3 | 77.5397 | 261 | 39 | 3 | HDR | 11.5112 | 1.269 | 2174.863 | 239.794 | 1.075 | 1.082 | 12.376 | 1.373 | 2338.17 | 259.4 | 77.5397 | 11.459 | 1.248 | 888.5269 | 96.7695 | 0.995 | 0.98342 | 2735 | 11 | Wet Detention Pond (S) | 0.6 |  |  | TMDL | TMDL |  |  | 18466.7428 | 5883986.757 | 261 | 30% | 55% | 266.5581 | 53.2232
39 | 4 | 1.114 | 262 | 39 | 4 | IND | 9.1209 | 1.105 | 1283.176 | 155.409 | 1.075 | 1.081 | 9.803 | 1.194 | 1379.191 | 167.989 | 1.114 | 9.077 | 1.086 | 10.1117 | 1.2098 | 0.995 | 0.98268 | 2735 | 11 | Wet Detention Pond (S) | 0.6 |  |  | TMDL | TMDL |  |  | 18466.7428 | 5883986.757 | 262 | 30% | 55% | 3.0335 | 0.66539
39 | 7 | 0.09113 | 264 | 39 | 7 | PAS | 4.1697 | 0.36 | 495.518 | 42.729 | 1.074 | 1.083 | 4.478 | 0.389 | 532.207 | 46.259 | 0.09113 | 4.147 | 0.354 | 0.37791 | 0.03226 | 0.994 | 0.98418 | 2735 | 11 | Wet Detention Pond (S) | 0.6 |  |  | TMDL | TMDL |  |  | 18466.7428 | 5883986.757 | 264 | 30% | 55% | 0.11337 | 0.017743
39 | 8 | 0.77799 | 265 | 39 | 8 | AGR | 5.0969 | 0.451 | 1321.577 | 117.033 | 1.075 | 1.083 | 5.477 | 0.489 | 1420.241 | 126.723 | 0.77799 | 5.072 | 0.444 | 3.946 | 0.34543 | 0.995 | 0.98436 | 2735 | 11 | Wet Detention Pond (S) | 0.6 |  |  | TMDL | TMDL |  |  | 18466.7428 | 5883986.757 | 265 | 30% | 55% | 1.1838 | 0.18998
39 | 11 | 0.0002353 | 268 | 39 | 11 | FOR | 0.99237 | 0.07 | 385.77 | 27.224 | 1.075 | 1.083 | 1.067 | 0.076 | 414.895 | 29.493 | 0.0002353 | 0.988 | 0.069 | 0.00023247 | 1.6236e-05 | 0.996 | 0.98485 | 2735 | 11 | Wet Detention Pond (S) | 0.6 |  |  | TMDL | TMDL |  |  | 18466.7428 | 5883986.757 | 268 | 30% | 55% | 6.9742e-05 | 8.9295e-06
39 | 12 | 12.5177 | 269 | 39 | 12 | WAT | 0.27851 | 0.019 | 88.781 | 6.052 | 1.081 | 1.084 | 0.301 | 0.021 | 95.936 | 6.562 | 12.5177 | 0.279 | 0.019 | 3.4924 | 0.23784 | 1.001 | 0.98565 | 2735 | 11 | Wet Detention Pond (S) | 0.6 |  |  | TMDL | TMDL |  |  | 18466.7428 | 5883986.757 | 269 | 30% | 55% | 1.0477 | 0.13081
39 | 13 | 18.9956 | 270 | 39 | 13 | WET | 2.4147 | 0.224 | 8471.903 | 784.954 | 1.082 | 1.085 | 2.613 | 0.243 | 9167.141 | 851.506 | 18.9956 | 2.419 | 0.221 | 45.9504 | 4.198 | 1.002 | 0.98617 | 2735 | 11 | Wet Detention Pond (S) | 0.6 |  |  | TMDL | TMDL |  |  | 18466.7428 | 5883986.757 | 270 | 30% | 55% | 13.7851 | 2.3089
17 | 4 | 0.072647 | 70 | 17 | 4 | IND | 10.6803 | 0.917 | 6923.519 | 594.527 | 0.185 | 0.241 | 1.98 | 0.221 | 1283.288 | 143.117 | 0.072647 | 1.044 | 0.109 | 0.075843 | 0.0079185 | 0.098 | 0.11912 | 2736 | 11 | Wet Detention Pond (S) | 0.6 |  |  | TMDL | TMDL |  |  | 375.5363 | 3164.4724 | 70 | 30% | 55% | 0.022753 | 0.0043552
22 | 4 | 2.7193 | 112 | 22 | 4 | IND | 10.2535 | 0.86 | 3096.286 | 259.79 | 0.49 | 0.583 | 5.026 | 0.501 | 1517.698 | 151.395 | 2.7193 | 4.495 | 0.457 | 12.2234 | 1.2427 | 0.438 | 0.53064 | 2737 | 11 | Wet Detention Pond (S) | 0.6 |  |  | TMDL | TMDL |  |  | 2150.4234 | 118751.986 | 112 | 30% | 55% | 3.667 | 0.6835
22 | 11 | 0.0068498 | 117 | 22 | 11 | FOR | 1.7193 | 0.065 | 165.518 | 6.246 | 0.521 | 0.611 | 0.895 | 0.04 | 86.204 | 3.815 | 0.0068498 | 0.805 | 0.036 | 0.0055141 | 0.00024659 | 0.468 | 0.55883 | 2737 | 11 | Wet Detention Pond (S) | 0.6 |  |  | TMDL | TMDL |  |  | 2150.4234 | 118751.986 | 117 | 30% | 55% | 0.0016542 | 0.00013563
22 | 13 | 3.6045e-06 | 119 | 22 | 13 | WET | 8.444 | 0.523 | 2739.76 | 169.685 | 0.492 | 0.585 | 4.155 | 0.306 | 1348.008 | 99.205 | 3.6045e-06 | 3.717 | 0.279 | 1.3398e-05 | 1.0057e-06 | 0.44 | 0.53269 | 2737 | 11 | Wet Detention Pond (S) | 0.6 |  |  | TMDL | TMDL |  |  | 2150.4234 | 118751.986 | 119 | 30% | 55% | 4.0194e-06 | 5.5311e-07
22 | 4 | 0.085767 | 112 | 22 | 4 | IND | 10.2535 | 0.86 | 3096.286 | 259.79 | 0.49 | 0.583 | 5.026 | 0.501 | 1517.698 | 151.395 | 0.085767 | 4.495 | 0.457 | 0.38552 | 0.039195 | 0.438 | 0.53064 | 2738 | 11 | Wet Detention Pond (S) | 0.6 |  |  | TMDL | TMDL |  |  | 1547.4427 | 7728.8007 | 112 | 30% | 55% | 0.11566 | 0.021557
22 | 13 | 0.091663 | 119 | 22 | 13 | WET | 8.444 | 0.523 | 2739.76 | 169.685 | 0.492 | 0.585 | 4.155 | 0.306 | 1348.008 | 99.205 | 0.091663 | 3.717 | 0.279 | 0.34071 | 0.025574 | 0.44 | 0.53269 | 2738 | 11 | Wet Detention Pond (S) | 0.6 |  |  | TMDL | TMDL |  |  | 1547.4427 | 7728.8007 | 119 | 30% | 55% | 0.10221 | 0.014066
25 | 1 | 3.511 | 142 | 25 | 1 | LDR | 3.9545 | 0.344 | 1128.698 | 98.244 | 0.57 | 0.484 | 2.254 | 0.166 | 643.339 | 47.513 | 3.511 | 2.254 | 0.166 | 7.9138 | 0.58283 | 0.57 | 0.48362 | 2739 | 11 | Wet Detention Pond (S) | 0.6 |  |  | TMDL | TMDL |  |  | 1994.5451 | 220427.7642 | 142 | 30% | 55% | 2.3741 | 0.32055
25 | 13 | 1.5493 | 153 | 25 | 13 | WET | 7.8742 | 0.753 | 6518.99 | 623.534 | 0.566 | 0.486 | 4.457 | 0.366 | 3690.224 | 302.997 | 1.5493 | 4.457 | 0.366 | 6.9054 | 0.56706 | 0.566 | 0.48594 | 2739 | 11 | Wet Detention Pond (S) | 0.6 |  |  | TMDL | TMDL |  |  | 1994.5451 | 220427.7642 | 153 | 30% | 55% | 2.0716 | 0.31188
22 | 4 | 1.0124 | 112 | 22 | 4 | IND | 10.2535 | 0.86 | 3096.286 | 259.79 | 0.49 | 0.583 | 5.026 | 0.501 | 1517.698 | 151.395 | 1.0124 | 4.495 | 0.457 | 4.5507 | 0.46267 | 0.438 | 0.53064 | 2740 | 11 | Wet Detention Pond (S) | 0.6 |  |  | TMDL | TMDL |  |  | 4686.498 | 167557.2079 | 112 | 30% | 55% | 1.3652 | 0.25447
25 | 4 | 2.8342 | 145 | 25 | 4 | IND | 11.7335 | 1.455 | 10291.696 | 1276.442 | 0.56 | 0.476 | 6.567 | 0.692 | 5759.832 | 606.958 | 2.8342 | 6.567 | 0.692 | 18.6121 | 1.9613 | 0.56 | 0.47551 | 2740 | 11 | Wet Detention Pond (S) | 0.6 |  |  | TMDL | TMDL |  |  | 4686.498 | 167557.2079 | 145 | 30% | 55% | 5.5836 | 1.0787
25 | 13 | 6.2187e-06 | 153 | 25 | 13 | WET | 7.8742 | 0.753 | 6518.99 | 623.534 | 0.566 | 0.486 | 4.457 | 0.366 | 3690.224 | 302.997 | 6.2187e-06 | 4.457 | 0.366 | 2.7717e-05 | 2.276e-06 | 0.566 | 0.48594 | 2740 | 11 | Wet Detention Pond (S) | 0.6 |  |  | TMDL | TMDL |  |  | 4686.498 | 167557.2079 | 153 | 30% | 55% | 8.315e-06 | 1.2518e-06
25 | 1 | 1.4381 | 142 | 25 | 1 | LDR | 3.9545 | 0.344 | 1128.698 | 98.244 | 0.57 | 0.484 | 2.254 | 0.166 | 643.339 | 47.513 | 1.4381 | 2.254 | 0.166 | 3.2416 | 0.23873 | 0.57 | 0.48362 | 2741 | 11 | Wet Detention Pond (S) | 0.6 |  |  | TMDL | TMDL |  |  | 1003.3518 | 62645.6633 | 142 | 30% | 55% | 0.97247 | 0.1313
25 | 13 | 9.7384e-06 | 153 | 25 | 13 | WET | 7.8742 | 0.753 | 6518.99 | 623.534 | 0.566 | 0.486 | 4.457 | 0.366 | 3690.224 | 302.997 | 9.7384e-06 | 4.457 | 0.366 | 4.3404e-05 | 3.5642e-06 | 0.566 | 0.48594 | 2741 | 11 | Wet Detention Pond (S) | 0.6 |  |  | TMDL | TMDL |  |  | 1003.3518 | 62645.6633 | 153 | 30% | 55% | 1.3021e-05 | 1.9603e-06
25 | 4 | 1.609 | 145 | 25 | 4 | IND | 11.7335 | 1.455 | 10291.696 | 1276.442 | 0.56 | 0.476 | 6.567 | 0.692 | 5759.832 | 606.958 | 1.609 | 6.567 | 0.692 | 10.5661 | 1.1134 | 0.56 | 0.47551 | 2742 | 11 | Wet Detention Pond (S) | 0.6 |  |  | TMDL | TMDL |  |  | 2182.9064 | 78342.1319 | 145 | 30% | 55% | 3.1698 | 0.61237
25 | 13 | 0.18954 | 153 | 25 | 13 | WET | 7.8742 | 0.753 | 6518.99 | 623.534 | 0.566 | 0.486 | 4.457 | 0.366 | 3690.224 | 302.997 | 0.18954 | 4.457 | 0.366 | 0.84478 | 0.069372 | 0.566 | 0.48594 | 2742 | 11 | Wet Detention Pond (S) | 0.6 |  |  | TMDL | TMDL |  |  | 2182.9064 | 78342.1319 | 153 | 30% | 55% | 0.25343 | 0.038154
22 | 1 | 0.061525 | 109 | 22 | 1 | LDR | 3.7854 | 0.168 | 177.534 | 7.86 | 0.5 | 0.587 | 1.894 | 0.098 | 88.849 | 4.616 | 0.061525 | 1.699 | 0.09 | 0.10453 | 0.0055372 | 0.449 | 0.53588 | 2743 | 11 | Wet Detention Pond (S) | 0.6 |  |  | TMDL | TMDL |  |  | 5429.6578 | 878593.5365 | 109 | 30% | 55% | 0.031359 | 0.0030455
22 | 4 | 19.7418 | 112 | 22 | 4 | IND | 10.2535 | 0.86 | 3096.286 | 259.79 | 0.49 | 0.583 | 5.026 | 0.501 | 1517.698 | 151.395 | 19.7418 | 4.495 | 0.457 | 88.7395 | 9.022 | 0.438 | 0.53064 | 2743 | 11 | Wet Detention Pond (S) | 0.6 |  |  | TMDL | TMDL |  |  | 5429.6578 | 878593.5365 | 112 | 30% | 55% | 26.6218 | 4.9621
22 | 12 | 0.00064106 | 118 | 22 | 12 | WAT | 0.46969 | 0.014 | 7.177 | 0.218 | 0.511 | 0.591 | 0.24 | 0.008 | 3.668 | 0.129 | 0.00064106 | 0.216 | 0.008 | 0.00013847 | 5.1285e-06 | 0.46 | 0.54073 | 2743 | 11 | Wet Detention Pond (S) | 0.6 |  |  | TMDL | TMDL |  |  | 5429.6578 | 878593.5365 | 118 | 30% | 55% | 4.1541e-05 | 2.8207e-06
22 | 13 | 0.36582 | 119 | 22 | 13 | WET | 8.444 | 0.523 | 2739.76 | 169.685 | 0.492 | 0.585 | 4.155 | 0.306 | 1348.008 | 99.205 | 0.36582 | 3.717 | 0.279 | 1.3598 | 0.10206 | 0.44 | 0.53269 | 2743 | 11 | Wet Detention Pond (S) | 0.6 |  |  | TMDL | TMDL |  |  | 5429.6578 | 878593.5365 | 119 | 30% | 55% | 0.40793 | 0.056135
25 | 2 | 1.3421 | 143 | 25 | 2 | MDR | 7.5947 | 0.683 | 4904.55 | 441.294 | 0.568 | 0.482 | 4.316 | 0.329 | 2787.239 | 212.506 | 1.3421 | 4.316 | 0.329 | 5.7925 | 0.44155 | 0.568 | 0.48155 | 2744 | 11 | Wet Detention Pond (S) | 0.6 |  |  | TMDL | TMDL |  |  | 1674.8671 | 58572.7513 | 143 | 30% | 55% | 1.7377 | 0.24285
25 | 11 | 0.0025133 | 151 | 25 | 11 | FOR | 1.491 | 0.111 | 312.638 | 23.357 | 0.588 | 0.506 | 0.876 | 0.056 | 183.74 | 11.824 | 0.0025133 | 0.876 | 0.056 | 0.0022017 | 0.00014074 | 0.588 | 0.50621 | 2744 | 11 | Wet Detention Pond (S) | 0.6 |  |  | TMDL | TMDL |  |  | 1674.8671 | 58572.7513 | 151 | 30% | 55% | 0.0006605 | 7.741e-05
25 | 13 | 4.4041e-05 | 153 | 25 | 13 | WET | 7.8742 | 0.753 | 6518.99 | 623.534 | 0.566 | 0.486 | 4.457 | 0.366 | 3690.224 | 302.997 | 4.4041e-05 | 4.457 | 0.366 | 0.00019629 | 1.6119e-05 | 0.566 | 0.48594 | 2744 | 11 | Wet Detention Pond (S) | 0.6 |  |  | TMDL | TMDL |  |  | 1674.8671 | 58572.7513 | 153 | 30% | 55% | 5.8887e-05 | 8.8654e-06
18 | 7 | 0.0001586 | 83 | 18 | 7 | PAS | 5.7558 | 0.292 | 250.976 | 12.716 | 0.596 | 0.545 | 3.432 | 0.159 | 149.665 | 6.933 | 0.0001586 | 3.083 | 0.145 | 0.00048897 | 2.2997e-05 | 0.536 | 0.49832 | 2745 | 11 | Wet Detention Pond (S) | 0.6 |  |  | TMDL | TMDL |  |  | 336.2323 | 5466.3517 | 83 | 30% | 55% | 0.00014669 | 1.2649e-05
18 | 11 | 0.11244 | 86 | 18 | 11 | FOR | 1.2162 | 0.046 | 93.332 | 3.532 | 0.602 | 0.553 | 0.732 | 0.025 | 56.155 | 1.953 | 0.11244 | 0.658 | 0.023 | 0.073986 | 0.0025861 | 0.541 | 0.50633 | 2745 | 11 | Wet Detention Pond (S) | 0.6 |  |  | TMDL | TMDL |  |  | 336.2323 | 5466.3517 | 86 | 30% | 55% | 0.022196 | 0.0014224
18 | 13 | 0.012892 | 88 | 18 | 13 | WET | 6.3299 | 0.467 | 3029.459 | 223.738 | 0.591 | 0.549 | 3.74 | 0.256 | 1789.776 | 122.728 | 0.012892 | 3.357 | 0.235 | 0.043279 | 0.0030296 | 0.53 | 0.50183 | 2745 | 11 | Wet Detention Pond (S) | 0.6 |  |  | TMDL | TMDL |  |  | 336.2323 | 5466.3517 | 88 | 30% | 55% | 0.012984 | 0.0016663
18 | 11 | 0.063573 | 86 | 18 | 11 | FOR | 1.2162 | 0.046 | 93.332 | 3.532 | 0.602 | 0.553 | 0.732 | 0.025 | 56.155 | 1.953 | 0.063573 | 0.658 | 0.023 | 0.041831 | 0.0014622 | 0.541 | 0.50633 | 2746 | 11 | Wet Detention Pond (S) | 0.6 |  |  | TMDL | TMDL |  |  | 390.649 | 2769.4368 | 86 | 30% | 55% | 0.012549 | 0.0008042
18 | 13 | 4.953e-06 | 88 | 18 | 13 | WET | 6.3299 | 0.467 | 3029.459 | 223.738 | 0.591 | 0.549 | 3.74 | 0.256 | 1789.776 | 122.728 | 4.953e-06 | 3.357 | 0.235 | 1.6627e-05 | 1.164e-06 | 0.53 | 0.50183 | 2746 | 11 | Wet Detention Pond (S) | 0.6 |  |  | TMDL | TMDL |  |  | 390.649 | 2769.4368 | 88 | 30% | 55% | 4.9882e-06 | 6.4018e-07
18 | 12 | 0.19963 | 87 | 18 | 12 | WAT | 0.17137 | 0.004 | 5.832 | 0.136 | 0.613 | 0.558 | 0.105 | 0.002 | 3.575 | 0.076 | 0.19963 | 0.095 | 0.002 | 0.018965 | 0.00039926 | 0.554 | 0.51224 | 2747 | 11 | Wet Detention Pond (S) | 0.6 |  |  | TMDL | TMDL |  |  | 606.1145 | 8695.9152 | 87 | 30% | 55% | 0.0056895 | 0.00021959
18 | 12 | 0.40766 | 87 | 18 | 12 | WAT | 0.17137 | 0.004 | 5.832 | 0.136 | 0.613 | 0.558 | 0.105 | 0.002 | 3.575 | 0.076 | 0.40766 | 0.095 | 0.002 | 0.038728 | 0.00081532 | 0.554 | 0.51224 | 2748 | 11 | Wet Detention Pond (S) | 0.6 |  |  | TMDL | TMDL |  |  | 878.2102 | 17757.5154 | 87 | 30% | 55% | 0.011618 | 0.00044842
25 | 3 | 11.9367 | 144 | 25 | 3 | HDR | 16.4429 | 1.856 | 5216.46 | 588.853 | 0.568 | 0.484 | 9.341 | 0.899 | 2963.468 | 285.237 | 11.9367 | 9.341 | 0.899 | 111.5009 | 10.7311 | 0.568 | 0.48439 | 2749 | 11 | Wet Detention Pond (S) | 0.6 |  |  | TMDL | TMDL |  |  | 5145.2165 | 520223.0395 | 144 | 30% | 55% | 33.4503 | 5.9021
25 | 12 | 4.8355e-05 | 152 | 25 | 12 | WAT | 0.34466 | 0.021 | 36.473 | 2.263 | 0.581 | 0.494 | 0.2 | 0.011 | 21.175 | 1.117 | 4.8355e-05 | 0.2 | 0.011 | 9.671e-06 | 5.3191e-07 | 0.581 | 0.4938 | 2749 | 11 | Wet Detention Pond (S) | 0.6 |  |  | TMDL | TMDL |  |  | 5145.2165 | 520223.0395 | 152 | 30% | 55% | 2.9013e-06 | 2.9255e-07
25 | 13 | 0.0059639 | 153 | 25 | 13 | WET | 7.8742 | 0.753 | 6518.99 | 623.534 | 0.566 | 0.486 | 4.457 | 0.366 | 3690.224 | 302.997 | 0.0059639 | 4.457 | 0.366 | 0.026581 | 0.0021828 | 0.566 | 0.48594 | 2749 | 11 | Wet Detention Pond (S) | 0.6 |  |  | TMDL | TMDL |  |  | 5145.2165 | 520223.0395 | 153 | 30% | 55% | 0.0079743 | 0.0012005
17 | 2 | 75.0201 | 68 | 17 | 2 | MDR | 6.4584 | 0.305 | 670.572 | 31.619 | 0.194 | 0.242 | 1.253 | 0.074 | 130.107 | 7.661 | 75.0201 | 0.671 | 0.037 | 50.3385 | 2.7757 | 0.104 | 0.12061 | 2750 | 11 | Wet Detention Pond (S) | 0.6 |  |  | TMDL | TMDL |  |  | 102940.031 | 56660668.3177 | 68 | 30% | 55% | 15.1015 | 1.5267
17 | 3 | 333.0165 | 69 | 17 | 3 | HDR | 14.8198 | 1.118 | 5539.566 | 417.79 | 0.194 | 0.252 | 2.875 | 0.282 | 1074.504 | 105.449 | 333.0165 | 1.538 | 0.142 | 512.1794 | 47.2883 | 0.104 | 0.12671 | 2750 | 11 | Wet Detention Pond (S) | 0.6 |  |  | TMDL | TMDL |  |  | 102940.031 | 56660668.3177 | 69 | 30% | 55% | 153.6538 | 26.0086
17 | 4 | 14.6592 | 70 | 17 | 4 | IND | 10.6803 | 0.917 | 6923.519 | 594.527 | 0.185 | 0.241 | 1.98 | 0.221 | 1283.288 | 143.117 | 14.6592 | 1.044 | 0.109 | 15.3042 | 1.5978 | 0.098 | 0.11912 | 2750 | 11 | Wet Detention Pond (S) | 0.6 |  |  | TMDL | TMDL |  |  | 102940.031 | 56660668.3177 | 70 | 30% | 55% | 4.5913 | 0.87882
17 | 6 | 8.0442 | 71 | 17 | 6 | OPE | 2.8755 | 0.115 | 23.115 | 0.928 | 0.203 | 0.256 | 0.584 | 0.03 | 4.696 | 0.237 | 8.0442 | 0.317 | 0.015 | 2.55 | 0.12066 | 0.11 | 0.12933 | 2750 | 11 | Wet Detention Pond (S) | 0.6 |  |  | TMDL | TMDL |  |  | 102940.031 | 56660668.3177 | 71 | 30% | 55% | 0.765 | 0.066365
17 | 12 | 16.6807 | 76 | 17 | 12 | WAT | 0.13258 | 0.003 | 20.157 | 0.442 | 0.233 | 0.3 | 0.031 | 0.001 | 4.695 | 0.133 | 16.6807 | 0.017 | 0 | 0.28357 | 0 | 0.131 | 0.15787 | 2750 | 11 | Wet Detention Pond (S) | 0.6 |  |  | TMDL | TMDL |  |  | 102940.031 | 56660668.3177 | 76 | 30% | 55% | 0.085072 | 0
17 | 13 | 16.5509 | 77 | 17 | 13 | WET | 10.0743 | 0.59 | 936.934 | 54.834 | 0.188 | 0.244 | 1.894 | 0.144 | 176.189 | 13.388 | 16.5509 | 1.003 | 0.072 | 16.6006 | 1.1917 | 0.1 | 0.1213 | 2750 | 11 | Wet Detention Pond (S) | 0.6 |  |  | TMDL | TMDL |  |  | 102940.031 | 56660668.3177 | 77 | 30% | 55% | 4.9802 | 0.65542
18 | 1 | 0.33045 | 78 | 18 | 1 | LDR | 3.1522 | 0.144 | 1003.387 | 45.864 | 0.584 | 0.53 | 1.84 | 0.076 | 585.797 | 24.293 | 0.33045 | 1.648 | 0.07 | 0.54458 | 0.023131 | 0.523 | 0.4827 | 2750 | 11 | Wet Detention Pond (S) | 0.6 |  |  | TMDL | TMDL |  |  | 102940.031 | 56660668.3177 | 78 | 30% | 55% | 0.16337 | 0.012722
18 | 2 | 49.8977 | 79 | 18 | 2 | MDR | 6.3655 | 0.317 | 3149.375 | 157.071 | 0.582 | 0.527 | 3.702 | 0.167 | 1831.62 | 82.709 | 49.8977 | 3.314 | 0.152 | 165.3609 | 7.5844 | 0.521 | 0.47954 | 2750 | 11 | Wet Detention Pond (S) | 0.6 |  |  | TMDL | TMDL |  |  | 102940.031 | 56660668.3177 | 79 | 30% | 55% | 49.6083 | 4.1714
18 | 3 | 149.3542 | 80 | 18 | 3 | HDR | 14.5839 | 1.158 | 2978.273 | 236.441 | 0.582 | 0.53 | 8.481 | 0.614 | 1731.992 | 125.426 | 149.3542 | 7.592 | 0.56 | 1133.8974 | 83.6384 | 0.521 | 0.4834 | 2750 | 11 | Wet Detention Pond (S) | 0.6 |  |  | TMDL | TMDL |  |  | 102940.031 | 56660668.3177 | 80 | 30% | 55% | 340.1692 | 46.0011
18 | 4 | 2.9538 | 81 | 18 | 4 | IND | 10.5583 | 0.959 | 3587.63 | 325.963 | 0.571 | 0.521 | 6.027 | 0.499 | 2047.853 | 169.712 | 2.9538 | 5.379 | 0.454 | 15.8884 | 1.341 | 0.509 | 0.47343 | 2750 | 11 | Wet Detention Pond (S) | 0.6 |  |  | TMDL | TMDL |  |  | 102940.031 | 56660668.3177 | 81 | 30% | 55% | 4.7665 | 0.73756
18 | 6 | 12.1757 | 82 | 18 | 6 | OPE | 2.7936 | 0.118 | 46.415 | 1.956 | 0.592 | 0.54 | 1.655 | 0.064 | 27.497 | 1.055 | 12.1757 | 1.486 | 0.058 | 18.0932 | 0.70619 | 0.532 | 0.49285 | 2750 | 11 | Wet Detention Pond (S) | 0.6 |  |  | TMDL | TMDL |  |  | 102940.031 | 56660668.3177 | 82 | 30% | 55% | 5.4279 | 0.38841
18 | 10 | 0.77531 | 85 | 18 | 10 | RAN | 2.2483 | 0.088 | 18.342 | 0.719 | 0.599 | 0.547 | 1.347 | 0.048 | 10.99 | 0.393 | 0.77531 | 1.211 | 0.044 | 0.9389 | 0.034114 | 0.539 | 0.50025 | 2750 | 11 | Wet Detention Pond (S) | 0.6 |  |  | TMDL | TMDL |  |  | 102940.031 | 56660668.3177 | 85 | 30% | 55% | 0.28167 | 0.018762
18 | 11 | 2.1905 | 86 | 18 | 11 | FOR | 1.2162 | 0.046 | 93.332 | 3.532 | 0.602 | 0.553 | 0.732 | 0.025 | 56.155 | 1.953 | 2.1905 | 0.658 | 0.023 | 1.4414 | 0.050382 | 0.541 | 0.50633 | 2750 | 11 | Wet Detention Pond (S) | 0.6 |  |  | TMDL | TMDL |  |  | 102940.031 | 56660668.3177 | 86 | 30% | 55% | 0.43241 | 0.02771
18 | 12 | 5.7575 | 87 | 18 | 12 | WAT | 0.17137 | 0.004 | 5.832 | 0.136 | 0.613 | 0.558 | 0.105 | 0.002 | 3.575 | 0.076 | 5.7575 | 0.095 | 0.002 | 0.54697 | 0.011515 | 0.554 | 0.51224 | 2750 | 11 | Wet Detention Pond (S) | 0.6 |  |  | TMDL | TMDL |  |  | 102940.031 | 56660668.3177 | 87 | 30% | 55% | 0.16409 | 0.0063333
18 | 13 | 25.8603 | 88 | 18 | 13 | WET | 6.3299 | 0.467 | 3029.459 | 223.738 | 0.591 | 0.549 | 3.74 | 0.256 | 1789.776 | 122.728 | 25.8603 | 3.357 | 0.235 | 86.8129 | 6.0772 | 0.53 | 0.50183 | 2750 | 11 | Wet Detention Pond (S) | 0.6 |  |  | TMDL | TMDL |  |  | 102940.031 | 56660668.3177 | 88 | 30% | 55% | 26.0439 | 3.3424
20 | 1 | 1.3098 | 89 | 20 | 1 | LDR | 3.0927 | 0.134 | 164.16 | 7.139 | 0.263 | 0.31 | 0.812 | 0.042 | 43.096 | 2.212 | 1.3098 | 0.728 | 0.038 | 0.95355 | 0.049773 | 0.235 | 0.28311 | 2750 | 11 | Wet Detention Pond (S) | 0.6 |  |  | TMDL | TMDL |  |  | 102940.031 | 56660668.3177 | 89 | 30% | 55% | 0.28606 | 0.027375
20 | 2 | 205.0328 | 90 | 20 | 2 | MDR | 6.2353 | 0.295 | 1827.302 | 86.532 | 0.261 | 0.306 | 1.626 | 0.09 | 476.632 | 26.453 | 205.0328 | 1.457 | 0.082 | 298.7327 | 16.8127 | 0.234 | 0.27918 | 2750 | 11 | Wet Detention Pond (S) | 0.6 |  |  | TMDL | TMDL |  |  | 102940.031 | 56660668.3177 | 90 | 30% | 55% | 89.6198 | 9.247
20 | 3 | 158.7864 | 91 | 20 | 3 | HDR | 14.2981 | 1.08 | 2836.849 | 214.305 | 0.261 | 0.323 | 3.729 | 0.349 | 739.833 | 69.25 | 158.7864 | 3.341 | 0.319 | 530.5052 | 50.6528 | 0.234 | 0.29532 | 2750 | 11 | Wet Detention Pond (S) | 0.6 |  |  | TMDL | TMDL |  |  | 102940.031 | 56660668.3177 | 91 | 30% | 55% | 159.1516 | 27.8591
20 | 4 | 99.1333 | 92 | 20 | 4 | IND | 10.2361 | 0.882 | 2104.039 | 181.35 | 0.253 | 0.305 | 2.587 | 0.269 | 531.76 | 55.308 | 99.1333 | 2.313 | 0.246 | 229.2953 | 24.3868 | 0.226 | 0.27837 | 2750 | 11 | Wet Detention Pond (S) | 0.6 |  |  | TMDL | TMDL |  |  | 102940.031 | 56660668.3177 | 92 | 30% | 55% | 68.7886 | 13.4127
20 | 6 | 29.5285 | 93 | 20 | 6 | OPE | 2.7965 | 0.113 | 137.405 | 5.559 | 0.27 | 0.326 | 0.755 | 0.037 | 37.074 | 1.812 | 29.5285 | 0.677 | 0.034 | 19.9908 | 1.004 | 0.242 | 0.29816 | 2750 | 11 | Wet Detention Pond (S) | 0.6 |  |  | TMDL | TMDL |  |  | 102940.031 | 56660668.3177 | 93 | 30% | 55% | 5.9972 | 0.55218
20 | 8 | 0.314 | 95 | 20 | 8 | AGR | 6.6475 | 0.326 | 224.943 | 11.038 | 0.279 | 0.352 | 1.857 | 0.115 | 62.825 | 3.889 | 0.314 | 1.669 | 0.105 | 0.52406 | 0.03297 | 0.251 | 0.32247 | 2750 | 11 | Wet Detention Pond (S) | 0.6 |  |  | TMDL | TMDL |  |  | 102940.031 | 56660668.3177 | 95 | 30% | 55% | 0.15722 | 0.018133
20 | 10 | 0.00079578 | 96 | 20 | 10 | RAN | 2.3315 | 0.088 | 32.89 | 1.245 | 0.277 | 0.342 | 0.646 | 0.03 | 9.117 | 0.426 | 0.00079578 | 0.581 | 0.028 | 0.00046235 | 2.2282e-05 | 0.249 | 0.31337 | 2750 | 11 | Wet Detention Pond (S) | 0.6 |  |  | TMDL | TMDL |  |  | 102940.031 | 56660668.3177 | 96 | 30% | 55% | 0.0001387 | 1.2255e-05
20 | 11 | 5.453 | 97 | 20 | 11 | FOR | 1.2281 | 0.043 | 62.365 | 2.199 | 0.289 | 0.392 | 0.355 | 0.017 | 18.012 | 0.863 | 5.453 | 0.319 | 0.016 | 1.7395 | 0.087248 | 0.26 | 0.35973 | 2750 | 11 | Wet Detention Pond (S) | 0.6 |  |  | TMDL | TMDL |  |  | 102940.031 | 56660668.3177 | 97 | 30% | 55% | 0.52185 | 0.047987
20 | 12 | 19.173 | 98 | 20 | 12 | WAT | 0.16087 | 0.003 | 7.65 | 0.163 | 0.298 | 0.384 | 0.048 | 0.001 | 2.283 | 0.063 | 19.173 | 0.043 | 0.001 | 0.82444 | 0.019173 | 0.27 | 0.35322 | 2750 | 11 | Wet Detention Pond (S) | 0.6 |  |  | TMDL | TMDL |  |  | 102940.031 | 56660668.3177 | 98 | 30% | 55% | 0.24733 | 0.010545
20 | 13 | 68.7565 | 99 | 20 | 13 | WET | 4.0215 | 0.221 | 1471.384 | 80.96 | 0.274 | 0.404 | 1.102 | 0.089 | 403.085 | 32.694 | 68.7565 | 0.992 | 0.082 | 68.2064 | 5.638 | 0.247 | 0.3713 | 2750 | 11 | Wet Detention Pond (S) | 0.6 |  |  | TMDL | TMDL |  |  | 102940.031 | 56660668.3177 | 99 | 30% | 55% | 20.4619 | 3.1009
18 | 4 | 0.15081 | 81 | 18 | 4 | IND | 10.5583 | 0.959 | 3587.63 | 325.963 | 0.571 | 0.521 | 6.027 | 0.499 | 2047.853 | 169.712 | 0.15081 | 5.379 | 0.454 | 0.81119 | 0.068467 | 0.509 | 0.47343 | 2751 | 11 | Wet Detention Pond (S) | 0.6 |  |  | TMDL | TMDL |  |  | 1971.0515 | 34973.8882 | 81 | 30% | 55% | 0.24336 | 0.037657
18 | 13 | 0.65209 | 88 | 18 | 13 | WET | 6.3299 | 0.467 | 3029.459 | 223.738 | 0.591 | 0.549 | 3.74 | 0.256 | 1789.776 | 122.728 | 0.65209 | 3.357 | 0.235 | 2.1891 | 0.15324 | 0.53 | 0.50183 | 2751 | 11 | Wet Detention Pond (S) | 0.6 |  |  | TMDL | TMDL |  |  | 1971.0515 | 34973.8882 | 88 | 30% | 55% | 0.65672 | 0.084282
25 | 1 | 0.10117 | 142 | 25 | 1 | LDR | 3.9545 | 0.344 | 1128.698 | 98.244 | 0.57 | 0.484 | 2.254 | 0.166 | 643.339 | 47.513 | 0.10117 | 2.254 | 0.166 | 0.22803 | 0.016793 | 0.57 | 0.48362 | 2752 | 11 | Wet Detention Pond (S) | 0.6 |  |  | TMDL | TMDL |  |  | 10074.6795 | 2696353.996 | 142 | 30% | 55% | 0.068408 | 0.0092364
25 | 2 | 0.8509 | 143 | 25 | 2 | MDR | 7.5947 | 0.683 | 4904.55 | 441.294 | 0.568 | 0.482 | 4.316 | 0.329 | 2787.239 | 212.506 | 0.8509 | 4.316 | 0.329 | 3.6725 | 0.27995 | 0.568 | 0.48155 | 2752 | 11 | Wet Detention Pond (S) | 0.6 |  |  | TMDL | TMDL |  |  | 10074.6795 | 2696353.996 | 143 | 30% | 55% | 1.1017 | 0.15397
25 | 3 | 27.7648 | 144 | 25 | 3 | HDR | 16.4429 | 1.856 | 5216.46 | 588.853 | 0.568 | 0.484 | 9.341 | 0.899 | 2963.468 | 285.237 | 27.7648 | 9.341 | 0.899 | 259.3514 | 24.9606 | 0.568 | 0.48439 | 2752 | 11 | Wet Detention Pond (S) | 0.6 |  |  | TMDL | TMDL |  |  | 10074.6795 | 2696353.996 | 144 | 30% | 55% | 77.8054 | 13.7283
25 | 4 | 0.091747 | 145 | 25 | 4 | IND | 11.7335 | 1.455 | 10291.696 | 1276.442 | 0.56 | 0.476 | 6.567 | 0.692 | 5759.832 | 606.958 | 0.091747 | 6.567 | 0.692 | 0.6025 | 0.063489 | 0.56 | 0.47551 | 2752 | 11 | Wet Detention Pond (S) | 0.6 |  |  | TMDL | TMDL |  |  | 10074.6795 | 2696353.996 | 145 | 30% | 55% | 0.18075 | 0.034919
25 | 11 | 0.018415 | 151 | 25 | 11 | FOR | 1.491 | 0.111 | 312.638 | 23.357 | 0.588 | 0.506 | 0.876 | 0.056 | 183.74 | 11.824 | 0.018415 | 0.876 | 0.056 | 0.016132 | 0.0010313 | 0.588 | 0.50621 | 2752 | 11 | Wet Detention Pond (S) | 0.6 |  |  | TMDL | TMDL |  |  | 10074.6795 | 2696353.996 | 151 | 30% | 55% | 0.0048395 | 0.00056719
25 | 12 | 20.7895 | 152 | 25 | 12 | WAT | 0.34466 | 0.021 | 36.473 | 2.263 | 0.581 | 0.494 | 0.2 | 0.011 | 21.175 | 1.117 | 20.7895 | 0.2 | 0.011 | 4.1579 | 0.22868 | 0.581 | 0.4938 | 2752 | 11 | Wet Detention Pond (S) | 0.6 |  |  | TMDL | TMDL |  |  | 10074.6795 | 2696353.996 | 152 | 30% | 55% | 1.2474 | 0.12578
25 | 13 | 12.2834 | 153 | 25 | 13 | WET | 7.8742 | 0.753 | 6518.99 | 623.534 | 0.566 | 0.486 | 4.457 | 0.366 | 3690.224 | 302.997 | 12.2834 | 4.457 | 0.366 | 54.7472 | 4.4957 | 0.566 | 0.48594 | 2752 | 11 | Wet Detention Pond (S) | 0.6 |  |  | TMDL | TMDL |  |  | 10074.6795 | 2696353.996 | 153 | 30% | 55% | 16.4242 | 2.4727
25 | 1 | 41.9162 | 142 | 25 | 1 | LDR | 3.9545 | 0.344 | 1128.698 | 98.244 | 0.57 | 0.484 | 2.254 | 0.166 | 643.339 | 47.513 | 41.9162 | 2.254 | 0.166 | 94.479 | 6.9581 | 0.57 | 0.48362 | 2753 | 11 | Wet Detention Pond (S) | 0.6 |  |  | TMDL | TMDL |  |  | 31221.0737 | 16777420.5891 | 142 | 30% | 55% | 28.3437 | 3.8269
25 | 2 | 289.1843 | 143 | 25 | 2 | MDR | 7.5947 | 0.683 | 4904.55 | 441.294 | 0.568 | 0.482 | 4.316 | 0.329 | 2787.239 | 212.506 | 289.1843 | 4.316 | 0.329 | 1248.1196 | 95.1416 | 0.568 | 0.48155 | 2753 | 11 | Wet Detention Pond (S) | 0.6 |  |  | TMDL | TMDL |  |  | 31221.0737 | 16777420.5891 | 143 | 30% | 55% | 374.4359 | 52.3279
25 | 3 | 0.44102 | 144 | 25 | 3 | HDR | 16.4429 | 1.856 | 5216.46 | 588.853 | 0.568 | 0.484 | 9.341 | 0.899 | 2963.468 | 285.237 | 0.44102 | 9.341 | 0.899 | 4.1196 | 0.39648 | 0.568 | 0.48439 | 2753 | 11 | Wet Detention Pond (S) | 0.6 |  |  | TMDL | TMDL |  |  | 31221.0737 | 16777420.5891 | 144 | 30% | 55% | 1.2359 | 0.21806
25 | 4 | 23.1917 | 145 | 25 | 4 | IND | 11.7335 | 1.455 | 10291.696 | 1276.442 | 0.56 | 0.476 | 6.567 | 0.692 | 5759.832 | 606.958 | 23.1917 | 6.567 | 0.692 | 152.3001 | 16.0487 | 0.56 | 0.47551 | 2753 | 11 | Wet Detention Pond (S) | 0.6 |  |  | TMDL | TMDL |  |  | 31221.0737 | 16777420.5891 | 145 | 30% | 55% | 45.69 | 8.8268
25 | 6 | 5.5165 | 146 | 25 | 6 | OPE | 3.6205 | 0.302 | 81.319 | 6.781 | 0.574 | 0.489 | 2.08 | 0.148 | 46.71 | 3.314 | 5.5165 | 2.08 | 0.148 | 11.4744 | 0.81645 | 0.574 | 0.48869 | 2753 | 11 | Wet Detention Pond (S) | 0.6 |  |  | TMDL | TMDL |  |  | 31221.0737 | 16777420.5891 | 146 | 30% | 55% | 3.4423 | 0.44905
25 | 11 | 6.6255 | 151 | 25 | 11 | FOR | 1.491 | 0.111 | 312.638 | 23.357 | 0.588 | 0.506 | 0.876 | 0.056 | 183.74 | 11.824 | 6.6255 | 0.876 | 0.056 | 5.8039 | 0.37103 | 0.588 | 0.50621 | 2753 | 11 | Wet Detention Pond (S) | 0.6 |  |  | TMDL | TMDL |  |  | 31221.0737 | 16777420.5891 | 151 | 30% | 55% | 1.7412 | 0.20407
25 | 12 | 4.8495 | 152 | 25 | 12 | WAT | 0.34466 | 0.021 | 36.473 | 2.263 | 0.581 | 0.494 | 0.2 | 0.011 | 21.175 | 1.117 | 4.8495 | 0.2 | 0.011 | 0.9699 | 0.053345 | 0.581 | 0.4938 | 2753 | 11 | Wet Detention Pond (S) | 0.6 |  |  | TMDL | TMDL |  |  | 31221.0737 | 16777420.5891 | 152 | 30% | 55% | 0.29097 | 0.02934
25 | 13 | 13.4333 | 153 | 25 | 13 | WET | 7.8742 | 0.753 | 6518.99 | 623.534 | 0.566 | 0.486 | 4.457 | 0.366 | 3690.224 | 302.997 | 13.4333 | 4.457 | 0.366 | 59.8724 | 4.9166 | 0.566 | 0.48594 | 2753 | 11 | Wet Detention Pond (S) | 0.6 |  |  | TMDL | TMDL |  |  | 31221.0737 | 16777420.5891 | 153 | 30% | 55% | 17.9617 | 2.7041
24 | 2 | 0.061447 | 132 | 24 | 2 | MDR | 9.1244 | 0.747 | 4998.613 | 409.165 | 0.231 | 0.117 | 2.111 | 0.087 | 1156.347 | 47.73 | 0.061447 | 1.216 | 0.045 | 0.07472 | 0.0027651 | 0.133 | 0.060038 | 2754 | 11 | Wet Detention Pond (S) | 0.6 |  |  | TMDL | TMDL |  |  | 7015.3609 | 2167329.2067 | 132 | 30% | 55% | 0.022416 | 0.0015208
24 | 4 | 37.9711 | 134 | 24 | 4 | IND | 14.4894 | 1.67 | 3647.149 | 420.469 | 0.223 | 0.111 | 3.227 | 0.185 | 812.227 | 46.466 | 37.9711 | 1.836 | 0.095 | 69.715 | 3.6073 | 0.127 | 0.056659 | 2754 | 11 | Wet Detention Pond (S) | 0.6 |  |  | TMDL | TMDL |  |  | 7015.3609 | 2167329.2067 | 134 | 30% | 55% | 20.9145 | 1.984
24 | 11 | 4.0699 | 139 | 24 | 11 | FOR | 1.8811 | 0.129 | 301.544 | 20.656 | 0.255 | 0.167 | 0.48 | 0.022 | 76.946 | 3.459 | 4.0699 | 0.284 | 0.011 | 1.1559 | 0.044769 | 0.151 | 0.088801 | 2754 | 11 | Wet Detention Pond (S) | 0.6 |  |  | TMDL | TMDL |  |  | 7015.3609 | 2167329.2067 | 139 | 30% | 55% | 0.34676 | 0.024623
24 | 12 | 1.2914 | 140 | 24 | 12 | WAT | 0.32312 | 0.017 | 72.968 | 3.927 | 0.246 | 0.138 | 0.079 | 0.002 | 17.927 | 0.543 | 1.2914 | 0.047 | 0.001 | 0.060697 | 0.0012914 | 0.146 | 0.072263 | 2754 | 11 | Wet Detention Pond (S) | 0.6 |  |  | TMDL | TMDL |  |  | 7015.3609 | 2167329.2067 | 140 | 30% | 55% | 0.018209 | 0.00071028
24 | 13 | 6.3613 | 141 | 24 | 13 | WET | 7.4495 | 0.68 | 3122.888 | 285.148 | 0.237 | 0.139 | 1.764 | 0.095 | 739.648 | 39.666 | 6.3613 | 1.023 | 0.049 | 6.5076 | 0.3117 | 0.137 | 0.072548 | 2754 | 11 | Wet Detention Pond (S) | 0.6 |  |  | TMDL | TMDL |  |  | 7015.3609 | 2167329.2067 | 141 | 30% | 55% | 1.9523 | 0.17144
25 | 3 | 0.0047806 | 144 | 25 | 3 | HDR | 16.4429 | 1.856 | 5216.46 | 588.853 | 0.568 | 0.484 | 9.341 | 0.899 | 2963.468 | 285.237 | 0.0047806 | 9.341 | 0.899 | 0.044655 | 0.0042977 | 0.568 | 0.48439 | 2755 | 11 | Wet Detention Pond (S) | 0.6 |  |  | TMDL | TMDL |  |  | 6708.9975 | 1941034.9568 | 144 | 30% | 55% | 0.013397 | 0.0023638
25 | 4 | 38.4961 | 145 | 25 | 4 | IND | 11.7335 | 1.455 | 10291.696 | 1276.442 | 0.56 | 0.476 | 6.567 | 0.692 | 5759.832 | 606.958 | 38.4961 | 6.567 | 0.692 | 252.804 | 26.6393 | 0.56 | 0.47551 | 2755 | 11 | Wet Detention Pond (S) | 0.6 |  |  | TMDL | TMDL |  |  | 6708.9975 | 1941034.9568 | 145 | 30% | 55% | 75.8412 | 14.6516
25 | 10 | 0.0010876 | 150 | 25 | 10 | RAN | 2.5824 | 0.2 | 114.046 | 8.816 | 0.581 | 0.496 | 1.5 | 0.099 | 66.261 | 4.37 | 0.0010876 | 1.5 | 0.099 | 0.0016314 | 0.00010767 | 0.581 | 0.49569 | 2755 | 11 | Wet Detention Pond (S) | 0.6 |  |  | TMDL | TMDL |  |  | 6708.9975 | 1941034.9568 | 150 | 30% | 55% | 0.00048942 | 5.922e-05
25 | 12 | 2.2248 | 152 | 25 | 12 | WAT | 0.34466 | 0.021 | 36.473 | 2.263 | 0.581 | 0.494 | 0.2 | 0.011 | 21.175 | 1.117 | 2.2248 | 0.2 | 0.011 | 0.44497 | 0.024473 | 0.581 | 0.4938 | 2755 | 11 | Wet Detention Pond (S) | 0.6 |  |  | TMDL | TMDL |  |  | 6708.9975 | 1941034.9568 | 152 | 30% | 55% | 0.13349 | 0.01346
25 | 13 | 3.8334 | 153 | 25 | 13 | WET | 7.8742 | 0.753 | 6518.99 | 623.534 | 0.566 | 0.486 | 4.457 | 0.366 | 3690.224 | 302.997 | 3.8334 | 4.457 | 0.366 | 17.0854 | 1.403 | 0.566 | 0.48594 | 2755 | 11 | Wet Detention Pond (S) | 0.6 |  |  | TMDL | TMDL |  |  | 6708.9975 | 1941034.9568 | 153 | 30% | 55% | 5.1256 | 0.77166
25 | 3 | 14.6581 | 144 | 25 | 3 | HDR | 16.4429 | 1.856 | 5216.46 | 588.853 | 0.568 | 0.484 | 9.341 | 0.899 | 2963.468 | 285.237 | 14.6581 | 9.341 | 0.899 | 136.9212 | 13.1776 | 0.568 | 0.48439 | 2756 | 11 | Wet Detention Pond (S) | 0.6 |  |  | TMDL | TMDL |  |  | 6023.5657 | 638505.2109 | 144 | 30% | 55% | 41.0764 | 7.2477
25 | 12 | 4.7873e-05 | 152 | 25 | 12 | WAT | 0.34466 | 0.021 | 36.473 | 2.263 | 0.581 | 0.494 | 0.2 | 0.011 | 21.175 | 1.117 | 4.7873e-05 | 0.2 | 0.011 | 9.5745e-06 | 5.266e-07 | 0.581 | 0.4938 | 2756 | 11 | Wet Detention Pond (S) | 0.6 |  |  | TMDL | TMDL |  |  | 6023.5657 | 638505.2109 | 152 | 30% | 55% | 2.8724e-06 | 2.8963e-07
25 | 3 | 18.1355 | 144 | 25 | 3 | HDR | 16.4429 | 1.856 | 5216.46 | 588.853 | 0.568 | 0.484 | 9.341 | 0.899 | 2963.468 | 285.237 | 18.1355 | 9.341 | 0.899 | 169.4037 | 16.3038 | 0.568 | 0.48439 | 2757 | 11 | Wet Detention Pond (S) | 0.6 |  |  | TMDL | TMDL |  |  | 4776.5453 | 1079083.182 | 144 | 30% | 55% | 50.8211 | 8.9671
25 | 4 | 0.54462 | 145 | 25 | 4 | IND | 11.7335 | 1.455 | 10291.696 | 1276.442 | 0.56 | 0.476 | 6.567 | 0.692 | 5759.832 | 606.958 | 0.54462 | 6.567 | 0.692 | 3.5765 | 0.37688 | 0.56 | 0.47551 | 2757 | 11 | Wet Detention Pond (S) | 0.6 |  |  | TMDL | TMDL |  |  | 4776.5453 | 1079083.182 | 145 | 30% | 55% | 1.073 | 0.20728
25 | 13 | 6.0923 | 153 | 25 | 13 | WET | 7.8742 | 0.753 | 6518.99 | 623.534 | 0.566 | 0.486 | 4.457 | 0.366 | 3690.224 | 302.997 | 6.0923 | 4.457 | 0.366 | 27.1535 | 2.2298 | 0.566 | 0.48594 | 2757 | 11 | Wet Detention Pond (S) | 0.6 |  |  | TMDL | TMDL |  |  | 4776.5453 | 1079083.182 | 153 | 30% | 55% | 8.146 | 1.2264
25 | 1 | 0.37768 | 142 | 25 | 1 | LDR | 3.9545 | 0.344 | 1128.698 | 98.244 | 0.57 | 0.484 | 2.254 | 0.166 | 643.339 | 47.513 | 0.37768 | 2.254 | 0.166 | 0.8513 | 0.062696 | 0.57 | 0.48362 | 2758 | 11 | Wet Detention Pond (S) | 0.6 |  |  | TMDL | TMDL |  |  | 41427.775 | 19799369.9368 | 142 | 30% | 55% | 0.25539 | 0.034483
25 | 3 | 0.26712 | 144 | 25 | 3 | HDR | 16.4429 | 1.856 | 5216.46 | 588.853 | 0.568 | 0.484 | 9.341 | 0.899 | 2963.468 | 285.237 | 0.26712 | 9.341 | 0.899 | 2.4951 | 0.24014 | 0.568 | 0.48439 | 2758 | 11 | Wet Detention Pond (S) | 0.6 |  |  | TMDL | TMDL |  |  | 41427.775 | 19799369.9368 | 144 | 30% | 55% | 0.74854 | 0.13208
25 | 11 | 0.015978 | 151 | 25 | 11 | FOR | 1.491 | 0.111 | 312.638 | 23.357 | 0.588 | 0.506 | 0.876 | 0.056 | 183.74 | 11.824 | 0.015978 | 0.876 | 0.056 | 0.013997 | 0.00089478 | 0.588 | 0.50621 | 2758 | 11 | Wet Detention Pond (S) | 0.6 |  |  | TMDL | TMDL |  |  | 41427.775 | 19799369.9368 | 151 | 30% | 55% | 0.0041991 | 0.00049213
27 | 4 | 1.3129 | 162 | 27 | 4 | IND | 11.0624 | 1.21 | 10869.185 | 1188.593 | 0.31 | 0.307 | 3.425 | 0.372 | 3365.144 | 365.357 | 1.3129 | 3.425 | 0.372 | 4.4966 | 0.48839 | 0.31 | 0.30739 | 2758 | 11 | Wet Detention Pond (S) | 0.6 |  |  | TMDL | TMDL |  |  | 41427.775 | 19799369.9368 | 162 | 30% | 55% | 1.349 | 0.26861
27 | 11 | 0.27394 | 168 | 27 | 11 | FOR | 1.1613 | 0.076 | 160.947 | 10.588 | 0.34 | 0.348 | 0.395 | 0.027 | 54.708 | 3.682 | 0.27394 | 0.395 | 0.027 | 0.10821 | 0.0073964 | 0.34 | 0.34778 | 2758 | 11 | Wet Detention Pond (S) | 0.6 |  |  | TMDL | TMDL |  |  | 41427.775 | 19799369.9368 | 168 | 30% | 55% | 0.032462 | 0.004068
27 | 13 | 1.3237 | 170 | 27 | 13 | WET | 7.3681 | 0.61 | 1220.395 | 101.006 | 0.315 | 0.319 | 2.322 | 0.195 | 384.602 | 32.222 | 1.3237 | 2.322 | 0.195 | 3.0737 | 0.25812 | 0.315 | 0.31901 | 2758 | 11 | Wet Detention Pond (S) | 0.6 |  |  | TMDL | TMDL |  |  | 41427.775 | 19799369.9368 | 170 | 30% | 55% | 0.9221 | 0.14197
28 | 1 | 2.476 | 171 | 28 | 1 | LDR | 4.4144 | 0.393 | 411.071 | 36.639 | 0.729 | 0.695 | 3.217 | 0.273 | 299.59 | 25.46 | 2.476 | 3.217 | 0.273 | 7.9652 | 0.67594 | 0.729 | 0.69488 | 2758 | 11 | Wet Detention Pond (S) | 0.6 |  |  | TMDL | TMDL |  |  | 41427.775 | 19799369.9368 | 171 | 30% | 55% | 2.3896 | 0.37177
28 | 3 | 142.261 | 173 | 28 | 3 | HDR | 17.521 | 1.972 | 2523.412 | 284.074 | 0.726 | 0.694 | 12.728 | 1.368 | 1833.126 | 197.069 | 142.261 | 12.728 | 1.368 | 1810.6976 | 194.613 | 0.726 | 0.69372 | 2758 | 11 | Wet Detention Pond (S) | 0.6 |  |  | TMDL | TMDL |  |  | 41427.775 | 19799369.9368 | 173 | 30% | 55% | 543.2093 | 107.0372
28 | 4 | 28.1288 | 174 | 28 | 4 | IND | 12.6546 | 1.573 | 1189.071 | 147.816 | 0.717 | 0.684 | 9.068 | 1.076 | 852.033 | 101.086 | 28.1288 | 9.068 | 1.076 | 255.0723 | 30.2666 | 0.717 | 0.68387 | 2758 | 11 | Wet Detention Pond (S) | 0.6 |  |  | TMDL | TMDL |  |  | 41427.775 | 19799369.9368 | 174 | 30% | 55% | 76.5217 | 16.6466
28 | 7 | 37.9585 | 176 | 28 | 7 | PAS | 6.9444 | 0.618 | 1550.51 | 137.995 | 0.738 | 0.706 | 5.126 | 0.437 | 1144.572 | 97.463 | 37.9585 | 5.126 | 0.437 | 194.5752 | 16.5879 | 0.738 | 0.70628 | 2758 | 11 | Wet Detention Pond (S) | 0.6 |  |  | TMDL | TMDL |  |  | 41427.775 | 19799369.9368 | 176 | 30% | 55% | 58.3726 | 9.1233
28 | 8 | 0.00041015 | 177 | 28 | 8 | AGR | 8.311 | 0.768 | 364.639 | 33.704 | 0.742 | 0.709 | 6.164 | 0.545 | 270.442 | 23.906 | 0.00041015 | 6.164 | 0.545 | 0.0025281 | 0.00022353 | 0.742 | 0.7093 | 2758 | 11 | Wet Detention Pond (S) | 0.6 |  |  | TMDL | TMDL |  |  | 41427.775 | 19799369.9368 | 177 | 30% | 55% | 0.00075844 | 0.00012294
28 | 10 | 28.1078 | 179 | 28 | 10 | RAN | 2.6437 | 0.209 | 286.282 | 22.595 | 0.74 | 0.707 | 1.957 | 0.148 | 211.906 | 15.983 | 28.1078 | 1.957 | 0.148 | 55.0069 | 4.16 | 0.74 | 0.70734 | 2758 | 11 | Wet Detention Pond (S) | 0.6 |  |  | TMDL | TMDL |  |  | 41427.775 | 19799369.9368 | 179 | 30% | 55% | 16.5021 | 2.288
28 | 11 | 64.0067 | 180 | 28 | 11 | FOR | 1.5853 | 0.119 | 466.751 | 35.171 | 0.747 | 0.714 | 1.184 | 0.085 | 348.649 | 25.116 | 64.0067 | 1.184 | 0.085 | 75.7839 | 5.4406 | 0.747 | 0.7141 | 2758 | 11 | Wet Detention Pond (S) | 0.6 |  |  | TMDL | TMDL |  |  | 41427.775 | 19799369.9368 | 180 | 30% | 55% | 22.7352 | 2.9923
28 | 12 | 29.6392 | 181 | 28 | 12 | WAT | 0.45296 | 0.031 | 39.118 | 2.687 | 0.742 | 0.707 | 0.336 | 0.022 | 29.021 | 1.899 | 29.6392 | 0.336 | 0.022 | 9.9588 | 0.65206 | 0.742 | 0.70665 | 2758 | 11 | Wet Detention Pond (S) | 0.6 |  |  | TMDL | TMDL |  |  | 41427.775 | 19799369.9368 | 181 | 30% | 55% | 2.9876 | 0.35863
28 | 13 | 118.3831 | 182 | 28 | 13 | WET | 5.0183 | 0.46 | 2409.878 | 221.054 | 0.74 | 0.714 | 3.715 | 0.329 | 1784.191 | 157.771 | 118.3831 | 3.715 | 0.329 | 439.7933 | 38.948 | 0.74 | 0.71372 | 2758 | 11 | Wet Detention Pond (S) | 0.6 |  |  | TMDL | TMDL |  |  | 41427.775 | 19799369.9368 | 182 | 30% | 55% | 131.938 | 21.4214
27 | 1 | 0.02056 | 160 | 27 | 1 | LDR | 3.5863 | 0.278 | 520.236 | 40.302 | 0.318 | 0.314 | 1.14 | 0.087 | 165.438 | 12.639 | 0.02056 | 1.14 | 0.087 | 0.023438 | 0.0017887 | 0.318 | 0.31361 | 2759 | 11 | Wet Detention Pond (S) | 0.6 |  |  | TMDL | TMDL |  |  | 1662.9329 | 4993.785 | 160 | 30% | 55% | 0.0070315 | 0.0009838
27 | 7 | 0.0203 | 164 | 27 | 7 | PAS | 5.695 | 0.446 | 525.602 | 41.141 | 0.328 | 0.329 | 1.869 | 0.147 | 172.478 | 13.55 | 0.0203 | 1.869 | 0.147 | 0.03794 | 0.002984 | 0.328 | 0.32937 | 2759 | 11 | Wet Detention Pond (S) | 0.6 |  |  | TMDL | TMDL |  |  | 1662.9329 | 4993.785 | 164 | 30% | 55% | 0.011382 | 0.0016412
27 | 10 | 0.055013 | 167 | 27 | 10 | RAN | 2.1264 | 0.146 | 101.046 | 6.961 | 0.331 | 0.331 | 0.703 | 0.048 | 33.419 | 2.302 | 0.055013 | 0.703 | 0.048 | 0.038674 | 0.0026406 | 0.331 | 0.33077 | 2759 | 11 | Wet Detention Pond (S) | 0.6 |  |  | TMDL | TMDL |  |  | 1662.9329 | 4993.785 | 167 | 30% | 55% | 0.011602 | 0.0014523
28 | 1 | 0.016859 | 171 | 28 | 1 | LDR | 4.4144 | 0.393 | 411.071 | 36.639 | 0.729 | 0.695 | 3.217 | 0.273 | 299.59 | 25.46 | 0.016859 | 3.217 | 0.273 | 0.054236 | 0.0046026 | 0.729 | 0.69488 | 2759 | 11 | Wet Detention Pond (S) | 0.6 |  |  | TMDL | TMDL |  |  | 1662.9329 | 4993.785 | 171 | 30% | 55% | 0.016271 | 0.0025314
28 | 7 | 0.0019114 | 176 | 28 | 7 | PAS | 6.9444 | 0.618 | 1550.51 | 137.995 | 0.738 | 0.706 | 5.126 | 0.437 | 1144.572 | 97.463 | 0.0019114 | 5.126 | 0.437 | 0.0097977 | 0.00083527 | 0.738 | 0.70628 | 2759 | 11 | Wet Detention Pond (S) | 0.6 |  |  | TMDL | TMDL |  |  | 1662.9329 | 4993.785 | 176 | 30% | 55% | 0.0029393 | 0.0004594
24 | 2 | 0.01186 | 132 | 24 | 2 | MDR | 9.1244 | 0.747 | 4998.613 | 409.165 | 0.231 | 0.117 | 2.111 | 0.087 | 1156.347 | 47.73 | 0.01186 | 1.216 | 0.045 | 0.014422 | 0.00053369 | 0.133 | 0.060038 | 2760 | 11 | Wet Detention Pond (S) | 0.6 |  |  | TMDL | TMDL |  |  | 5817.6758 | 1200340.344 | 132 | 30% | 55% | 0.0043265 | 0.00029353
24 | 3 | 22.664 | 133 | 24 | 3 | HDR | 20.209 | 2.142 | 4406.734 | 467.092 | 0.231 | 0.124 | 4.67 | 0.265 | 1018.363 | 57.887 | 22.664 | 2.691 | 0.138 | 60.9889 | 3.1276 | 0.133 | 0.064241 | 2760 | 11 | Wet Detention Pond (S) | 0.6 |  |  | TMDL | TMDL |  |  | 5817.6758 | 1200340.344 | 133 | 30% | 55% | 18.2967 | 1.7202
24 | 7 | 0.0029295 | 136 | 24 | 7 | PAS | 8.2907 | 0.681 | 151.419 | 12.446 | 0.243 | 0.136 | 2.016 | 0.093 | 36.827 | 1.692 | 0.0029295 | 1.178 | 0.048 | 0.003451 | 0.00014062 | 0.142 | 0.070814 | 2760 | 11 | Wet Detention Pond (S) | 0.6 |  |  | TMDL | TMDL |  |  | 5817.6758 | 1200340.344 | 136 | 30% | 55% | 0.0010353 | 7.734e-05
24 | 10 | 0.033056 | 138 | 24 | 10 | RAN | 3.2235 | 0.227 | 64.259 | 4.534 | 0.246 | 0.141 | 0.794 | 0.032 | 15.834 | 0.639 | 0.033056 | 0.466 | 0.017 | 0.015404 | 0.00056195 | 0.144 | 0.073664 | 2760 | 11 | Wet Detention Pond (S) | 0.6 |  |  | TMDL | TMDL |  |  | 5817.6758 | 1200340.344 | 138 | 30% | 55% | 0.0046212 | 0.00030907
24 | 13 | 4.8443 | 141 | 24 | 13 | WET | 7.4495 | 0.68 | 3122.888 | 285.148 | 0.237 | 0.139 | 1.764 | 0.095 | 739.648 | 39.666 | 4.8443 | 1.023 | 0.049 | 4.9557 | 0.23737 | 0.137 | 0.072548 | 2760 | 11 | Wet Detention Pond (S) | 0.6 |  |  | TMDL | TMDL |  |  | 5817.6758 | 1200340.344 | 141 | 30% | 55% | 1.4867 | 0.13055
27 | 4 | 47.5275 | 162 | 27 | 4 | IND | 11.0624 | 1.21 | 10869.185 | 1188.593 | 0.31 | 0.307 | 3.425 | 0.372 | 3365.144 | 365.357 | 47.5275 | 3.425 | 0.372 | 162.7817 | 17.6802 | 0.31 | 0.30739 | 2761 | 11 | Wet Detention Pond (S) | 0.6 |  |  | TMDL | TMDL |  |  | 14208.5876 | 6248769.5238 | 162 | 30% | 55% | 48.8345 | 9.7241
27 | 13 | 4.712 | 170 | 27 | 13 | WET | 7.3681 | 0.61 | 1220.395 | 101.006 | 0.315 | 0.319 | 2.322 | 0.195 | 384.602 | 32.222 | 4.712 | 2.322 | 0.195 | 10.9413 | 0.91884 | 0.315 | 0.31901 | 2761 | 11 | Wet Detention Pond (S) | 0.6 |  |  | TMDL | TMDL |  |  | 14208.5876 | 6248769.5238 | 170 | 30% | 55% | 3.2824 | 0.50536
29 | 4 | 54.7812 | 184 | 29 | 4 | IND | 7.4292 | 0.95 | 607.511 | 77.702 | 0.605 | 0.563 | 4.493 | 0.535 | 367.397 | 43.769 | 54.7812 | 4.493 | 0.535 | 246.1321 | 29.308 | 0.605 | 0.5633 | 2761 | 11 | Wet Detention Pond (S) | 0.6 |  |  | TMDL | TMDL |  |  | 14208.5876 | 6248769.5238 | 184 | 30% | 55% | 73.8396 | 16.1194
29 | 7 | 6.9724e-05 | 185 | 29 | 7 | PAS | 3.8809 | 0.353 | 148.474 | 13.504 | 0.63 | 0.592 | 2.445 | 0.209 | 93.527 | 7.998 | 6.9724e-05 | 2.445 | 0.209 | 0.00017048 | 1.4572e-05 | 0.63 | 0.59231 | 2761 | 11 | Wet Detention Pond (S) | 0.6 |  |  | TMDL | TMDL |  |  | 14208.5876 | 6248769.5238 | 185 | 30% | 55% | 5.1143e-05 | 8.0148e-06
29 | 12 | 17.2445 | 190 | 29 | 12 | WAT | 0.23924 | 0.017 | 4.321 | 0.311 | 0.633 | 0.592 | 0.151 | 0.01 | 2.736 | 0.184 | 17.2445 | 0.151 | 0.01 | 2.6039 | 0.17244 | 0.633 | 0.59164 | 2761 | 11 | Wet Detention Pond (S) | 0.6 |  |  | TMDL | TMDL |  |  | 14208.5876 | 6248769.5238 | 190 | 30% | 55% | 0.78117 | 0.094845
29 | 13 | 8.1734 | 191 | 29 | 13 | WET | 6.0023 | 0.545 | 1573.466 | 142.761 | 0.604 | 0.564 | 3.628 | 0.307 | 951.085 | 80.508 | 8.1734 | 3.628 | 0.307 | 29.653 | 2.5092 | 0.604 | 0.56394 | 2761 | 11 | Wet Detention Pond (S) | 0.6 |  |  | TMDL | TMDL |  |  | 14208.5876 | 6248769.5238 | 191 | 30% | 55% | 8.8959 | 1.3801
95 | 4 | 7.2521 | 593 | 95 | 4 | IND | 13.7951 | 1.628 | 835.91 | 98.655 | 0.797 | 0.754 | 10.999 | 1.228 | 666.514 | 74.381 | 7.2521 | 10.744 | 4.258 | 77.9163 | 30.8793 | 0.779 | 2.615 | 2761 | 11 | Wet Detention Pond (S) | 0.6 |  |  | TMDL | TMDL |  |  | 14208.5876 | 6248769.5238 | 593 | 30% | 55% | 23.3749 | 16.9836
95 | 13 | 2.1191 | 598 | 95 | 13 | WET | 1.3043 | 0.095 | 958.113 | 70.059 | 0.802 | 0.759 | 1.047 | 0.072 | 768.799 | 53.208 | 2.1191 | 1.023 | 0.282 | 2.1679 | 0.5976 | 0.785 | 2.9522 | 2761 | 11 | Wet Detention Pond (S) | 0.6 |  |  | TMDL | TMDL |  |  | 14208.5876 | 6248769.5238 | 598 | 30% | 55% | 0.65036 | 0.32868
96 | 4 | 1.3077 | 600 | 96 | 4 | IND | 12.891 | 1.483 | 1017.657 | 117.073 | 0.995 | 3.4 | 12.829 | 5.042 | 1012.795 | 398.047 | 1.3077 | 12.578 | 1.483 | 16.4487 | 1.9394 | 0.976 | 1 | 2761 | 11 | Wet Detention Pond (S) | 0.6 |  |  | TMDL | TMDL |  |  | 14208.5876 | 6248769.5238 | 600 | 30% | 55% | 4.9346 | 1.0667
96 | 13 | 0.33495 | 604 | 96 | 13 | WET | 6.4557 | 0.586 | 26.845 | 2.437 | 0.997 | 3.4 | 6.436 | 1.993 | 26.764 | 8.286 | 0.33495 | 6.31 | 0.586 | 2.1135 | 0.19628 | 0.977 | 1 | 2761 | 11 | Wet Detention Pond (S) | 0.6 |  |  | TMDL | TMDL |  |  | 14208.5876 | 6248769.5238 | 604 | 30% | 55% | 0.63406 | 0.10795
27 | 4 | 34.3308 | 162 | 27 | 4 | IND | 11.0624 | 1.21 | 10869.185 | 1188.593 | 0.31 | 0.307 | 3.425 | 0.372 | 3365.144 | 365.357 | 34.3308 | 3.425 | 0.372 | 117.5828 | 12.771 | 0.31 | 0.30739 | 2763 | 11 | Wet Detention Pond (S) | 0.6 |  |  | TMDL | TMDL |  |  | 6339.5338 | 1495441.6838 | 162 | 30% | 55% | 35.2749 | 7.0241
13 | 2 | 8.7916 | 39 | 13 | 2 | MDR | 18.0436 | 0.628 | 3512.436 | 122.222 | 0.525 | 0.326 | 9.477 | 0.204 | 1844.865 | 39.803 | 8.7916 | 4.532 | 0.103 | 39.8436 | 0.90554 | 0.251 | 0.16422 | 2791 | 11 | Wet Detention Pond (S) | 0.6 | Casselberry | Plaza Oval Subdivision - retention pond | Existing Update | Existing Update | Identified by Casselberry Staff 2/12/09 | S | 2856.6407 | 534384.2768 | 39 | 30% | 55% | 11.9531 | 0.49804
13 | 4 | 0.031752 | 41 | 13 | 4 | IND | 26.0926 | 1.754 | 7076.808 | 475.796 | 0.518 | 0.323 | 13.52 | 0.566 | 3666.784 | 153.491 | 0.031752 | 6.43 | 0.285 | 0.20416 | 0.0090492 | 0.246 | 0.16272 | 2791 | 11 | Wet Detention Pond (S) | 0.6 | Casselberry | Plaza Oval Subdivision - retention pond | Existing Update | Existing Update | Identified by Casselberry Staff 2/12/09 | S | 2856.6407 | 534384.2768 | 41 | 30% | 55% | 0.061249 | 0.0049771
13 | 11 | 1.0163 | 44 | 13 | 11 | FOR | 4.3969 | 0.124 | 76.567 | 2.155 | 0.55 | 0.353 | 2.42 | 0.044 | 42.139 | 0.761 | 1.0163 | 1.179 | 0.022 | 1.1982 | 0.022358 | 0.268 | 0.18132 | 2791 | 11 | Wet Detention Pond (S) | 0.6 | Casselberry | Plaza Oval Subdivision - retention pond | Existing Update | Existing Update | Identified by Casselberry Staff 2/12/09 | S | 2856.6407 | 534384.2768 | 44 | 30% | 55% | 0.35946 | 0.012297
13 | 13 | 2.4282 | 46 | 13 | 13 | WET | 22.3406 | 1.095 | 1355.616 | 66.432 | 0.523 | 0.329 | 11.678 | 0.36 | 708.636 | 21.829 | 2.4282 | 5.575 | 0.182 | 13.5371 | 0.44193 | 0.25 | 0.16625 | 2791 | 11 | Wet Detention Pond (S) | 0.6 | Casselberry | Plaza Oval Subdivision - retention pond | Existing Update | Existing Update | Identified by Casselberry Staff 2/12/09 | S | 2856.6407 | 534384.2768 | 46 | 30% | 55% | 4.0611 | 0.24306
10 | 2 | 8.459 | 11 | 10 | 2 | MDR | 8.9213 | 0.434 | 10274.538 | 499.47 | 0.218 | 0.108 | 1.945 | 0.047 | 2239.911 | 53.782 | 8.459 | 0.929 | 0.024 | 7.8584 | 0.20302 | 0.104 | 0.054197 | 2792 | 11 | Wet Detention Pond (S) | 0.6 | Casselberry | Saza Run Subdivision - retention pond | Existing Update | Existing Update | Identified by Casselberry Staff 2/12/09 | J | 2968.9311 | 422284.5562 | 11 | 30% | 55% | 2.3575 | 0.11166
10 | 11 | 0.43787 | 17 | 10 | 11 | FOR | 1.9398 | 0.077 | 122.463 | 4.863 | 0.239 | 0.122 | 0.463 | 0.009 | 29.233 | 0.593 | 0.43787 | 0.225 | 0.005 | 0.09852 | 0.0021893 | 0.116 | 0.06237 | 2792 | 11 | Wet Detention Pond (S) | 0.6 | Casselberry | Saza Run Subdivision - retention pond | Existing Update | Existing Update | Identified by Casselberry Staff 2/12/09 | J | 2968.9311 | 422284.5562 | 17 | 30% | 55% | 0.029556 | 0.0012041
10 | 12 | 0.79745 | 18 | 10 | 12 | WAT | 0.23667 | 0.006 | 74.59 | 1.829 | 0.243 | 0.126 | 0.057 | 0.001 | 18.111 | 0.231 | 0.79745 | 0.028 | 0 | 0.022329 | 0 | 0.119 | 0.064699 | 2792 | 11 | Wet Detention Pond (S) | 0.6 | Casselberry | Saza Run Subdivision - retention pond | Existing Update | Existing Update | Identified by Casselberry Staff 2/12/09 | J | 2968.9311 | 422284.5562 | 18 | 30% | 55% | 0.0066986 | 0
10 | 2 | 2.8641 | 11 | 10 | 2 | MDR | 8.9213 | 0.434 | 10274.538 | 499.47 | 0.218 | 0.108 | 1.945 | 0.047 | 2239.911 | 53.782 | 2.8641 | 0.929 | 0.024 | 2.6607 | 0.068738 | 0.104 | 0.054197 | 2793 | 11 | Wet Detention Pond (S) | 0.6 | Casselberry | Seminola Boulevard Road treatment - retention | Existing Update | Existing Update | Identified by Casselberry Staff 2/12/09 | F | 30923.9122 | 1975470.7369 | 11 | 30% | 55% | 0.79822 | 0.037806
10 | 3 | 0.028029 | 12 | 10 | 3 | HDR | 20.4816 | 1.592 | 2308.35 | 179.368 | 0.218 | 0.11 | 4.463 | 0.176 | 503.021 | 19.791 | 0.028029 | 2.131 | 0.089 | 0.05973 | 0.0024946 | 0.104 | 0.055829 | 2793 | 11 | Wet Detention Pond (S) | 0.6 | Casselberry | Seminola Boulevard Road treatment - retention | Existing Update | Existing Update | Identified by Casselberry Staff 2/12/09 | F | 30923.9122 | 1975470.7369 | 12 | 30% | 55% | 0.017919 | 0.001372
10 | 4 | 3.7915 | 13 | 10 | 4 | IND | 13.1528 | 1.186 | 6233.588 | 562.16 | 0.215 | 0.107 | 2.826 | 0.127 | 1339.375 | 60.359 | 3.7915 | 1.344 | 0.064 | 5.0958 | 0.24266 | 0.102 | 0.054107 | 2793 | 11 | Wet Detention Pond (S) | 0.6 | Casselberry | Seminola Boulevard Road treatment - retention | Existing Update | Existing Update | Identified by Casselberry Staff 2/12/09 | F | 30923.9122 | 1975470.7369 | 13 | 30% | 55% | 1.5287 | 0.13346
10 | 11 | 0.49838 | 17 | 10 | 11 | FOR | 1.9398 | 0.077 | 122.463 | 4.863 | 0.239 | 0.122 | 0.463 | 0.009 | 29.233 | 0.593 | 0.49838 | 0.225 | 0.005 | 0.11213 | 0.0024919 | 0.116 | 0.06237 | 2793 | 11 | Wet Detention Pond (S) | 0.6 | Casselberry | Seminola Boulevard Road treatment - retention | Existing Update | Existing Update | Identified by Casselberry Staff 2/12/09 | F | 30923.9122 | 1975470.7369 | 17 | 30% | 55% | 0.03364 | 0.0013705
10 | 12 | 1.2292 | 18 | 10 | 12 | WAT | 0.23667 | 0.006 | 74.59 | 1.829 | 0.243 | 0.126 | 0.057 | 0.001 | 18.111 | 0.231 | 1.2292 | 0.028 | 0 | 0.034418 | 0 | 0.119 | 0.064699 | 2793 | 11 | Wet Detention Pond (S) | 0.6 | Casselberry | Seminola Boulevard Road treatment - retention | Existing Update | Existing Update | Identified by Casselberry Staff 2/12/09 | F | 30923.9122 | 1975470.7369 | 18 | 30% | 55% | 0.010326 | 0
10 | 13 | 1.6551 | 19 | 10 | 13 | WET | 10.9043 | 0.715 | 2850.635 | 186.795 | 0.218 | 0.109 | 2.376 | 0.078 | 621.194 | 20.323 | 1.6551 | 1.134 | 0.039 | 1.8769 | 0.064549 | 0.104 | 0.054868 | 2793 | 11 | Wet Detention Pond (S) | 0.6 | Casselberry | Seminola Boulevard Road treatment - retention | Existing Update | Existing Update | Identified by Casselberry Staff 2/12/09 | F | 30923.9122 | 1975470.7369 | 19 | 30% | 55% | 0.56306 | 0.035502
13 | 1 | 0.99738 | 38 | 13 | 1 | LDR | 9.1555 | 0.295 | 276.212 | 8.889 | 0.527 | 0.328 | 4.821 | 0.097 | 145.438 | 2.914 | 0.99738 | 2.308 | 0.049 | 2.3019 | 0.048872 | 0.252 | 0.1655 | 2793 | 11 | Wet Detention Pond (S) | 0.6 | Casselberry | Seminola Boulevard Road treatment - retention | Existing Update | Existing Update | Identified by Casselberry Staff 2/12/09 | F | 30923.9122 | 1975470.7369 | 38 | 30% | 55% | 0.69058 | 0.026879
13 | 2 | 0.87445 | 39 | 13 | 2 | MDR | 18.0436 | 0.628 | 3512.436 | 122.222 | 0.525 | 0.326 | 9.477 | 0.204 | 1844.865 | 39.803 | 0.87445 | 4.532 | 0.103 | 3.963 | 0.090068 | 0.251 | 0.16422 | 2793 | 11 | Wet Detention Pond (S) | 0.6 | Casselberry | Seminola Boulevard Road treatment - retention | Existing Update | Existing Update | Identified by Casselberry Staff 2/12/09 | F | 30923.9122 | 1975470.7369 | 39 | 30% | 55% | 1.1889 | 0.049537
13 | 3 | 0.11057 | 40 | 13 | 3 | HDR | 41.4342 | 2.385 | 2108.516 | 121.38 | 0.525 | 0.33 | 21.76 | 0.786 | 1107.335 | 40.008 | 0.11057 | 10.405 | 0.398 | 1.1505 | 0.044007 | 0.251 | 0.1669 | 2793 | 11 | Wet Detention Pond (S) | 0.6 | Casselberry | Seminola Boulevard Road treatment - retention | Existing Update | Existing Update | Identified by Casselberry Staff 2/12/09 | F | 30923.9122 | 1975470.7369 | 40 | 30% | 55% | 0.34515 | 0.024204
13 | 4 | 13.8462 | 41 | 13 | 4 | IND | 26.0926 | 1.754 | 7076.808 | 475.796 | 0.518 | 0.323 | 13.52 | 0.566 | 3666.784 | 153.491 | 13.8462 | 6.43 | 0.285 | 89.0311 | 3.9462 | 0.246 | 0.16272 | 2793 | 11 | Wet Detention Pond (S) | 0.6 | Casselberry | Seminola Boulevard Road treatment - retention | Existing Update | Existing Update | Identified by Casselberry Staff 2/12/09 | F | 30923.9122 | 1975470.7369 | 41 | 30% | 55% | 26.7093 | 2.1704
13 | 11 | 0.030424 | 44 | 13 | 11 | FOR | 4.3969 | 0.124 | 76.567 | 2.155 | 0.55 | 0.353 | 2.42 | 0.044 | 42.139 | 0.761 | 0.030424 | 1.179 | 0.022 | 0.03587 | 0.00066933 | 0.268 | 0.18132 | 2793 | 11 | Wet Detention Pond (S) | 0.6 | Casselberry | Seminola Boulevard Road treatment - retention | Existing Update | Existing Update | Identified by Casselberry Staff 2/12/09 | F | 30923.9122 | 1975470.7369 | 44 | 30% | 55% | 0.010761 | 0.00036813
13 | 12 | 0.13069 | 45 | 13 | 12 | WAT | 0.47982 | 0.008 | 53.324 | 0.93 | 0.567 | 0.371 | 0.272 | 0.003 | 30.255 | 0.345 | 0.13069 | 0.135 | 0.002 | 0.017644 | 0.00026139 | 0.281 | 0.19189 | 2793 | 11 | Wet Detention Pond (S) | 0.6 | Casselberry | Seminola Boulevard Road treatment - retention | Existing Update | Existing Update | Identified by Casselberry Staff 2/12/09 | F | 30923.9122 | 1975470.7369 | 45 | 30% | 55% | 0.0052931 | 0.00014376
13 | 13 | 0.13554 | 46 | 13 | 13 | WET | 22.3406 | 1.095 | 1355.616 | 66.432 | 0.523 | 0.329 | 11.678 | 0.36 | 708.636 | 21.829 | 0.13554 | 5.575 | 0.182 | 0.75566 | 0.024669 | 0.25 | 0.16625 | 2793 | 11 | Wet Detention Pond (S) | 0.6 | Casselberry | Seminola Boulevard Road treatment - retention | Existing Update | Existing Update | Identified by Casselberry Staff 2/12/09 | F | 30923.9122 | 1975470.7369 | 46 | 30% | 55% | 0.2267 | 0.013568
15 | 2 | 0.62511 | 48 | 15 | 2 | MDR | 7.3702 | 0.422 | 5942.609 | 340.176 | 0.471 | 0.494 | 3.471 | 0.209 | 2798.745 | 168.156 | 0.62511 | 3.471 | 0.209 | 2.1697 | 0.13065 | 0.471 | 0.49432 | 2793 | 11 | Wet Detention Pond (S) | 0.6 | Casselberry | Seminola Boulevard Road treatment - retention | Existing Update | Existing Update | Identified by Casselberry Staff 2/12/09 | F | 30923.9122 | 1975470.7369 | 48 | 30% | 55% | 0.65092 | 0.071856
15 | 4 | 13.3657 | 50 | 15 | 4 | IND | 9.745 | 0.997 | 2826.058 | 289.213 | 0.468 | 0.494 | 4.565 | 0.492 | 1323.876 | 142.73 | 13.3657 | 4.565 | 0.492 | 61.0144 | 6.5759 | 0.468 | 0.49351 | 2793 | 11 | Wet Detention Pond (S) | 0.6 | Casselberry | Seminola Boulevard Road treatment - retention | Existing Update | Existing Update | Identified by Casselberry Staff 2/12/09 | F | 30923.9122 | 1975470.7369 | 50 | 30% | 55% | 18.3043 | 3.6168
15 | 6 | 0.45519 | 51 | 15 | 6 | OPE | 4.0278 | 0.208 | 188.418 | 9.726 | 0.473 | 0.496 | 1.905 | 0.103 | 89.126 | 4.828 | 0.45519 | 1.905 | 0.103 | 0.86713 | 0.046884 | 0.473 | 0.49643 | 2793 | 11 | Wet Detention Pond (S) | 0.6 | Casselberry | Seminola Boulevard Road treatment - retention | Existing Update | Existing Update | Identified by Casselberry Staff 2/12/09 | F | 30923.9122 | 1975470.7369 | 51 | 30% | 55% | 0.26014 | 0.025786
15 | 11 | 0.048009 | 54 | 15 | 11 | FOR | 1.9081 | 0.089 | 205.535 | 9.639 | 0.48 | 0.502 | 0.916 | 0.045 | 98.719 | 4.842 | 0.048009 | 0.916 | 0.045 | 0.043976 | 0.0021604 | 0.48 | 0.50234 | 2793 | 11 | Wet Detention Pond (S) | 0.6 | Casselberry | Seminola Boulevard Road treatment - retention | Existing Update | Existing Update | Identified by Casselberry Staff 2/12/09 | F | 30923.9122 | 1975470.7369 | 54 | 30% | 55% | 0.013193 | 0.0011882
15 | 13 | 0.12786 | 56 | 15 | 13 | WET | 5.949 | 0.459 | 2341.804 | 180.724 | 0.473 | 0.503 | 2.811 | 0.231 | 1106.548 | 90.851 | 0.12786 | 2.811 | 0.231 | 0.3594 | 0.029535 | 0.473 | 0.50271 | 2793 | 11 | Wet Detention Pond (S) | 0.6 | Casselberry | Seminola Boulevard Road treatment - retention | Existing Update | Existing Update | Identified by Casselberry Staff 2/12/09 | F | 30923.9122 | 1975470.7369 | 56 | 30% | 55% | 0.10782 | 0.016244
90 | 1 | 0.033415 | 545 | 90 | 1 | LDR | 6.1079 | 0.308 | 1822.248 | 91.801 | 0.804 | 0.837 | 4.91 | 0.257 | 1464.821 | 76.812 | 0.033415 | 2.322 | 0.128 | 0.07759 | 0.0042772 | 0.38 | 0.41636 | 2793 | 11 | Wet Detention Pond (S) | 0.6 | Casselberry | Seminola Boulevard Road treatment - retention | Existing Update | Existing Update | Identified by Casselberry Staff 2/12/09 | F | 30923.9122 | 1975470.7369 | 545 | 30% | 55% | 0.023277 | 0.0023524
90 | 4 | 3.0674 | 548 | 90 | 4 | IND | 14.9374 | 1.425 | 2368.245 | 225.99 | 0.803 | 0.836 | 11.993 | 1.191 | 1901.418 | 188.888 | 3.0674 | 5.645 | 0.592 | 17.3152 | 1.8159 | 0.378 | 0.41522 | 2793 | 11 | Wet Detention Pond (S) | 0.6 | Casselberry | Seminola Boulevard Road treatment - retention | Existing Update | Existing Update | Identified by Casselberry Staff 2/12/09 | F | 30923.9122 | 1975470.7369 | 548 | 30% | 55% | 5.1946 | 0.99873
90 | 6 | 1.4365 | 549 | 90 | 6 | OPE | 6.2286 | 0.301 | 946.924 | 45.732 | 0.804 | 0.837 | 5.007 | 0.252 | 761.157 | 38.267 | 1.4365 | 2.372 | 0.125 | 3.4075 | 0.17957 | 0.381 | 0.41716 | 2793 | 11 | Wet Detention Pond (S) | 0.6 | Casselberry | Seminola Boulevard Road treatment - retention | Existing Update | Existing Update | Identified by Casselberry Staff 2/12/09 | F | 30923.9122 | 1975470.7369 | 549 | 30% | 55% | 1.0222 | 0.098762
10 | 2 | 2.9333e-05 | 11 | 10 | 2 | MDR | 8.9213 | 0.434 | 10274.538 | 499.47 | 0.218 | 0.108 | 1.945 | 0.047 | 2239.911 | 53.782 | 2.9333e-05 | 0.929 | 0.024 | 2.725e-05 | 7.0399e-07 | 0.104 | 0.054197 | 2795 | 11 | Wet Detention Pond (S) | 0.6 | Casselberry | Target - wet detention pond | Existing | Existing | Identified by Casselberry Staff 2/12/09 | Y | 4405.5909 | 941213.947 | 11 | 30% | 55% | 8.175e-06 | 3.8719e-07
10 | 4 | 19.3517 | 13 | 10 | 4 | IND | 13.1528 | 1.186 | 6233.588 | 562.16 | 0.215 | 0.107 | 2.826 | 0.127 | 1339.375 | 60.359 | 19.3517 | 1.344 | 0.064 | 26.0087 | 1.2385 | 0.102 | 0.054107 | 2795 | 11 | Wet Detention Pond (S) | 0.6 | Casselberry | Target - wet detention pond | Existing | Existing | Identified by Casselberry Staff 2/12/09 | Y | 4405.5909 | 941213.947 | 13 | 30% | 55% | 7.8026 | 0.68118
10 | 11 | 0.34848 | 17 | 10 | 11 | FOR | 1.9398 | 0.077 | 122.463 | 4.863 | 0.239 | 0.122 | 0.463 | 0.009 | 29.233 | 0.593 | 0.34848 | 0.225 | 0.005 | 0.078408 | 0.0017424 | 0.116 | 0.06237 | 2795 | 11 | Wet Detention Pond (S) | 0.6 | Casselberry | Target - wet detention pond | Existing | Existing | Identified by Casselberry Staff 2/12/09 | Y | 4405.5909 | 941213.947 | 17 | 30% | 55% | 0.023522 | 0.00095832
10 | 13 | 1.9072 | 19 | 10 | 13 | WET | 10.9043 | 0.715 | 2850.635 | 186.795 | 0.218 | 0.109 | 2.376 | 0.078 | 621.194 | 20.323 | 1.9072 | 1.134 | 0.039 | 2.1628 | 0.074381 | 0.104 | 0.054868 | 2795 | 11 | Wet Detention Pond (S) | 0.6 | Casselberry | Target - wet detention pond | Existing | Existing | Identified by Casselberry Staff 2/12/09 | Y | 4405.5909 | 941213.947 | 19 | 30% | 55% | 0.64883 | 0.040909
10 | 1 | 0.11523 | 10 | 10 | 1 | LDR | 4.5114 | 0.203 | 82.102 | 3.701 | 0.219 | 0.108 | 0.986 | 0.022 | 17.951 | 0.401 | 0.11523 | 0.471 | 0.011 | 0.054271 | 0.0012675 | 0.104 | 0.05464 | 2796 | 11 | Wet Detention Pond (S) | 0.6 | Casselberry | Triplet Lake Drive - wet detention | Existing Update | Post TMDL | Identified by Casselberry Staff 2/12/09 | X | 2164.7439 | 218730.6081 | 10 | 30% | 55% | 0.016281 | 0.00069711
10 | 4 | 3.7298 | 13 | 10 | 4 | IND | 13.1528 | 1.186 | 6233.588 | 562.16 | 0.215 | 0.107 | 2.826 | 0.127 | 1339.375 | 60.359 | 3.7298 | 1.344 | 0.064 | 5.0129 | 0.23871 | 0.102 | 0.054107 | 2796 | 11 | Wet Detention Pond (S) | 0.6 | Casselberry | Triplet Lake Drive - wet detention | Existing Update | Post TMDL | Identified by Casselberry Staff 2/12/09 | X | 2164.7439 | 218730.6081 | 13 | 30% | 55% | 1.5039 | 0.13129
10 | 10 | 0.1662 | 16 | 10 | 10 | RAN | 3.9064 | 0.157 | 58.714 | 2.361 | 0.225 | 0.113 | 0.878 | 0.018 | 13.196 | 0.267 | 0.1662 | 0.422 | 0.009 | 0.070136 | 0.0014958 | 0.108 | 0.057142 | 2796 | 11 | Wet Detention Pond (S) | 0.6 | Casselberry | Triplet Lake Drive - wet detention | Existing Update | Post TMDL | Identified by Casselberry Staff 2/12/09 | X | 2164.7439 | 218730.6081 | 16 | 30% | 55% | 0.021041 | 0.00082269
10 | 12 | 0.4126 | 18 | 10 | 12 | WAT | 0.23667 | 0.006 | 74.59 | 1.829 | 0.243 | 0.126 | 0.057 | 0.001 | 18.111 | 0.231 | 0.4126 | 0.028 | 0 | 0.011553 | 0 | 0.119 | 0.064699 | 2796 | 11 | Wet Detention Pond (S) | 0.6 | Casselberry | Triplet Lake Drive - wet detention | Existing Update | Post TMDL | Identified by Casselberry Staff 2/12/09 | X | 2164.7439 | 218730.6081 | 18 | 30% | 55% | 0.0034659 | 0
10 | 13 | 0.59751 | 19 | 10 | 13 | WET | 10.9043 | 0.715 | 2850.635 | 186.795 | 0.218 | 0.109 | 2.376 | 0.078 | 621.194 | 20.323 | 0.59751 | 1.134 | 0.039 | 0.67758 | 0.023303 | 0.104 | 0.054868 | 2796 | 11 | Wet Detention Pond (S) | 0.6 | Casselberry | Triplet Lake Drive - wet detention | Existing Update | Post TMDL | Identified by Casselberry Staff 2/12/09 | X | 2164.7439 | 218730.6081 | 19 | 30% | 55% | 0.20327 | 0.012817
46 | 3 | 12.3606 | 342 | 46 | 3 | HDR | 29.2966 | 2.128 | 15135.696 | 1099.348 | 0.585 | 0.841 | 17.131 | 1.789 | 8850.484 | 924.087 | 12.3606 | 13.118 | 1.05 | 162.1465 | 12.9786 | 0.448 | 0.49364 | 2797 | 11 | Wet Detention Pond (S) | 0.6 | Casselberry | Vistas at Lake Howell | Existing Update | Existing Update | Identified by Casselberry Staff 2/12/09 | AS | 3308.9491 | 596664.2004 | 342 | 30% | 55% | 48.644 | 7.1383
46 | 11 | 0.15878 | 348 | 46 | 11 | FOR | 4.1376 | 0.165 | 692.937 | 27.684 | 0.596 | 0.881 | 2.465 | 0.146 | 412.881 | 24.4 | 0.15878 | 1.91 | 0.086 | 0.30326 | 0.013655 | 0.462 | 0.51922 | 2797 | 11 | Wet Detention Pond (S) | 0.6 | Casselberry | Vistas at Lake Howell | Existing Update | Existing Update | Identified by Casselberry Staff 2/12/09 | AS | 3308.9491 | 596664.2004 | 348 | 30% | 55% | 0.090979 | 0.0075101
46 | 12 | 0.60978 | 349 | 46 | 12 | WAT | 1.258 | 0.048 | 618.54 | 23.423 | 0.591 | 0.9 | 0.744 | 0.043 | 365.844 | 21.08 | 0.60978 | 0.569 | 0.025 | 0.34696 | 0.015244 | 0.452 | 0.53317 | 2797 | 11 | Wet Detention Pond (S) | 0.6 | Casselberry | Vistas at Lake Howell | Existing Update | Existing Update | Identified by Casselberry Staff 2/12/09 | AS | 3308.9491 | 596664.2004 | 349 | 30% | 55% | 0.10409 | 0.0083844
46 | 13 | 0.56842 | 350 | 46 | 13 | WET | 1.2605 | 0.048 | 423.33 | 16.035 | 0.592 | 0.901 | 0.746 | 0.043 | 250.472 | 14.442 | 0.56842 | 0.571 | 0.025 | 0.32457 | 0.01421 | 0.453 | 0.53354 | 2797 | 11 | Wet Detention Pond (S) | 0.6 | Casselberry | Vistas at Lake Howell | Existing Update | Existing Update | Identified by Casselberry Staff 2/12/09 | AS | 3308.9491 | 596664.2004 | 350 | 30% | 55% | 0.09737 | 0.0078157
13 | 2 | 0.0019622 | 39 | 13 | 2 | MDR | 18.0436 | 0.628 | 3512.436 | 122.222 | 0.525 | 0.326 | 9.477 | 0.204 | 1844.865 | 39.803 | 0.0019622 | 4.532 | 0.103 | 0.0088925 | 0.0002021 | 0.251 | 0.16422 | 2798 | 11 | Wet Detention Pond (S) | 0.6 | Casselberry | Wilson Plaza II - retention pond | Existing Update | Existing Update | Identified by Casselberry Staff 2/12/09 | Z | 1873.235 | 156601.7816 | 39 | 30% | 55% | 0.0026678 | 0.00011116
13 | 4 | 2.6948 | 41 | 13 | 4 | IND | 26.0926 | 1.754 | 7076.808 | 475.796 | 0.518 | 0.323 | 13.52 | 0.566 | 3666.784 | 153.491 | 2.6948 | 6.43 | 0.285 | 17.3275 | 0.76802 | 0.246 | 0.16272 | 2798 | 11 | Wet Detention Pond (S) | 0.6 | Casselberry | Wilson Plaza II - retention pond | Existing Update | Existing Update | Identified by Casselberry Staff 2/12/09 | Z | 1873.235 | 156601.7816 | 41 | 30% | 55% | 5.1983 | 0.42241
10 | 2 | 38.8304 | 11 | 10 | 2 | MDR | 8.9213 | 0.434 | 10274.538 | 499.47 | 0.218 | 0.108 | 1.945 | 0.047 | 2239.911 | 53.782 | 38.8304 | 0.929 | 0.024 | 36.0734 | 0.93193 | 0.104 | 0.054197 | 2799 | 11 | Wet Detention Pond (S) | 0.6 | Casselberry/SC | Anchor Road Reconstruction | Project | Project | Reconstruction of Anchor Road with drainage improvements including upgraded detention/retention ponds | 20 | 13930.0458 | 3468377.9019 | 11 | 30% | 55% | 10.822 | 0.51256
10 | 4 | 5.8917 | 13 | 10 | 4 | IND | 13.1528 | 1.186 | 6233.588 | 562.16 | 0.215 | 0.107 | 2.826 | 0.127 | 1339.375 | 60.359 | 5.8917 | 1.344 | 0.064 | 7.9184 | 0.37707 | 0.102 | 0.054107 | 2799 | 11 | Wet Detention Pond (S) | 0.6 | Casselberry/SC | Anchor Road Reconstruction | Project | Project | Reconstruction of Anchor Road with drainage improvements including upgraded detention/retention ponds | 20 | 13930.0458 | 3468377.9019 | 13 | 30% | 55% | 2.3755 | 0.20739
10 | 6 | 0.0012492 | 14 | 10 | 6 | OPE | 4.3929 | 0.187 | 159.987 | 6.814 | 0.221 | 0.111 | 0.972 | 0.021 | 35.403 | 0.756 | 0.0012492 | 0.466 | 0.01 | 0.00058213 | 1.2492e-05 | 0.106 | 0.056015 | 2799 | 11 | Wet Detention Pond (S) | 0.6 | Casselberry/SC | Anchor Road Reconstruction | Project | Project | Reconstruction of Anchor Road with drainage improvements including upgraded detention/retention ponds | 20 | 13930.0458 | 3468377.9019 | 14 | 30% | 55% | 0.00017464 | 6.8706e-06
10 | 11 | 3.2279 | 17 | 10 | 11 | FOR | 1.9398 | 0.077 | 122.463 | 4.863 | 0.239 | 0.122 | 0.463 | 0.009 | 29.233 | 0.593 | 3.2279 | 0.225 | 0.005 | 0.72628 | 0.01614 | 0.116 | 0.06237 | 2799 | 11 | Wet Detention Pond (S) | 0.6 | Casselberry/SC | Anchor Road Reconstruction | Project | Project | Reconstruction of Anchor Road with drainage improvements including upgraded detention/retention ponds | 20 | 13930.0458 | 3468377.9019 | 17 | 30% | 55% | 0.21788 | 0.0088768
10 | 13 | 2.7509 | 19 | 10 | 13 | WET | 10.9043 | 0.715 | 2850.635 | 186.795 | 0.218 | 0.109 | 2.376 | 0.078 | 621.194 | 20.323 | 2.7509 | 1.134 | 0.039 | 3.1195 | 0.10728 | 0.104 | 0.054868 | 2799 | 11 | Wet Detention Pond (S) | 0.6 | Casselberry/SC | Anchor Road Reconstruction | Project | Project | Reconstruction of Anchor Road with drainage improvements including upgraded detention/retention ponds | 20 | 13930.0458 | 3468377.9019 | 19 | 30% | 55% | 0.93584 | 0.059006
13 | 2 | 0.33034 | 39 | 13 | 2 | MDR | 18.0436 | 0.628 | 3512.436 | 122.222 | 0.525 | 0.326 | 9.477 | 0.204 | 1844.865 | 39.803 | 0.33034 | 4.532 | 0.103 | 1.4971 | 0.034025 | 0.251 | 0.16422 | 2799 | 11 | Wet Detention Pond (S) | 0.6 | Casselberry/SC | Anchor Road Reconstruction | Project | Project | Reconstruction of Anchor Road with drainage improvements including upgraded detention/retention ponds | 20 | 13930.0458 | 3468377.9019 | 39 | 30% | 55% | 0.44913 | 0.018714
13 | 3 | 0.88469 | 40 | 13 | 3 | HDR | 41.4342 | 2.385 | 2108.516 | 121.38 | 0.525 | 0.33 | 21.76 | 0.786 | 1107.335 | 40.008 | 0.88469 | 10.405 | 0.398 | 9.2052 | 0.35211 | 0.251 | 0.1669 | 2799 | 11 | Wet Detention Pond (S) | 0.6 | Casselberry/SC | Anchor Road Reconstruction | Project | Project | Reconstruction of Anchor Road with drainage improvements including upgraded detention/retention ponds | 20 | 13930.0458 | 3468377.9019 | 40 | 30% | 55% | 2.7616 | 0.19366
13 | 4 | 0.68564 | 41 | 13 | 4 | IND | 26.0926 | 1.754 | 7076.808 | 475.796 | 0.518 | 0.323 | 13.52 | 0.566 | 3666.784 | 153.491 | 0.68564 | 6.43 | 0.285 | 4.4086 | 0.19541 | 0.246 | 0.16272 | 2799 | 11 | Wet Detention Pond (S) | 0.6 | Casselberry/SC | Anchor Road Reconstruction | Project | Project | Reconstruction of Anchor Road with drainage improvements including upgraded detention/retention ponds | 20 | 13930.0458 | 3468377.9019 | 41 | 30% | 55% | 1.3226 | 0.10747
13 | 10 | 0.0211 | 43 | 13 | 10 | RAN | 8.3067 | 0.238 | 11.746 | 0.337 | 0.537 | 0.34 | 4.458 | 0.081 | 6.304 | 0.114 | 0.0211 | 2.151 | 0.041 | 0.045386 | 0.00086509 | 0.259 | 0.17264 | 2799 | 11 | Wet Detention Pond (S) | 0.6 | Casselberry/SC | Anchor Road Reconstruction | Project | Project | Reconstruction of Anchor Road with drainage improvements including upgraded detention/retention ponds | 20 | 13930.0458 | 3468377.9019 | 43 | 30% | 55% | 0.013616 | 0.0004758
13 | 11 | 1.7615 | 44 | 13 | 11 | FOR | 4.3969 | 0.124 | 76.567 | 2.155 | 0.55 | 0.353 | 2.42 | 0.044 | 42.139 | 0.761 | 1.7615 | 1.179 | 0.022 | 2.0768 | 0.038752 | 0.268 | 0.18132 | 2799 | 11 | Wet Detention Pond (S) | 0.6 | Casselberry/SC | Anchor Road Reconstruction | Project | Project | Reconstruction of Anchor Road with drainage improvements including upgraded detention/retention ponds | 20 | 13930.0458 | 3468377.9019 | 44 | 30% | 55% | 0.62303 | 0.021314
44 | 2 | 0.89464 | 318 | 44 | 2 | MDR | 15.6987 | 0.788 | 13549.489 | 680.352 | 0.33 | 0.198 | 5.183 | 0.156 | 4473.784 | 134.856 | 0.89464 | 2.897 | 0.074 | 2.5918 | 0.066204 | 0.185 | 0.094305 | 2800 | 11 | Wet Detention Pond (S) | 0.6 | FDOT | E - Goldenrod SR551 Wet Detention | Existing Update | Existing-Update |  | Goldenrod Rd. | 10343.5205 | 590702.5546 | 318 | 30% | 55% | 0.77753 | 0.036412
44 | 3 | 0.17618 | 319 | 44 | 3 | HDR | 33.4997 | 2.57 | 5148.195 | 394.954 | 0.33 | 0.202 | 11.051 | 0.519 | 1698.308 | 79.773 | 0.17618 | 6.172 | 0.247 | 1.0874 | 0.043515 | 0.184 | 0.096194 | 2800 | 11 | Wet Detention Pond (S) | 0.6 | FDOT | E - Goldenrod SR551 Wet Detention | Existing Update | Existing-Update |  | Goldenrod Rd. | 10343.5205 | 590702.5546 | 319 | 30% | 55% | 0.32621 | 0.023933
44 | 4 | 11.9599 | 320 | 44 | 4 | IND | 19.3728 | 1.729 | 6451.954 | 575.835 | 0.327 | 0.198 | 6.341 | 0.343 | 2111.931 | 114.125 | 11.9599 | 3.531 | 0.162 | 42.2304 | 1.9375 | 0.182 | 0.093784 | 2800 | 11 | Wet Detention Pond (S) | 0.6 | FDOT | E - Goldenrod SR551 Wet Detention | Existing Update | Existing-Update |  | Goldenrod Rd. | 10343.5205 | 590702.5546 | 320 | 30% | 55% | 12.6691 | 1.0656
44 | 11 | 0.032703 | 325 | 44 | 11 | FOR | 4.6295 | 0.196 | 316.866 | 13.395 | 0.344 | 0.214 | 1.593 | 0.042 | 109.049 | 2.866 | 0.032703 | 0.9 | 0.02 | 0.029433 | 0.00065407 | 0.194 | 0.10423 | 2800 | 11 | Wet Detention Pond (S) | 0.6 | FDOT | E - Goldenrod SR551 Wet Detention | Existing Update | Existing-Update |  | Goldenrod Rd. | 10343.5205 | 590702.5546 | 325 | 30% | 55% | 0.0088299 | 0.00035974
41 | 2 | 0.15537 | 283 | 41 | 2 | MDR | 11.9201 | 0.582 | 23513.664 | 1147.493 | 0.961 | 0.923 | 11.452 | 0.537 | 22589.972 | 1059.182 | 0.15537 | 10.039 | 0.474 | 1.5597 | 0.073644 | 0.842 | 0.81527 | 2801 | 11 | Wet Detention Pond (S) | 0.6 | FDOT | E - SR426: Wet Detention/Retention | Existing Update | Existing-Update | Wet Detention | Aloma Ave | 17251.0107 | 1006803.0915 | 283 | 30% | 55% | 0.46792 | 0.040504
41 | 3 | 0.075241 | 284 | 41 | 3 | HDR | 25.4619 | 1.917 | 15674.111 | 1180.15 | 0.961 | 0.923 | 24.461 | 1.77 | 15057.713 | 1089.811 | 0.075241 | 21.44 | 1.565 | 1.6132 | 0.11775 | 0.842 | 0.81633 | 2801 | 11 | Wet Detention Pond (S) | 0.6 | FDOT | E - SR426: Wet Detention/Retention | Existing Update | Existing-Update | Wet Detention | Aloma Ave | 17251.0107 | 1006803.0915 | 284 | 30% | 55% | 0.48395 | 0.064763
41 | 4 | 4.6605 | 285 | 41 | 4 | IND | 15.0465 | 1.299 | 22984.638 | 1984.314 | 0.961 | 0.924 | 14.457 | 1.2 | 22084.136 | 1832.828 | 4.6605 | 12.656 | 1.059 | 58.983 | 4.9354 | 0.841 | 0.81549 | 2801 | 11 | Wet Detention Pond (S) | 0.6 | FDOT | E - SR426: Wet Detention/Retention | Existing Update | Existing-Update | Wet Detention | Aloma Ave | 17251.0107 | 1006803.0915 | 285 | 30% | 55% | 17.6949 | 2.7145
41 | 7 | 0.10353 | 287 | 41 | 7 | PAS | 12.3961 | 0.632 | 2255.096 | 115.031 | 0.96 | 0.923 | 11.903 | 0.583 | 2165.408 | 106.125 | 0.10353 | 10.445 | 0.516 | 1.0814 | 0.053423 | 0.843 | 0.81577 | 2801 | 11 | Wet Detention Pond (S) | 0.6 | FDOT | E - SR426: Wet Detention/Retention | Existing Update | Existing-Update | Wet Detention | Aloma Ave | 17251.0107 | 1006803.0915 | 287 | 30% | 55% | 0.32442 | 0.029383
41 | 11 | 0.16343 | 291 | 41 | 11 | FOR | 3.3637 | 0.139 | 1738.258 | 71.607 | 0.961 | 0.923 | 3.231 | 0.128 | 1669.641 | 66.092 | 0.16343 | 2.844 | 0.114 | 0.46481 | 0.018632 | 0.846 | 0.81972 | 2801 | 11 | Wet Detention Pond (S) | 0.6 | FDOT | E - SR426: Wet Detention/Retention | Existing Update | Existing-Update | Wet Detention | Aloma Ave | 17251.0107 | 1006803.0915 | 291 | 30% | 55% | 0.13944 | 0.010247
42 | 2 | 0.47996 | 295 | 42 | 2 | MDR | 14.1386 | 0.658 | 3286.319 | 152.848 | 0.659 | 0.565 | 9.311 | 0.371 | 2164.239 | 86.325 | 0.47996 | 7.849 | 0.304 | 3.7672 | 0.14591 | 0.555 | 0.46163 | 2801 | 11 | Wet Detention Pond (S) | 0.6 | FDOT | E - SR426: Wet Detention/Retention | Existing Update | Existing-Update | Wet Detention | Aloma Ave | 17251.0107 | 1006803.0915 | 295 | 30% | 55% | 1.1302 | 0.080249
42 | 3 | 0.0022143 | 296 | 42 | 3 | HDR | 30.1675 | 2.14 | 3938.018 | 279.373 | 0.658 | 0.566 | 19.86 | 1.21 | 2592.499 | 158.012 | 0.0022143 | 16.738 | 0.991 | 0.037062 | 0.0021943 | 0.555 | 0.46292 | 2801 | 11 | Wet Detention Pond (S) | 0.6 | FDOT | E - SR426: Wet Detention/Retention | Existing Update | Existing-Update | Wet Detention | Aloma Ave | 17251.0107 | 1006803.0915 | 296 | 30% | 55% | 0.011119 | 0.0012069
42 | 4 | 6.2699 | 297 | 42 | 4 | IND | 17.4519 | 1.441 | 795.723 | 65.708 | 0.657 | 0.561 | 11.46 | 0.809 | 522.54 | 36.866 | 6.2699 | 9.646 | 0.661 | 60.4797 | 4.1444 | 0.553 | 0.45849 | 2801 | 11 | Wet Detention Pond (S) | 0.6 | FDOT | E - SR426: Wet Detention/Retention | Existing Update | Existing-Update | Wet Detention | Aloma Ave | 17251.0107 | 1006803.0915 | 297 | 30% | 55% | 18.1439 | 2.2794
42 | 6 | 0.0076479 | 298 | 42 | 6 | OPE | 8.0404 | 0.343 | 48.705 | 2.079 | 0.66 | 0.569 | 5.305 | 0.195 | 32.132 | 1.184 | 0.0076479 | 4.475 | 0.16 | 0.034224 | 0.0012237 | 0.557 | 0.46591 | 2801 | 11 | Wet Detention Pond (S) | 0.6 | FDOT | E - SR426: Wet Detention/Retention | Existing Update | Existing-Update | Wet Detention | Aloma Ave | 17251.0107 | 1006803.0915 | 298 | 30% | 55% | 0.010267 | 0.00067302
42 | 11 | 0.01687 | 302 | 42 | 11 | FOR | 4.1872 | 0.163 | 101.297 | 3.941 | 0.665 | 0.582 | 2.782 | 0.095 | 67.315 | 2.294 | 0.01687 | 2.355 | 0.078 | 0.039728 | 0.0013158 | 0.562 | 0.47767 | 2801 | 11 | Wet Detention Pond (S) | 0.6 | FDOT | E - SR426: Wet Detention/Retention | Existing Update | Existing-Update | Wet Detention | Aloma Ave | 17251.0107 | 1006803.0915 | 302 | 30% | 55% | 0.011918 | 0.00072371
42 | 13 | 0.27698 | 304 | 42 | 13 | WET | 1.3315 | 0.05 | 149.313 | 5.607 | 0.666 | 0.595 | 0.886 | 0.03 | 99.382 | 3.339 | 0.27698 | 0.751 | 0.024 | 0.20801 | 0.0066474 | 0.564 | 0.48921 | 2801 | 11 | Wet Detention Pond (S) | 0.6 | FDOT | E - SR426: Wet Detention/Retention | Existing Update | Existing-Update | Wet Detention | Aloma Ave | 17251.0107 | 1006803.0915 | 304 | 30% | 55% | 0.062403 | 0.0036561
44 | 2 | 0.074102 | 318 | 44 | 2 | MDR | 15.6987 | 0.788 | 13549.489 | 680.352 | 0.33 | 0.198 | 5.183 | 0.156 | 4473.784 | 134.856 | 0.074102 | 2.897 | 0.074 | 0.21467 | 0.0054836 | 0.185 | 0.094305 | 2801 | 11 | Wet Detention Pond (S) | 0.6 | FDOT | E - SR426: Wet Detention/Retention | Existing Update | Existing-Update | Wet Detention | Aloma Ave | 17251.0107 | 1006803.0915 | 318 | 30% | 55% | 0.064402 | 0.003016
44 | 3 | 0.018225 | 319 | 44 | 3 | HDR | 33.4997 | 2.57 | 5148.195 | 394.954 | 0.33 | 0.202 | 11.051 | 0.519 | 1698.308 | 79.773 | 0.018225 | 6.172 | 0.247 | 0.11248 | 0.0045015 | 0.184 | 0.096194 | 2801 | 11 | Wet Detention Pond (S) | 0.6 | FDOT | E - SR426: Wet Detention/Retention | Existing Update | Existing-Update | Wet Detention | Aloma Ave | 17251.0107 | 1006803.0915 | 319 | 30% | 55% | 0.033745 | 0.0024758
44 | 4 | 10.7975 | 320 | 44 | 4 | IND | 19.3728 | 1.729 | 6451.954 | 575.835 | 0.327 | 0.198 | 6.341 | 0.343 | 2111.931 | 114.125 | 10.7975 | 3.531 | 0.162 | 38.126 | 1.7492 | 0.182 | 0.093784 | 2801 | 11 | Wet Detention Pond (S) | 0.6 | FDOT | E - SR426: Wet Detention/Retention | Existing Update | Existing-Update | Wet Detention | Aloma Ave | 17251.0107 | 1006803.0915 | 320 | 30% | 55% | 11.4378 | 0.96206
44 | 11 | 0.0043278 | 325 | 44 | 11 | FOR | 4.6295 | 0.196 | 316.866 | 13.395 | 0.344 | 0.214 | 1.593 | 0.042 | 109.049 | 2.866 | 0.0043278 | 0.9 | 0.02 | 0.003895 | 8.6556e-05 | 0.194 | 0.10423 | 2801 | 11 | Wet Detention Pond (S) | 0.6 | FDOT | E - SR426: Wet Detention/Retention | Existing Update | Existing-Update | Wet Detention | Aloma Ave | 17251.0107 | 1006803.0915 | 325 | 30% | 55% | 0.0011685 | 4.7606e-05
44 | 13 | 0.0073204 | 327 | 44 | 13 | WET | 1.4743 | 0.06 | 265.45 | 10.738 | 0.34 | 0.213 | 0.501 | 0.013 | 90.226 | 2.292 | 0.0073204 | 0.284 | 0.006 | 0.002079 | 4.3923e-05 | 0.193 | 0.10643 | 2801 | 11 | Wet Detention Pond (S) | 0.6 | FDOT | E - SR426: Wet Detention/Retention | Existing Update | Existing-Update | Wet Detention | Aloma Ave | 17251.0107 | 1006803.0915 | 327 | 30% | 55% | 0.0006237 | 2.4157e-05
41 | 1 | 1.4404 | 282 | 41 | 1 | LDR | 6.4645 | 0.301 | 7159.582 | 333.43 | 0.961 | 0.923 | 6.211 | 0.278 | 6878.392 | 307.743 | 1.4404 | 5.446 | 0.246 | 7.8447 | 0.35435 | 0.842 | 0.81555 | 2802 | 11 | Wet Detention Pond (S) | 0.6 | FDOT | E - SR426: Wet Detention/Retention | Existing Update | Existing-Update | Wet Detention | Aloma Ave | 38081.4232 | 2268374.1548 | 282 | 30% | 55% | 2.3534 | 0.19489
41 | 2 | 0.82278 | 283 | 41 | 2 | MDR | 11.9201 | 0.582 | 23513.664 | 1147.493 | 0.961 | 0.923 | 11.452 | 0.537 | 22589.972 | 1059.182 | 0.82278 | 10.039 | 0.474 | 8.2599 | 0.39 | 0.842 | 0.81527 | 2802 | 11 | Wet Detention Pond (S) | 0.6 | FDOT | E - SR426: Wet Detention/Retention | Existing Update | Existing-Update | Wet Detention | Aloma Ave | 38081.4232 | 2268374.1548 | 283 | 30% | 55% | 2.478 | 0.2145
41 | 3 | 2.4011 | 284 | 41 | 3 | HDR | 25.4619 | 1.917 | 15674.111 | 1180.15 | 0.961 | 0.923 | 24.461 | 1.77 | 15057.713 | 1089.811 | 2.4011 | 21.44 | 1.565 | 51.4796 | 3.7577 | 0.842 | 0.81633 | 2802 | 11 | Wet Detention Pond (S) | 0.6 | FDOT | E - SR426: Wet Detention/Retention | Existing Update | Existing-Update | Wet Detention | Aloma Ave | 38081.4232 | 2268374.1548 | 284 | 30% | 55% | 15.4439 | 2.0667
41 | 4 | 42.6968 | 285 | 41 | 4 | IND | 15.0465 | 1.299 | 22984.638 | 1984.314 | 0.961 | 0.924 | 14.457 | 1.2 | 22084.136 | 1832.828 | 42.6968 | 12.656 | 1.059 | 540.3707 | 45.2159 | 0.841 | 0.81549 | 2802 | 11 | Wet Detention Pond (S) | 0.6 | FDOT | E - SR426: Wet Detention/Retention | Existing Update | Existing-Update | Wet Detention | Aloma Ave | 38081.4232 | 2268374.1548 | 285 | 30% | 55% | 162.1112 | 24.8688
41 | 8 | 0.0050882 | 288 | 41 | 8 | AGR | 16.0936 | 0.836 | 8344.03 | 433.364 | 0.96 | 0.923 | 15.456 | 0.771 | 8013.183 | 399.822 | 0.0050882 | 13.575 | 0.683 | 0.069073 | 0.0034753 | 0.844 | 0.81685 | 2802 | 11 | Wet Detention Pond (S) | 0.6 | FDOT | E - SR426: Wet Detention/Retention | Existing Update | Existing-Update | Wet Detention | Aloma Ave | 38081.4232 | 2268374.1548 | 288 | 30% | 55% | 0.020722 | 0.0019114
41 | 10 | 1.0366 | 290 | 41 | 10 | RAN | 5.062 | 0.211 | 1204.825 | 50.143 | 0.96 | 0.922 | 4.86 | 0.194 | 1156.789 | 46.234 | 1.0366 | 4.268 | 0.172 | 4.424 | 0.17829 | 0.843 | 0.81592 | 2802 | 11 | Wet Detention Pond (S) | 0.6 | FDOT | E - SR426: Wet Detention/Retention | Existing Update | Existing-Update | Wet Detention | Aloma Ave | 38081.4232 | 2268374.1548 | 290 | 30% | 55% | 1.3272 | 0.098058
41 | 11 | 1.0919 | 291 | 41 | 11 | FOR | 3.3637 | 0.139 | 1738.258 | 71.607 | 0.961 | 0.923 | 3.231 | 0.128 | 1669.641 | 66.092 | 1.0919 | 2.844 | 0.114 | 3.1055 | 0.12448 | 0.846 | 0.81972 | 2802 | 11 | Wet Detention Pond (S) | 0.6 | FDOT | E - SR426: Wet Detention/Retention | Existing Update | Existing-Update | Wet Detention | Aloma Ave | 38081.4232 | 2268374.1548 | 291 | 30% | 55% | 0.93164 | 0.068465
41 | 13 | 0.1488 | 293 | 41 | 13 | WET | 1.0484 | 0.041 | 1567.871 | 61.608 | 0.962 | 0.921 | 1.008 | 0.038 | 1507.852 | 56.766 | 0.1488 | 0.888 | 0.034 | 0.13214 | 0.0050593 | 0.847 | 0.81976 | 2802 | 11 | Wet Detention Pond (S) | 0.6 | FDOT | E - SR426: Wet Detention/Retention | Existing Update | Existing-Update | Wet Detention | Aloma Ave | 38081.4232 | 2268374.1548 | 293 | 30% | 55% | 0.039641 | 0.0027826
44 | 2 | 0.27662 | 318 | 44 | 2 | MDR | 15.6987 | 0.788 | 13549.489 | 680.352 | 0.33 | 0.198 | 5.183 | 0.156 | 4473.784 | 134.856 | 0.27662 | 2.897 | 0.074 | 0.80138 | 0.02047 | 0.185 | 0.094305 | 2802 | 11 | Wet Detention Pond (S) | 0.6 | FDOT | E - SR426: Wet Detention/Retention | Existing Update | Existing-Update | Wet Detention | Aloma Ave | 38081.4232 | 2268374.1548 | 318 | 30% | 55% | 0.24041 | 0.011259
44 | 3 | 1.3206 | 319 | 44 | 3 | HDR | 33.4997 | 2.57 | 5148.195 | 394.954 | 0.33 | 0.202 | 11.051 | 0.519 | 1698.308 | 79.773 | 1.3206 | 6.172 | 0.247 | 8.151 | 0.3262 | 0.184 | 0.096194 | 2802 | 11 | Wet Detention Pond (S) | 0.6 | FDOT | E - SR426: Wet Detention/Retention | Existing Update | Existing-Update | Wet Detention | Aloma Ave | 38081.4232 | 2268374.1548 | 319 | 30% | 55% | 2.4453 | 0.17941
44 | 4 | 0.49523 | 320 | 44 | 4 | IND | 19.3728 | 1.729 | 6451.954 | 575.835 | 0.327 | 0.198 | 6.341 | 0.343 | 2111.931 | 114.125 | 0.49523 | 3.531 | 0.162 | 1.7487 | 0.080228 | 0.182 | 0.093784 | 2802 | 11 | Wet Detention Pond (S) | 0.6 | FDOT | E - SR426: Wet Detention/Retention | Existing Update | Existing-Update | Wet Detention | Aloma Ave | 38081.4232 | 2268374.1548 | 320 | 30% | 55% | 0.5246 | 0.044125
44 | 11 | 0.3389 | 325 | 44 | 11 | FOR | 4.6295 | 0.196 | 316.866 | 13.395 | 0.344 | 0.214 | 1.593 | 0.042 | 109.049 | 2.866 | 0.3389 | 0.9 | 0.02 | 0.30501 | 0.006778 | 0.194 | 0.10423 | 2802 | 11 | Wet Detention Pond (S) | 0.6 | FDOT | E - SR426: Wet Detention/Retention | Existing Update | Existing-Update | Wet Detention | Aloma Ave | 38081.4232 | 2268374.1548 | 325 | 30% | 55% | 0.091503 | 0.0037279
15 | 1 | 1.4974 | 47 | 15 | 1 | LDR | 3.9532 | 0.214 | 107.734 | 5.825 | 0.471 | 0.495 | 1.864 | 0.106 | 50.79 | 2.883 | 1.4974 | 1.864 | 0.106 | 2.7912 | 0.15873 | 0.471 | 0.49494 | 2803 | 11 | Wet Detention Pond (S) | 0.6 | FDOT | E - SR434: Wet Detention/Retention | Existing Update | Existing-Update | Wet Ponds | SR 434_SC | 50911.9261 | 3542352.9908 | 47 | 30% | 55% | 0.83736 | 0.0873
15 | 2 | 0.6031 | 48 | 15 | 2 | MDR | 7.3702 | 0.422 | 5942.609 | 340.176 | 0.471 | 0.494 | 3.471 | 0.209 | 2798.745 | 168.156 | 0.6031 | 3.471 | 0.209 | 2.0934 | 0.12605 | 0.471 | 0.49432 | 2803 | 11 | Wet Detention Pond (S) | 0.6 | FDOT | E - SR434: Wet Detention/Retention | Existing Update | Existing-Update | Wet Ponds | SR 434_SC | 50911.9261 | 3542352.9908 | 48 | 30% | 55% | 0.62801 | 0.069326
15 | 4 | 11.2457 | 50 | 15 | 4 | IND | 9.745 | 0.997 | 2826.058 | 289.213 | 0.468 | 0.494 | 4.565 | 0.492 | 1323.876 | 142.73 | 11.2457 | 4.565 | 0.492 | 51.3367 | 5.5329 | 0.468 | 0.49351 | 2803 | 11 | Wet Detention Pond (S) | 0.6 | FDOT | E - SR434: Wet Detention/Retention | Existing Update | Existing-Update | Wet Ponds | SR 434_SC | 50911.9261 | 3542352.9908 | 50 | 30% | 55% | 15.401 | 3.0431
15 | 11 | 0.87795 | 54 | 15 | 11 | FOR | 1.9081 | 0.089 | 205.535 | 9.639 | 0.48 | 0.502 | 0.916 | 0.045 | 98.719 | 4.842 | 0.87795 | 0.916 | 0.045 | 0.80421 | 0.039508 | 0.48 | 0.50234 | 2803 | 11 | Wet Detention Pond (S) | 0.6 | FDOT | E - SR434: Wet Detention/Retention | Existing Update | Existing-Update | Wet Ponds | SR 434_SC | 50911.9261 | 3542352.9908 | 54 | 30% | 55% | 0.24126 | 0.021729
15 | 13 | 1.5166 | 56 | 15 | 13 | WET | 5.949 | 0.459 | 2341.804 | 180.724 | 0.473 | 0.503 | 2.811 | 0.231 | 1106.548 | 90.851 | 1.5166 | 2.811 | 0.231 | 4.2631 | 0.35033 | 0.473 | 0.50271 | 2803 | 11 | Wet Detention Pond (S) | 0.6 | FDOT | E - SR434: Wet Detention/Retention | Existing Update | Existing-Update | Wet Ponds | SR 434_SC | 50911.9261 | 3542352.9908 | 56 | 30% | 55% | 1.2789 | 0.19268
39 | 4 | 2.8289 | 262 | 39 | 4 | IND | 9.1209 | 1.105 | 1283.176 | 155.409 | 1.075 | 1.081 | 9.803 | 1.194 | 1379.191 | 167.989 | 2.8289 | 9.077 | 1.086 | 25.6783 | 3.0722 | 0.995 | 0.98268 | 2803 | 11 | Wet Detention Pond (S) | 0.6 | FDOT | E - SR434: Wet Detention/Retention | Existing Update | Existing-Update | Wet Ponds | SR 434_SC | 50911.9261 | 3542352.9908 | 262 | 30% | 55% | 7.7035 | 1.6897
39 | 7 | 0.19536 | 264 | 39 | 7 | PAS | 4.1697 | 0.36 | 495.518 | 42.729 | 1.074 | 1.083 | 4.478 | 0.389 | 532.207 | 46.259 | 0.19536 | 4.147 | 0.354 | 0.81015 | 0.069157 | 0.994 | 0.98418 | 2803 | 11 | Wet Detention Pond (S) | 0.6 | FDOT | E - SR434: Wet Detention/Retention | Existing Update | Existing-Update | Wet Ponds | SR 434_SC | 50911.9261 | 3542352.9908 | 264 | 30% | 55% | 0.24304 | 0.038036
39 | 10 | 0.17144 | 267 | 39 | 10 | RAN | 1.5738 | 0.121 | 122.792 | 9.427 | 1.074 | 1.083 | 1.69 | 0.131 | 131.882 | 10.206 | 0.17144 | 1.565 | 0.119 | 0.2683 | 0.020401 | 0.994 | 0.98421 | 2803 | 11 | Wet Detention Pond (S) | 0.6 | FDOT | E - SR434: Wet Detention/Retention | Existing Update | Existing-Update | Wet Ponds | SR 434_SC | 50911.9261 | 3542352.9908 | 267 | 30% | 55% | 0.08049 | 0.011221
39 | 11 | 0.59776 | 268 | 39 | 11 | FOR | 0.99237 | 0.07 | 385.77 | 27.224 | 1.075 | 1.083 | 1.067 | 0.076 | 414.895 | 29.493 | 0.59776 | 0.988 | 0.069 | 0.59058 | 0.041245 | 0.996 | 0.98485 | 2803 | 11 | Wet Detention Pond (S) | 0.6 | FDOT | E - SR434: Wet Detention/Retention | Existing Update | Existing-Update | Wet Ponds | SR 434_SC | 50911.9261 | 3542352.9908 | 268 | 30% | 55% | 0.17718 | 0.022685
39 | 13 | 0.23075 | 270 | 39 | 13 | WET | 2.4147 | 0.224 | 8471.903 | 784.954 | 1.082 | 1.085 | 2.613 | 0.243 | 9167.141 | 851.506 | 0.23075 | 2.419 | 0.221 | 0.55818 | 0.050995 | 1.002 | 0.98617 | 2803 | 11 | Wet Detention Pond (S) | 0.6 | FDOT | E - SR434: Wet Detention/Retention | Existing Update | Existing-Update | Wet Ponds | SR 434_SC | 50911.9261 | 3542352.9908 | 270 | 30% | 55% | 0.16745 | 0.028047
40 | 2 | 0.031155 | 272 | 40 | 2 | MDR | 11.6613 | 0.577 | 15641.833 | 773.896 | 0.877 | 0.884 | 10.225 | 0.51 | 13715.384 | 683.794 | 0.031155 | 10.225 | 0.51 | 0.31856 | 0.015889 | 0.877 | 0.88357 | 2803 | 11 | Wet Detention Pond (S) | 0.6 | FDOT | E - SR434: Wet Detention/Retention | Existing Update | Existing-Update | Wet Ponds | SR 434_SC | 50911.9261 | 3542352.9908 | 272 | 30% | 55% | 0.095568 | 0.0087389
40 | 3 | 0.24251 | 273 | 40 | 3 | HDR | 24.9268 | 1.943 | 9876.14 | 769.988 | 0.877 | 0.884 | 21.854 | 1.718 | 8658.806 | 680.793 | 0.24251 | 21.854 | 1.718 | 5.2998 | 0.41663 | 0.877 | 0.88416 | 2803 | 11 | Wet Detention Pond (S) | 0.6 | FDOT | E - SR434: Wet Detention/Retention | Existing Update | Existing-Update | Wet Ponds | SR 434_SC | 50911.9261 | 3542352.9908 | 273 | 30% | 55% | 1.5899 | 0.22915
40 | 4 | 26.1666 | 274 | 40 | 4 | IND | 14.4118 | 1.299 | 3327.006 | 299.956 | 0.876 | 0.883 | 12.618 | 1.147 | 2912.902 | 264.815 | 26.1666 | 12.618 | 1.147 | 330.1706 | 30.0131 | 0.876 | 0.88285 | 2803 | 11 | Wet Detention Pond (S) | 0.6 | FDOT | E - SR434: Wet Detention/Retention | Existing Update | Existing-Update | Wet Ponds | SR 434_SC | 50911.9261 | 3542352.9908 | 274 | 30% | 55% | 99.0512 | 16.5072
40 | 7 | 0.22528 | 276 | 40 | 7 | PAS | 12.7524 | 0.661 | 1906.627 | 98.874 | 0.878 | 0.885 | 11.19 | 0.585 | 1673.08 | 87.468 | 0.22528 | 11.19 | 0.585 | 2.5209 | 0.13179 | 0.878 | 0.88464 | 2803 | 11 | Wet Detention Pond (S) | 0.6 | FDOT | E - SR434: Wet Detention/Retention | Existing Update | Existing-Update | Wet Ponds | SR 434_SC | 50911.9261 | 3542352.9908 | 276 | 30% | 55% | 0.75628 | 0.072485
40 | 8 | 0.001504 | 277 | 40 | 8 | AGR | 16.9565 | 0.888 | 2599.449 | 136.17 | 0.878 | 0.886 | 14.894 | 0.787 | 2283.201 | 120.597 | 0.001504 | 14.894 | 0.787 | 0.0224 | 0.0011836 | 0.878 | 0.88564 | 2803 | 11 | Wet Detention Pond (S) | 0.6 | FDOT | E - SR434: Wet Detention/Retention | Existing Update | Existing-Update | Wet Ponds | SR 434_SC | 50911.9261 | 3542352.9908 | 277 | 30% | 55% | 0.00672 | 0.00065099
40 | 10 | 0.22478 | 278 | 40 | 10 | RAN | 5.3135 | 0.224 | 67.752 | 2.86 | 0.878 | 0.885 | 4.666 | 0.199 | 59.491 | 2.531 | 0.22478 | 4.666 | 0.199 | 1.0488 | 0.04473 | 0.878 | 0.88503 | 2803 | 11 | Wet Detention Pond (S) | 0.6 | FDOT | E - SR434: Wet Detention/Retention | Existing Update | Existing-Update | Wet Ponds | SR 434_SC | 50911.9261 | 3542352.9908 | 278 | 30% | 55% | 0.31464 | 0.024602
40 | 11 | 0.36635 | 279 | 40 | 11 | FOR | 3.6901 | 0.154 | 450.076 | 18.808 | 0.88 | 0.888 | 3.247 | 0.137 | 396.042 | 16.694 | 0.36635 | 3.247 | 0.137 | 1.1895 | 0.05019 | 0.88 | 0.8876 | 2803 | 11 | Wet Detention Pond (S) | 0.6 | FDOT | E - SR434: Wet Detention/Retention | Existing Update | Existing-Update | Wet Ponds | SR 434_SC | 50911.9261 | 3542352.9908 | 279 | 30% | 55% | 0.35686 | 0.027604
40 | 12 | 3.1151 | 280 | 40 | 12 | WAT | 1.1121 | 0.044 | 79.326 | 3.165 | 0.88 | 0.889 | 0.979 | 0.039 | 69.829 | 2.815 | 3.1151 | 0.979 | 0.039 | 3.0497 | 0.12149 | 0.88 | 0.88918 | 2803 | 11 | Wet Detention Pond (S) | 0.6 | FDOT | E - SR434: Wet Detention/Retention | Existing Update | Existing-Update | Wet Ponds | SR 434_SC | 50911.9261 | 3542352.9908 | 280 | 30% | 55% | 0.91491 | 0.066819
40 | 13 | 3.6705 | 281 | 40 | 13 | WET | 1.1184 | 0.045 | 608.832 | 24.31 | 0.88 | 0.889 | 0.985 | 0.04 | 535.989 | 21.621 | 3.6705 | 0.985 | 0.04 | 3.6155 | 0.14682 | 0.88 | 0.88938 | 2803 | 11 | Wet Detention Pond (S) | 0.6 | FDOT | E - SR434: Wet Detention/Retention | Existing Update | Existing-Update | Wet Ponds | SR 434_SC | 50911.9261 | 3542352.9908 | 281 | 30% | 55% | 1.0846 | 0.080752
41 | 3 | 0.19805 | 284 | 41 | 3 | HDR | 25.4619 | 1.917 | 15674.111 | 1180.15 | 0.961 | 0.923 | 24.461 | 1.77 | 15057.713 | 1089.811 | 0.19805 | 21.44 | 1.565 | 4.2462 | 0.30995 | 0.842 | 0.81633 | 2803 | 11 | Wet Detention Pond (S) | 0.6 | FDOT | E - SR434: Wet Detention/Retention | Existing Update | Existing-Update | Wet Ponds | SR 434_SC | 50911.9261 | 3542352.9908 | 284 | 30% | 55% | 1.2739 | 0.17047
41 | 4 | 4.855 | 285 | 41 | 4 | IND | 15.0465 | 1.299 | 22984.638 | 1984.314 | 0.961 | 0.924 | 14.457 | 1.2 | 22084.136 | 1832.828 | 4.855 | 12.656 | 1.059 | 61.4447 | 5.1414 | 0.841 | 0.81549 | 2803 | 11 | Wet Detention Pond (S) | 0.6 | FDOT | E - SR434: Wet Detention/Retention | Existing Update | Existing-Update | Wet Ponds | SR 434_SC | 50911.9261 | 3542352.9908 | 285 | 30% | 55% | 18.4334 | 2.8278
41 | 11 | 0.5134 | 291 | 41 | 11 | FOR | 3.3637 | 0.139 | 1738.258 | 71.607 | 0.961 | 0.923 | 3.231 | 0.128 | 1669.641 | 66.092 | 0.5134 | 2.844 | 0.114 | 1.4601 | 0.058527 | 0.846 | 0.81972 | 2803 | 11 | Wet Detention Pond (S) | 0.6 | FDOT | E - SR434: Wet Detention/Retention | Existing Update | Existing-Update | Wet Ponds | SR 434_SC | 50911.9261 | 3542352.9908 | 291 | 30% | 55% | 0.43803 | 0.03219
41 | 13 | 0.098043 | 293 | 41 | 13 | WET | 1.0484 | 0.041 | 1567.871 | 61.608 | 0.962 | 0.921 | 1.008 | 0.038 | 1507.852 | 56.766 | 0.098043 | 0.888 | 0.034 | 0.087063 | 0.0033335 | 0.847 | 0.81976 | 2803 | 11 | Wet Detention Pond (S) | 0.6 | FDOT | E - SR434: Wet Detention/Retention | Existing Update | Existing-Update | Wet Ponds | SR 434_SC | 50911.9261 | 3542352.9908 | 293 | 30% | 55% | 0.026119 | 0.0018334
90 | 3 | 0.22589 | 547 | 90 | 3 | HDR | 24.4137 | 2.012 | 3405.251 | 280.671 | 0.804 | 0.836 | 19.617 | 1.683 | 2736.254 | 234.726 | 0.22589 | 9.268 | 0.84 | 2.0936 | 0.18975 | 0.38 | 0.4172 | 2803 | 11 | Wet Detention Pond (S) | 0.6 | FDOT | E - SR434: Wet Detention/Retention | Existing Update | Existing-Update | Wet Ponds | SR 434_SC | 50911.9261 | 3542352.9908 | 547 | 30% | 55% | 0.62807 | 0.10436
90 | 4 | 20.2518 | 548 | 90 | 4 | IND | 14.9374 | 1.425 | 2368.245 | 225.99 | 0.803 | 0.836 | 11.993 | 1.191 | 1901.418 | 188.888 | 20.2518 | 5.645 | 0.592 | 114.3217 | 11.9891 | 0.378 | 0.41522 | 2803 | 11 | Wet Detention Pond (S) | 0.6 | FDOT | E - SR434: Wet Detention/Retention | Existing Update | Existing-Update | Wet Ponds | SR 434_SC | 50911.9261 | 3542352.9908 | 548 | 30% | 55% | 34.2965 | 6.594
90 | 7 | 1.8087e-06 | 550 | 90 | 7 | PAS | 11.871 | 0.662 | 380.957 | 21.246 | 0.804 | 0.836 | 9.541 | 0.554 | 306.181 | 17.771 | 1.8087e-06 | 4.524 | 0.277 | 8.1824e-06 | 5.01e-07 | 0.381 | 0.41768 | 2803 | 11 | Wet Detention Pond (S) | 0.6 | FDOT | E - SR434: Wet Detention/Retention | Existing Update | Existing-Update | Wet Ponds | SR 434_SC | 50911.9261 | 3542352.9908 | 550 | 30% | 55% | 2.4547e-06 | 2.7555e-07
90 | 11 | 0.10509 | 553 | 90 | 11 | FOR | 2.8901 | 0.129 | 722.975 | 32.197 | 0.805 | 0.838 | 2.326 | 0.108 | 581.805 | 26.979 | 0.10509 | 1.119 | 0.054 | 0.1176 | 0.0056751 | 0.387 | 0.42305 | 2803 | 11 | Wet Detention Pond (S) | 0.6 | FDOT | E - SR434: Wet Detention/Retention | Existing Update | Existing-Update | Wet Ponds | SR 434_SC | 50911.9261 | 3542352.9908 | 553 | 30% | 55% | 0.03528 | 0.0031213
90 | 13 | 1.2616 | 555 | 90 | 13 | WET | 1.6912 | 0.073 | 1170.334 | 50.223 | 0.811 | 0.843 | 1.372 | 0.061 | 949.219 | 42.348 | 1.2616 | 0.66 | 0.031 | 0.83265 | 0.039109 | 0.39 | 0.4275 | 2803 | 11 | Wet Detention Pond (S) | 0.6 | FDOT | E - SR434: Wet Detention/Retention | Existing Update | Existing-Update | Wet Ponds | SR 434_SC | 50911.9261 | 3542352.9908 | 555 | 30% | 55% | 0.24979 | 0.02151
46 | 3 | 0.23542 | 342 | 46 | 3 | HDR | 29.2966 | 2.128 | 15135.696 | 1099.348 | 0.585 | 0.841 | 17.131 | 1.789 | 8850.484 | 924.087 | 0.23542 | 13.118 | 1.05 | 3.0882 | 0.24719 | 0.448 | 0.49364 | 2804 | 11 | Wet Detention Pond (S) | 0.6 | FDOT | E- SR436 Wet Detention | Existing Update | Existing-Update | Wet Detention Pond | SR 436_SC | 8594.1994 | 833814.7046 | 342 | 30% | 55% | 0.92647 | 0.13596
46 | 4 | 8.8893 | 343 | 46 | 4 | IND | 17.0006 | 1.432 | 5136.665 | 432.629 | 0.581 | 0.828 | 9.877 | 1.185 | 2984.427 | 358.031 | 8.8893 | 7.542 | 0.694 | 67.0428 | 6.1691 | 0.444 | 0.48499 | 2804 | 11 | Wet Detention Pond (S) | 0.6 | FDOT | E- SR436 Wet Detention | Existing Update | Existing-Update | Wet Detention Pond | SR 436_SC | 8594.1994 | 833814.7046 | 343 | 30% | 55% | 20.1128 | 3.393
48 | 3 | 0.48303 | 358 | 48 | 3 | HDR | 30.2853 | 2.187 | 4047.436 | 292.289 | 0.536 | 0.607 | 16.239 | 1.328 | 2170.2 | 177.473 | 0.48303 | 7.374 | 0.721 | 3.5619 | 0.34827 | 0.243 | 0.32955 | 2804 | 11 | Wet Detention Pond (S) | 0.6 | FDOT | E- SR436 Wet Detention | Existing Update | Existing-Update | Wet Detention Pond | SR 436_SC | 8594.1994 | 833814.7046 | 358 | 30% | 55% | 1.0686 | 0.19155
48 | 4 | 9.2331 | 359 | 48 | 4 | IND | 17.5641 | 1.47 | 2818.413 | 235.959 | 0.533 | 0.603 | 9.355 | 0.887 | 1501.072 | 142.35 | 9.2331 | 4.213 | 0.473 | 38.899 | 4.3672 | 0.24 | 0.32137 | 2804 | 11 | Wet Detention Pond (S) | 0.6 | FDOT | E- SR436 Wet Detention | Existing Update | Existing-Update | Wet Detention Pond | SR 436_SC | 8594.1994 | 833814.7046 | 359 | 30% | 55% | 11.6697 | 2.402
48 | 13 | 0.014484 | 363 | 48 | 13 | WET | 1.3092 | 0.049 | 67.807 | 2.532 | 0.548 | 0.615 | 0.717 | 0.03 | 37.126 | 1.558 | 0.014484 | 0.329 | 0.017 | 0.0047653 | 0.00024623 | 0.251 | 0.35619 | 2804 | 11 | Wet Detention Pond (S) | 0.6 | FDOT | E- SR436 Wet Detention | Existing Update | Existing-Update | Wet Detention Pond | SR 436_SC | 8594.1994 | 833814.7046 | 363 | 30% | 55% | 0.0014296 | 0.00013543
18 | 1 | 0.032933 | 78 | 18 | 1 | LDR | 3.1522 | 0.144 | 1003.387 | 45.864 | 0.584 | 0.53 | 1.84 | 0.076 | 585.797 | 24.293 | 0.032933 | 1.648 | 0.07 | 0.054274 | 0.0023053 | 0.523 | 0.4827 | 2805 | 11 | Wet Detention Pond (S) | 0.6 | Lake Mary | Lake Mary: Existing Wet Pond | Existing Update | Existing-Update | Digitized by Lake Mary 1/2009 |  | 3656.8759 | 723164.2461 | 78 | 30% | 55% | 0.016282 | 0.0012679
18 | 2 | 16.4393 | 79 | 18 | 2 | MDR | 6.3655 | 0.317 | 3149.375 | 157.071 | 0.582 | 0.527 | 3.702 | 0.167 | 1831.62 | 82.709 | 16.4393 | 3.314 | 0.152 | 54.4799 | 2.4988 | 0.521 | 0.47954 | 2805 | 11 | Wet Detention Pond (S) | 0.6 | Lake Mary | Lake Mary: Existing Wet Pond | Existing Update | Existing-Update | Digitized by Lake Mary 1/2009 |  | 3656.8759 | 723164.2461 | 79 | 30% | 55% | 16.344 | 1.3743
18 | 4 | 0.0058873 | 81 | 18 | 4 | IND | 10.5583 | 0.959 | 3587.63 | 325.963 | 0.571 | 0.521 | 6.027 | 0.499 | 2047.853 | 169.712 | 0.0058873 | 5.379 | 0.454 | 0.031668 | 0.0026728 | 0.509 | 0.47343 | 2805 | 11 | Wet Detention Pond (S) | 0.6 | Lake Mary | Lake Mary: Existing Wet Pond | Existing Update | Existing-Update | Digitized by Lake Mary 1/2009 |  | 3656.8759 | 723164.2461 | 81 | 30% | 55% | 0.0095003 | 0.0014701
18 | 11 | 0.12252 | 86 | 18 | 11 | FOR | 1.2162 | 0.046 | 93.332 | 3.532 | 0.602 | 0.553 | 0.732 | 0.025 | 56.155 | 1.953 | 0.12252 | 0.658 | 0.023 | 0.080615 | 0.0028179 | 0.541 | 0.50633 | 2805 | 11 | Wet Detention Pond (S) | 0.6 | Lake Mary | Lake Mary: Existing Wet Pond | Existing Update | Existing-Update | Digitized by Lake Mary 1/2009 |  | 3656.8759 | 723164.2461 | 86 | 30% | 55% | 0.024185 | 0.0015498
18 | 13 | 0.00096845 | 88 | 18 | 13 | WET | 6.3299 | 0.467 | 3029.459 | 223.738 | 0.591 | 0.549 | 3.74 | 0.256 | 1789.776 | 122.728 | 0.00096845 | 3.357 | 0.235 | 0.0032511 | 0.00022758 | 0.53 | 0.50183 | 2805 | 11 | Wet Detention Pond (S) | 0.6 | Lake Mary | Lake Mary: Existing Wet Pond | Existing Update | Existing-Update | Digitized by Lake Mary 1/2009 |  | 3656.8759 | 723164.2461 | 88 | 30% | 55% | 0.00097532 | 0.00012517
17 | 4 | 11.8486 | 70 | 17 | 4 | IND | 10.6803 | 0.917 | 6923.519 | 594.527 | 0.185 | 0.241 | 1.98 | 0.221 | 1283.288 | 143.117 | 11.8486 | 1.044 | 0.109 | 12.37 | 1.2915 | 0.098 | 0.11912 | 2806 | 11 | Wet Detention Pond (S) | 0.6 | Lake Mary | Lake Mary: Existing Wet Pond | Existing Update | Existing-Update | Digitized by Lake Mary 1/2009 |  | 5271.464 | 525712.6913 | 70 | 30% | 55% | 3.711 | 0.71032
17 | 12 | 0.22014 | 76 | 17 | 12 | WAT | 0.13258 | 0.003 | 20.157 | 0.442 | 0.233 | 0.3 | 0.031 | 0.001 | 4.695 | 0.133 | 0.22014 | 0.017 | 0 | 0.0037423 | 0 | 0.131 | 0.15787 | 2806 | 11 | Wet Detention Pond (S) | 0.6 | Lake Mary | Lake Mary: Existing Wet Pond | Existing Update | Existing-Update | Digitized by Lake Mary 1/2009 |  | 5271.464 | 525712.6913 | 76 | 30% | 55% | 0.0011227 | 0
18 | 2 | 37.5521 | 79 | 18 | 2 | MDR | 6.3655 | 0.317 | 3149.375 | 157.071 | 0.582 | 0.527 | 3.702 | 0.167 | 1831.62 | 82.709 | 37.5521 | 3.314 | 0.152 | 124.4478 | 5.7079 | 0.521 | 0.47954 | 2807 | 11 | Wet Detention Pond (S) | 0.6 | Lake Mary | Lake Mary: Existing Wet Pond | Existing Update | Existing-Update | Digitized by Lake Mary 1/2009 |  | 12441.0079 | 2049384.8437 | 79 | 30% | 55% | 37.3343 | 3.1394
18 | 4 | 6.5538 | 81 | 18 | 4 | IND | 10.5583 | 0.959 | 3587.63 | 325.963 | 0.571 | 0.521 | 6.027 | 0.499 | 2047.853 | 169.712 | 6.5538 | 5.379 | 0.454 | 35.253 | 2.9754 | 0.509 | 0.47343 | 2807 | 11 | Wet Detention Pond (S) | 0.6 | Lake Mary | Lake Mary: Existing Wet Pond | Existing Update | Existing-Update | Digitized by Lake Mary 1/2009 |  | 12441.0079 | 2049384.8437 | 81 | 30% | 55% | 10.5759 | 1.6365
18 | 11 | 1.163 | 86 | 18 | 11 | FOR | 1.2162 | 0.046 | 93.332 | 3.532 | 0.602 | 0.553 | 0.732 | 0.025 | 56.155 | 1.953 | 1.163 | 0.658 | 0.023 | 0.76526 | 0.026749 | 0.541 | 0.50633 | 2807 | 11 | Wet Detention Pond (S) | 0.6 | Lake Mary | Lake Mary: Existing Wet Pond | Existing Update | Existing-Update | Digitized by Lake Mary 1/2009 |  | 12441.0079 | 2049384.8437 | 86 | 30% | 55% | 0.22958 | 0.014712
18 | 12 | 1.1497 | 87 | 18 | 12 | WAT | 0.17137 | 0.004 | 5.832 | 0.136 | 0.613 | 0.558 | 0.105 | 0.002 | 3.575 | 0.076 | 1.1497 | 0.095 | 0.002 | 0.10922 | 0.0022994 | 0.554 | 0.51224 | 2807 | 11 | Wet Detention Pond (S) | 0.6 | Lake Mary | Lake Mary: Existing Wet Pond | Existing Update | Existing-Update | Digitized by Lake Mary 1/2009 |  | 12441.0079 | 2049384.8437 | 87 | 30% | 55% | 0.032766 | 0.0012647
18 | 13 | 0.62891 | 88 | 18 | 13 | WET | 6.3299 | 0.467 | 3029.459 | 223.738 | 0.591 | 0.549 | 3.74 | 0.256 | 1789.776 | 122.728 | 0.62891 | 3.357 | 0.235 | 2.1112 | 0.14779 | 0.53 | 0.50183 | 2807 | 11 | Wet Detention Pond (S) | 0.6 | Lake Mary | Lake Mary: Existing Wet Pond | Existing Update | Existing-Update | Digitized by Lake Mary 1/2009 |  | 12441.0079 | 2049384.8437 | 88 | 30% | 55% | 0.63337 | 0.081286
22 | 13 | 0.026209 | 119 | 22 | 13 | WET | 8.444 | 0.523 | 2739.76 | 169.685 | 0.492 | 0.585 | 4.155 | 0.306 | 1348.008 | 99.205 | 0.026209 | 3.717 | 0.279 | 0.09742 | 0.0073124 | 0.44 | 0.53269 | 2808 | 11 | Wet Detention Pond (S) | 0.6 | Lake Mary | Lake Mary: Existing Wet Pond | Existing Update | Existing-Update | Digitized by Lake Mary 1/2009 |  | 917.1011 | 1141.6764 | 119 | 30% | 55% | 0.029226 | 0.0040218
22 | 3 | 0.27681 | 111 | 22 | 3 | HDR | 15.2243 | 1.119 | 381.404 | 28.042 | 0.499 | 0.592 | 7.591 | 0.662 | 190.166 | 16.591 | 0.27681 | 6.804 | 0.604 | 1.8834 | 0.1672 | 0.447 | 0.53972 | 2809 | 11 | Wet Detention Pond (S) | 0.6 | Lake Mary | Lake Mary: Existing Wet Pond | Existing Update | Existing-Update | Digitized by Lake Mary 1/2009 |  | 1293.6718 | 16057.0541 | 111 | 30% | 55% | 0.56503 | 0.091958
22 | 4 | 0.091807 | 112 | 22 | 4 | IND | 10.2535 | 0.86 | 3096.286 | 259.79 | 0.49 | 0.583 | 5.026 | 0.501 | 1517.698 | 151.395 | 0.091807 | 4.495 | 0.457 | 0.41267 | 0.041956 | 0.438 | 0.53064 | 2809 | 11 | Wet Detention Pond (S) | 0.6 | Lake Mary | Lake Mary: Existing Wet Pond | Existing Update | Existing-Update | Digitized by Lake Mary 1/2009 |  | 1293.6718 | 16057.0541 | 112 | 30% | 55% | 0.1238 | 0.023076
22 | 3 | 0.015665 | 111 | 22 | 3 | HDR | 15.2243 | 1.119 | 381.404 | 28.042 | 0.499 | 0.592 | 7.591 | 0.662 | 190.166 | 16.591 | 0.015665 | 6.804 | 0.604 | 0.10658 | 0.0094617 | 0.447 | 0.53972 | 2810 | 11 | Wet Detention Pond (S) | 0.6 | Lake Mary | Lake Mary: Existing Wet Pond | Existing Update | Existing-Update | Digitized by Lake Mary 1/2009 |  | 274.3224 | 682.364 | 111 | 30% | 55% | 0.031975 | 0.0052039
22 | 4 | 0.00061426 | 112 | 22 | 4 | IND | 10.2535 | 0.86 | 3096.286 | 259.79 | 0.49 | 0.583 | 5.026 | 0.501 | 1517.698 | 151.395 | 0.00061426 | 4.495 | 0.457 | 0.0027611 | 0.00028072 | 0.438 | 0.53064 | 2811 | 11 | Wet Detention Pond (S) | 0.6 | Lake Mary | Lake Mary: Existing Wet Pond | Existing Update | Existing-Update | Digitized by Lake Mary 1/2009 |  | 62.9579 | 79.6513 | 112 | 30% | 55% | 0.00082833 | 0.00015439
22 | 13 | 0.0012143 | 119 | 22 | 13 | WET | 8.444 | 0.523 | 2739.76 | 169.685 | 0.492 | 0.585 | 4.155 | 0.306 | 1348.008 | 99.205 | 0.0012143 | 3.717 | 0.279 | 0.0045135 | 0.00033879 | 0.44 | 0.53269 | 2811 | 11 | Wet Detention Pond (S) | 0.6 | Lake Mary | Lake Mary: Existing Wet Pond | Existing Update | Existing-Update | Digitized by Lake Mary 1/2009 |  | 62.9579 | 79.6513 | 119 | 30% | 55% | 0.0013541 | 0.00018633
18 | 3 | 2.6633 | 80 | 18 | 3 | HDR | 14.5839 | 1.158 | 2978.273 | 236.441 | 0.582 | 0.53 | 8.481 | 0.614 | 1731.992 | 125.426 | 2.6633 | 7.592 | 0.56 | 20.22 | 1.4915 | 0.521 | 0.4834 | 2812 | 11 | Wet Detention Pond (S) | 0.6 | Lake Mary | Lake Mary: Existing Wet Pond | Existing Update | Existing-Update | Digitized by Lake Mary 1/2009 |  | 4581.0714 | 899443.1227 | 80 | 30% | 55% | 6.066 | 0.82031
18 | 4 | 0.019007 | 81 | 18 | 4 | IND | 10.5583 | 0.959 | 3587.63 | 325.963 | 0.571 | 0.521 | 6.027 | 0.499 | 2047.853 | 169.712 | 0.019007 | 5.379 | 0.454 | 0.10224 | 0.0086293 | 0.509 | 0.47343 | 2812 | 11 | Wet Detention Pond (S) | 0.6 | Lake Mary | Lake Mary: Existing Wet Pond | Existing Update | Existing-Update | Digitized by Lake Mary 1/2009 |  | 4581.0714 | 899443.1227 | 81 | 30% | 55% | 0.030672 | 0.0047461
22 | 3 | 15.636 | 111 | 22 | 3 | HDR | 15.2243 | 1.119 | 381.404 | 28.042 | 0.499 | 0.592 | 7.591 | 0.662 | 190.166 | 16.591 | 15.636 | 6.804 | 0.604 | 106.3872 | 9.4441 | 0.447 | 0.53972 | 2812 | 11 | Wet Detention Pond (S) | 0.6 | Lake Mary | Lake Mary: Existing Wet Pond | Existing Update | Existing-Update | Digitized by Lake Mary 1/2009 |  | 4581.0714 | 899443.1227 | 111 | 30% | 55% | 31.9162 | 5.1943
22 | 4 | 0.50467 | 112 | 22 | 4 | IND | 10.2535 | 0.86 | 3096.286 | 259.79 | 0.49 | 0.583 | 5.026 | 0.501 | 1517.698 | 151.395 | 0.50467 | 4.495 | 0.457 | 2.2685 | 0.23063 | 0.438 | 0.53064 | 2812 | 11 | Wet Detention Pond (S) | 0.6 | Lake Mary | Lake Mary: Existing Wet Pond | Existing Update | Existing-Update | Digitized by Lake Mary 1/2009 |  | 4581.0714 | 899443.1227 | 112 | 30% | 55% | 0.68055 | 0.12685
22 | 12 | 1.0154 | 118 | 22 | 12 | WAT | 0.46969 | 0.014 | 7.177 | 0.218 | 0.511 | 0.591 | 0.24 | 0.008 | 3.668 | 0.129 | 1.0154 | 0.216 | 0.008 | 0.21932 | 0.0081229 | 0.46 | 0.54073 | 2812 | 11 | Wet Detention Pond (S) | 0.6 | Lake Mary | Lake Mary: Existing Wet Pond | Existing Update | Existing-Update | Digitized by Lake Mary 1/2009 |  | 4581.0714 | 899443.1227 | 118 | 30% | 55% | 0.065795 | 0.0044676
22 | 13 | 0.81011 | 119 | 22 | 13 | WET | 8.444 | 0.523 | 2739.76 | 169.685 | 0.492 | 0.585 | 4.155 | 0.306 | 1348.008 | 99.205 | 0.81011 | 3.717 | 0.279 | 3.0112 | 0.22602 | 0.44 | 0.53269 | 2812 | 11 | Wet Detention Pond (S) | 0.6 | Lake Mary | Lake Mary: Existing Wet Pond | Existing Update | Existing-Update | Digitized by Lake Mary 1/2009 |  | 4581.0714 | 899443.1227 | 119 | 30% | 55% | 0.90336 | 0.12431
17 | 3 | 0.57858 | 69 | 17 | 3 | HDR | 14.8198 | 1.118 | 5539.566 | 417.79 | 0.194 | 0.252 | 2.875 | 0.282 | 1074.504 | 105.449 | 0.57858 | 1.538 | 0.142 | 0.88985 | 0.082158 | 0.104 | 0.12671 | 2813 | 11 | Wet Detention Pond (S) | 0.6 | Lake Mary | Lake Mary: Existing Wet Pond | Existing Update | Existing-Update | Digitized by Lake Mary 1/2009 |  | 17990.9063 | 2766276.6066 | 69 | 30% | 55% | 0.26696 | 0.045187
17 | 4 | 50.6091 | 70 | 17 | 4 | IND | 10.6803 | 0.917 | 6923.519 | 594.527 | 0.185 | 0.241 | 1.98 | 0.221 | 1283.288 | 143.117 | 50.6091 | 1.044 | 0.109 | 52.8359 | 5.5164 | 0.098 | 0.11912 | 2813 | 11 | Wet Detention Pond (S) | 0.6 | Lake Mary | Lake Mary: Existing Wet Pond | Existing Update | Existing-Update | Digitized by Lake Mary 1/2009 |  | 17990.9063 | 2766276.6066 | 70 | 30% | 55% | 15.8508 | 3.034
17 | 11 | 0.15073 | 75 | 17 | 11 | FOR | 1.208 | 0.044 | 26.249 | 0.947 | 0.22 | 0.295 | 0.266 | 0.013 | 5.787 | 0.279 | 0.15073 | 0.146 | 0.007 | 0.022007 | 0.0010551 | 0.121 | 0.15307 | 2813 | 11 | Wet Detention Pond (S) | 0.6 | Lake Mary | Lake Mary: Existing Wet Pond | Existing Update | Existing-Update | Digitized by Lake Mary 1/2009 |  | 17990.9063 | 2766276.6066 | 75 | 30% | 55% | 0.0066022 | 0.00058033
17 | 12 | 6.1565 | 76 | 17 | 12 | WAT | 0.13258 | 0.003 | 20.157 | 0.442 | 0.233 | 0.3 | 0.031 | 0.001 | 4.695 | 0.133 | 6.1565 | 0.017 | 0 | 0.10466 | 0 | 0.131 | 0.15787 | 2813 | 11 | Wet Detention Pond (S) | 0.6 | Lake Mary | Lake Mary: Existing Wet Pond | Existing Update | Existing-Update | Digitized by Lake Mary 1/2009 |  | 17990.9063 | 2766276.6066 | 76 | 30% | 55% | 0.031398 | 0
17 | 13 | 6.0103 | 77 | 17 | 13 | WET | 10.0743 | 0.59 | 936.934 | 54.834 | 0.188 | 0.244 | 1.894 | 0.144 | 176.189 | 13.388 | 6.0103 | 1.003 | 0.072 | 6.0283 | 0.43274 | 0.1 | 0.1213 | 2813 | 11 | Wet Detention Pond (S) | 0.6 | Lake Mary | Lake Mary: Existing Wet Pond | Existing Update | Existing-Update | Digitized by Lake Mary 1/2009 |  | 17990.9063 | 2766276.6066 | 77 | 30% | 55% | 1.8085 | 0.23801
17 | 4 | 0.97161 | 70 | 17 | 4 | IND | 10.6803 | 0.917 | 6923.519 | 594.527 | 0.185 | 0.241 | 1.98 | 0.221 | 1283.288 | 143.117 | 0.97161 | 1.044 | 0.109 | 1.0144 | 0.10591 | 0.098 | 0.11912 | 2814 | 11 | Wet Detention Pond (S) | 0.6 | Lake Mary | Lake Mary: Existing Wet Pond | Existing Update | Existing-Update | Digitized by Lake Mary 1/2009 |  | 38847.4841 | 4759463.6722 | 70 | 30% | 55% | 0.30431 | 0.058248
18 | 1 | 0.050312 | 78 | 18 | 1 | LDR | 3.1522 | 0.144 | 1003.387 | 45.864 | 0.584 | 0.53 | 1.84 | 0.076 | 585.797 | 24.293 | 0.050312 | 1.648 | 0.07 | 0.082914 | 0.0035218 | 0.523 | 0.4827 | 2814 | 11 | Wet Detention Pond (S) | 0.6 | Lake Mary | Lake Mary: Existing Wet Pond | Existing Update | Existing-Update | Digitized by Lake Mary 1/2009 |  | 38847.4841 | 4759463.6722 | 78 | 30% | 55% | 0.024874 | 0.001937
18 | 2 | 2.6874 | 79 | 18 | 2 | MDR | 6.3655 | 0.317 | 3149.375 | 157.071 | 0.582 | 0.527 | 3.702 | 0.167 | 1831.62 | 82.709 | 2.6874 | 3.314 | 0.152 | 8.906 | 0.40848 | 0.521 | 0.47954 | 2814 | 11 | Wet Detention Pond (S) | 0.6 | Lake Mary | Lake Mary: Existing Wet Pond | Existing Update | Existing-Update | Digitized by Lake Mary 1/2009 |  | 38847.4841 | 4759463.6722 | 79 | 30% | 55% | 2.6718 | 0.22466
18 | 3 | 7.87 | 80 | 18 | 3 | HDR | 14.5839 | 1.158 | 2978.273 | 236.441 | 0.582 | 0.53 | 8.481 | 0.614 | 1731.992 | 125.426 | 7.87 | 7.592 | 0.56 | 59.7491 | 4.4072 | 0.521 | 0.4834 | 2814 | 11 | Wet Detention Pond (S) | 0.6 | Lake Mary | Lake Mary: Existing Wet Pond | Existing Update | Existing-Update | Digitized by Lake Mary 1/2009 |  | 38847.4841 | 4759463.6722 | 80 | 30% | 55% | 17.9247 | 2.424
18 | 4 | 85.2275 | 81 | 18 | 4 | IND | 10.5583 | 0.959 | 3587.63 | 325.963 | 0.571 | 0.521 | 6.027 | 0.499 | 2047.853 | 169.712 | 85.2275 | 5.379 | 0.454 | 458.4387 | 38.6933 | 0.509 | 0.47343 | 2814 | 11 | Wet Detention Pond (S) | 0.6 | Lake Mary | Lake Mary: Existing Wet Pond | Existing Update | Existing-Update | Digitized by Lake Mary 1/2009 |  | 38847.4841 | 4759463.6722 | 81 | 30% | 55% | 137.5316 | 21.2813
18 | 6 | 0.12433 | 82 | 18 | 6 | OPE | 2.7936 | 0.118 | 46.415 | 1.956 | 0.592 | 0.54 | 1.655 | 0.064 | 27.497 | 1.055 | 0.12433 | 1.486 | 0.058 | 0.18475 | 0.0072109 | 0.532 | 0.49285 | 2814 | 11 | Wet Detention Pond (S) | 0.6 | Lake Mary | Lake Mary: Existing Wet Pond | Existing Update | Existing-Update | Digitized by Lake Mary 1/2009 |  | 38847.4841 | 4759463.6722 | 82 | 30% | 55% | 0.055424 | 0.003966
18 | 7 | 0.00011787 | 83 | 18 | 7 | PAS | 5.7558 | 0.292 | 250.976 | 12.716 | 0.596 | 0.545 | 3.432 | 0.159 | 149.665 | 6.933 | 0.00011787 | 3.083 | 0.145 | 0.00036339 | 1.7091e-05 | 0.536 | 0.49832 | 2814 | 11 | Wet Detention Pond (S) | 0.6 | Lake Mary | Lake Mary: Existing Wet Pond | Existing Update | Existing-Update | Digitized by Lake Mary 1/2009 |  | 38847.4841 | 4759463.6722 | 83 | 30% | 55% | 0.00010902 | 9.4001e-06
18 | 11 | 0.26243 | 86 | 18 | 11 | FOR | 1.2162 | 0.046 | 93.332 | 3.532 | 0.602 | 0.553 | 0.732 | 0.025 | 56.155 | 1.953 | 0.26243 | 0.658 | 0.023 | 0.17268 | 0.0060359 | 0.541 | 0.50633 | 2814 | 11 | Wet Detention Pond (S) | 0.6 | Lake Mary | Lake Mary: Existing Wet Pond | Existing Update | Existing-Update | Digitized by Lake Mary 1/2009 |  | 38847.4841 | 4759463.6722 | 86 | 30% | 55% | 0.051804 | 0.0033197
18 | 12 | 0.4179 | 87 | 18 | 12 | WAT | 0.17137 | 0.004 | 5.832 | 0.136 | 0.613 | 0.558 | 0.105 | 0.002 | 3.575 | 0.076 | 0.4179 | 0.095 | 0.002 | 0.039701 | 0.0008358 | 0.554 | 0.51224 | 2814 | 11 | Wet Detention Pond (S) | 0.6 | Lake Mary | Lake Mary: Existing Wet Pond | Existing Update | Existing-Update | Digitized by Lake Mary 1/2009 |  | 38847.4841 | 4759463.6722 | 87 | 30% | 55% | 0.01191 | 0.00045969
18 | 13 | 2.5346 | 88 | 18 | 13 | WET | 6.3299 | 0.467 | 3029.459 | 223.738 | 0.591 | 0.549 | 3.74 | 0.256 | 1789.776 | 122.728 | 2.5346 | 3.357 | 0.235 | 8.5086 | 0.59563 | 0.53 | 0.50183 | 2814 | 11 | Wet Detention Pond (S) | 0.6 | Lake Mary | Lake Mary: Existing Wet Pond | Existing Update | Existing-Update | Digitized by Lake Mary 1/2009 |  | 38847.4841 | 4759463.6722 | 88 | 30% | 55% | 2.5526 | 0.32759
24 | 1 | 1.2884 | 131 | 24 | 1 | LDR | 4.6601 | 0.367 | 900.974 | 71.038 | 0.233 | 0.12 | 1.086 | 0.044 | 210.047 | 8.502 | 1.2884 | 0.628 | 0.023 | 0.80909 | 0.029632 | 0.135 | 0.061741 | 2814 | 11 | Wet Detention Pond (S) | 0.6 | Lake Mary | Lake Mary: Existing Wet Pond | Existing Update | Existing-Update | Digitized by Lake Mary 1/2009 |  | 38847.4841 | 4759463.6722 | 131 | 30% | 55% | 0.24273 | 0.016298
24 | 2 | 0.084526 | 132 | 24 | 2 | MDR | 9.1244 | 0.747 | 4998.613 | 409.165 | 0.231 | 0.117 | 2.111 | 0.087 | 1156.347 | 47.73 | 0.084526 | 1.216 | 0.045 | 0.10278 | 0.0038037 | 0.133 | 0.060038 | 2814 | 11 | Wet Detention Pond (S) | 0.6 | Lake Mary | Lake Mary: Existing Wet Pond | Existing Update | Existing-Update | Digitized by Lake Mary 1/2009 |  | 38847.4841 | 4759463.6722 | 132 | 30% | 55% | 0.030835 | 0.002092
24 | 4 | 6.3334 | 134 | 24 | 4 | IND | 14.4894 | 1.67 | 3647.149 | 420.469 | 0.223 | 0.111 | 3.227 | 0.185 | 812.227 | 46.466 | 6.3334 | 1.836 | 0.095 | 11.628 | 0.60167 | 0.127 | 0.056659 | 2814 | 11 | Wet Detention Pond (S) | 0.6 | Lake Mary | Lake Mary: Existing Wet Pond | Existing Update | Existing-Update | Digitized by Lake Mary 1/2009 |  | 38847.4841 | 4759463.6722 | 134 | 30% | 55% | 3.4884 | 0.33092
24 | 13 | 1.2865 | 141 | 24 | 13 | WET | 7.4495 | 0.68 | 3122.888 | 285.148 | 0.237 | 0.139 | 1.764 | 0.095 | 739.648 | 39.666 | 1.2865 | 1.023 | 0.049 | 1.3161 | 0.063037 | 0.137 | 0.072548 | 2814 | 11 | Wet Detention Pond (S) | 0.6 | Lake Mary | Lake Mary: Existing Wet Pond | Existing Update | Existing-Update | Digitized by Lake Mary 1/2009 |  | 38847.4841 | 4759463.6722 | 141 | 30% | 55% | 0.39482 | 0.03467
17 | 4 | 0.010831 | 70 | 17 | 4 | IND | 10.6803 | 0.917 | 6923.519 | 594.527 | 0.185 | 0.241 | 1.98 | 0.221 | 1283.288 | 143.117 | 0.010831 | 1.044 | 0.109 | 0.011308 | 0.0011806 | 0.098 | 0.11912 | 2815 | 11 | Wet Detention Pond (S) | 0.6 | Lake Mary | Lake Mary: Existing Wet Pond | Existing Update | Existing-Update | Digitized by Lake Mary 1/2009 | I-4 | 169.7744 | 471.8152 | 70 | 30% | 55% | 0.0033924 | 0.00064934
17 | 4 | 0.0012356 | 70 | 17 | 4 | IND | 10.6803 | 0.917 | 6923.519 | 594.527 | 0.185 | 0.241 | 1.98 | 0.221 | 1283.288 | 143.117 | 0.0012356 | 1.044 | 0.109 | 0.0012899 | 0.00013468 | 0.098 | 0.11912 | 2816 | 11 | Wet Detention Pond (S) | 0.6 | Lake Mary | Lake Mary: Existing Wet Pond | Existing Update | Existing-Update | Digitized by Lake Mary 1/2009 | I-4 | 52.3759 | 53.8204 | 70 | 30% | 55% | 0.00038697 | 7.4071e-05
17 | 4 | 0.083398 | 70 | 17 | 4 | IND | 10.6803 | 0.917 | 6923.519 | 594.527 | 0.185 | 0.241 | 1.98 | 0.221 | 1283.288 | 143.117 | 0.083398 | 1.044 | 0.109 | 0.087067 | 0.0090904 | 0.098 | 0.11912 | 2817 | 11 | Wet Detention Pond (S) | 0.6 | Lake Mary | Lake Mary: Existing Wet Pond | Existing Update | Existing-Update | Digitized by Lake Mary 1/2009 | I-4 | 851.0182 | 3632.7991 | 70 | 30% | 55% | 0.02612 | 0.0049997
17 | 4 | 0.15217 | 70 | 17 | 4 | IND | 10.6803 | 0.917 | 6923.519 | 594.527 | 0.185 | 0.241 | 1.98 | 0.221 | 1283.288 | 143.117 | 0.15217 | 1.044 | 0.109 | 0.15887 | 0.016587 | 0.098 | 0.11912 | 2818 | 11 | Wet Detention Pond (S) | 0.6 | Lake Mary | Lake Mary: Existing Wet Pond | Existing Update | Existing-Update | Digitized by Lake Mary 1/2009 | I-4 | 605.7694 | 6628.6684 | 70 | 30% | 55% | 0.047661 | 0.0091228
17 | 4 | 0.29749 | 70 | 17 | 4 | IND | 10.6803 | 0.917 | 6923.519 | 594.527 | 0.185 | 0.241 | 1.98 | 0.221 | 1283.288 | 143.117 | 0.29749 | 1.044 | 0.109 | 0.31057 | 0.032426 | 0.098 | 0.11912 | 2819 | 11 | Wet Detention Pond (S) | 0.6 | Lake Mary | Lake Mary: Existing Wet Pond | Existing Update | Existing-Update | Digitized by Lake Mary 1/2009 | I-4 | 463.5772 | 12958.4033 | 70 | 30% | 55% | 0.093172 | 0.017834
44 | 1 | 0.031735 | 317 | 44 | 1 | LDR | 8.5464 | 0.409 | 1023.92 | 49.032 | 0.331 | 0.199 | 2.827 | 0.081 | 338.68 | 9.763 | 0.031735 | 1.581 | 0.039 | 0.050173 | 0.0012377 | 0.185 | 0.094978 | 2820 | 11 | Wet Detention Pond (S) | 0.6 | OOCEA | OOCEA: Existing Wet Ponds | Existing Update | Existing-Update | OOCEA construction plans by DRMP 11/10/1986 | SR408 Orange County | 10427.4725 | 1472418.9183 | 317 | 30% | 55% | 0.015052 | 0.00068071
44 | 2 | 2.238 | 318 | 44 | 2 | MDR | 15.6987 | 0.788 | 13549.489 | 680.352 | 0.33 | 0.198 | 5.183 | 0.156 | 4473.784 | 134.856 | 2.238 | 2.897 | 0.074 | 6.4835 | 0.16561 | 0.185 | 0.094305 | 2820 | 11 | Wet Detention Pond (S) | 0.6 | OOCEA | OOCEA: Existing Wet Ponds | Existing Update | Existing-Update | OOCEA construction plans by DRMP 11/10/1986 | SR408 Orange County | 10427.4725 | 1472418.9183 | 318 | 30% | 55% | 1.9451 | 0.091087
44 | 4 | 28.4363 | 320 | 44 | 4 | IND | 19.3728 | 1.729 | 6451.954 | 575.835 | 0.327 | 0.198 | 6.341 | 0.343 | 2111.931 | 114.125 | 28.4363 | 3.531 | 0.162 | 100.4087 | 4.6067 | 0.182 | 0.093784 | 2820 | 11 | Wet Detention Pond (S) | 0.6 | OOCEA | OOCEA: Existing Wet Ponds | Existing Update | Existing-Update | OOCEA construction plans by DRMP 11/10/1986 | SR408 Orange County | 10427.4725 | 1472418.9183 | 320 | 30% | 55% | 30.1226 | 2.5337
44 | 9 | 0.050718 | 323 | 44 | 9 | AGT | 13.821 | 0.677 | 194.236 | 9.516 | 0.337 | 0.207 | 4.664 | 0.14 | 65.54 | 1.966 | 0.050718 | 2.621 | 0.067 | 0.13293 | 0.0033981 | 0.19 | 0.099636 | 2820 | 11 | Wet Detention Pond (S) | 0.6 | OOCEA | OOCEA: Existing Wet Ponds | Existing Update | Existing-Update | OOCEA construction plans by DRMP 11/10/1986 | SR408 Orange County | 10427.4725 | 1472418.9183 | 323 | 30% | 55% | 0.03988 | 0.001869
44 | 10 | 0.0038663 | 324 | 44 | 10 | RAN | 6.9677 | 0.298 | 139.527 | 5.958 | 0.337 | 0.206 | 2.345 | 0.061 | 46.965 | 1.226 | 0.0038663 | 1.317 | 0.029 | 0.0050919 | 0.00011212 | 0.189 | 0.09908 | 2820 | 11 | Wet Detention Pond (S) | 0.6 | OOCEA | OOCEA: Existing Wet Ponds | Existing Update | Existing-Update | OOCEA construction plans by DRMP 11/10/1986 | SR408 Orange County | 10427.4725 | 1472418.9183 | 324 | 30% | 55% | 0.0015276 | 6.1667e-05
44 | 11 | 0.22973 | 325 | 44 | 11 | FOR | 4.6295 | 0.196 | 316.866 | 13.395 | 0.344 | 0.214 | 1.593 | 0.042 | 109.049 | 2.866 | 0.22973 | 0.9 | 0.02 | 0.20675 | 0.0045945 | 0.194 | 0.10423 | 2820 | 11 | Wet Detention Pond (S) | 0.6 | OOCEA | OOCEA: Existing Wet Ponds | Existing Update | Existing-Update | OOCEA construction plans by DRMP 11/10/1986 | SR408 Orange County | 10427.4725 | 1472418.9183 | 325 | 30% | 55% | 0.062026 | 0.002527
44 | 13 | 2.7221 | 327 | 44 | 13 | WET | 1.4743 | 0.06 | 265.45 | 10.738 | 0.34 | 0.213 | 0.501 | 0.013 | 90.226 | 2.292 | 2.7221 | 0.284 | 0.006 | 0.77307 | 0.016333 | 0.193 | 0.10643 | 2820 | 11 | Wet Detention Pond (S) | 0.6 | OOCEA | OOCEA: Existing Wet Ponds | Existing Update | Existing-Update | OOCEA construction plans by DRMP 11/10/1986 | SR408 Orange County | 10427.4725 | 1472418.9183 | 327 | 30% | 55% | 0.23192 | 0.0089829
44 | 3 | 0.75133 | 319 | 44 | 3 | HDR | 33.4997 | 2.57 | 5148.195 | 394.954 | 0.33 | 0.202 | 11.051 | 0.519 | 1698.308 | 79.773 | 0.75133 | 6.172 | 0.247 | 4.6372 | 0.18558 | 0.184 | 0.096194 | 2821 | 11 | Wet Detention Pond (S) | 0.6 | Orange County | Orange County Existing Wet Pond Treatment | Existing Update | Existing-Update | Digitized by Orange County 1/2009 |  | 1427.985 | 79956.27 | 319 | 30% | 55% | 1.3912 | 0.10207
44 | 3 | 0.050111 | 319 | 44 | 3 | HDR | 33.4997 | 2.57 | 5148.195 | 394.954 | 0.33 | 0.202 | 11.051 | 0.519 | 1698.308 | 79.773 | 0.050111 | 6.172 | 0.247 | 0.30929 | 0.012377 | 0.184 | 0.096194 | 2822 | 11 | Wet Detention Pond (S) | 0.6 | Orange County | Orange County Existing Wet Pond Treatment | Existing Update | Existing-Update | Digitized by Orange County 1/2009 |  | 3289.4314 | 425335.9733 | 319 | 30% | 55% | 0.092786 | 0.0068076
44 | 4 | 9.1412 | 320 | 44 | 4 | IND | 19.3728 | 1.729 | 6451.954 | 575.835 | 0.327 | 0.198 | 6.341 | 0.343 | 2111.931 | 114.125 | 9.1412 | 3.531 | 0.162 | 32.2775 | 1.4809 | 0.182 | 0.093784 | 2822 | 11 | Wet Detention Pond (S) | 0.6 | Orange County | Orange County Existing Wet Pond Treatment | Existing Update | Existing-Update | Digitized by Orange County 1/2009 |  | 3289.4314 | 425335.9733 | 320 | 30% | 55% | 9.6833 | 0.81448
44 | 13 | 0.50236 | 327 | 44 | 13 | WET | 1.4743 | 0.06 | 265.45 | 10.738 | 0.34 | 0.213 | 0.501 | 0.013 | 90.226 | 2.292 | 0.50236 | 0.284 | 0.006 | 0.14267 | 0.0030142 | 0.193 | 0.10643 | 2822 | 11 | Wet Detention Pond (S) | 0.6 | Orange County | Orange County Existing Wet Pond Treatment | Existing Update | Existing-Update | Digitized by Orange County 1/2009 |  | 3289.4314 | 425335.9733 | 327 | 30% | 55% | 0.042801 | 0.0016578
44 | 4 | 0.67853 | 320 | 44 | 4 | IND | 19.3728 | 1.729 | 6451.954 | 575.835 | 0.327 | 0.198 | 6.341 | 0.343 | 2111.931 | 114.125 | 0.67853 | 3.531 | 0.162 | 2.3959 | 0.10992 | 0.182 | 0.093784 | 2823 | 11 | Wet Detention Pond (S) | 0.6 | Orange County | Orange County Existing Wet Pond Treatment | Existing Update | Existing-Update | Digitized by Orange County 1/2009 |  | 1967.6465 | 110364.0713 | 320 | 30% | 55% | 0.71877 | 0.060457
44 | 3 | 0.5004 | 319 | 44 | 3 | HDR | 33.4997 | 2.57 | 5148.195 | 394.954 | 0.33 | 0.202 | 11.051 | 0.519 | 1698.308 | 79.773 | 0.5004 | 6.172 | 0.247 | 3.0885 | 0.1236 | 0.184 | 0.096194 | 2824 | 11 | Wet Detention Pond (S) | 0.6 | Orange County | Orange County Existing Wet Pond Treatment | Existing Update | Existing-Update | Digitized by Orange County 1/2009 |  | 1088.614 | 26969.5987 | 319 | 30% | 55% | 0.92654 | 0.067979
44 | 4 | 0.073921 | 320 | 44 | 4 | IND | 19.3728 | 1.729 | 6451.954 | 575.835 | 0.327 | 0.198 | 6.341 | 0.343 | 2111.931 | 114.125 | 0.073921 | 3.531 | 0.162 | 0.26102 | 0.011975 | 0.182 | 0.093784 | 2824 | 11 | Wet Detention Pond (S) | 0.6 | Orange County | Orange County Existing Wet Pond Treatment | Existing Update | Existing-Update | Digitized by Orange County 1/2009 |  | 1088.614 | 26969.5987 | 320 | 30% | 55% | 0.078305 | 0.0065864
44 | 4 | 2.8654 | 320 | 44 | 4 | IND | 19.3728 | 1.729 | 6451.954 | 575.835 | 0.327 | 0.198 | 6.341 | 0.343 | 2111.931 | 114.125 | 2.8654 | 3.531 | 0.162 | 10.1176 | 0.46419 | 0.182 | 0.093784 | 2825 | 11 | Wet Detention Pond (S) | 0.6 | Orange County | Orange County Existing Wet Pond Treatment | Existing Update | Existing-Update | Digitized by Orange County 1/2009 |  | 1886.5812 | 163416.3322 | 320 | 30% | 55% | 3.0353 | 0.2553
44 | 13 | 0.88618 | 327 | 44 | 13 | WET | 1.4743 | 0.06 | 265.45 | 10.738 | 0.34 | 0.213 | 0.501 | 0.013 | 90.226 | 2.292 | 0.88618 | 0.284 | 0.006 | 0.25168 | 0.0053171 | 0.193 | 0.10643 | 2825 | 11 | Wet Detention Pond (S) | 0.6 | Orange County | Orange County Existing Wet Pond Treatment | Existing Update | Existing-Update | Digitized by Orange County 1/2009 |  | 1886.5812 | 163416.3322 | 327 | 30% | 55% | 0.075503 | 0.0029244
44 | 2 | 4.3277 | 318 | 44 | 2 | MDR | 15.6987 | 0.788 | 13549.489 | 680.352 | 0.33 | 0.198 | 5.183 | 0.156 | 4473.784 | 134.856 | 4.3277 | 2.897 | 0.074 | 12.5372 | 0.32025 | 0.185 | 0.094305 | 2826 | 11 | Wet Detention Pond (S) | 0.6 | Orange County | Orange County Existing Wet Pond Treatment | Existing Update | Existing-Update | Digitized by Orange County 1/2009 |  | 2076.2608 | 232183.459 | 318 | 30% | 55% | 3.7612 | 0.17614
44 | 4 | 0.19794 | 320 | 44 | 4 | IND | 19.3728 | 1.729 | 6451.954 | 575.835 | 0.327 | 0.198 | 6.341 | 0.343 | 2111.931 | 114.125 | 0.19794 | 3.531 | 0.162 | 0.69893 | 0.032066 | 0.182 | 0.093784 | 2826 | 11 | Wet Detention Pond (S) | 0.6 | Orange County | Orange County Existing Wet Pond Treatment | Existing Update | Existing-Update | Digitized by Orange County 1/2009 |  | 2076.2608 | 232183.459 | 320 | 30% | 55% | 0.20968 | 0.017636
44 | 12 | 0.80462 | 326 | 44 | 12 | WAT | 1.4724 | 0.06 | 593.132 | 23.988 | 0.34 | 0.213 | 0.5 | 0.013 | 201.564 | 5.118 | 0.80462 | 0.284 | 0.006 | 0.22851 | 0.0048277 | 0.193 | 0.10639 | 2826 | 11 | Wet Detention Pond (S) | 0.6 | Orange County | Orange County Existing Wet Pond Treatment | Existing Update | Existing-Update | Digitized by Orange County 1/2009 |  | 2076.2608 | 232183.459 | 326 | 30% | 55% | 0.068553 | 0.0026552
44 | 3 | 18.0892 | 319 | 44 | 3 | HDR | 33.4997 | 2.57 | 5148.195 | 394.954 | 0.33 | 0.202 | 11.051 | 0.519 | 1698.308 | 79.773 | 18.0892 | 6.172 | 0.247 | 111.6464 | 4.468 | 0.184 | 0.096194 | 2829 | 11 | Wet Detention Pond (S) | 0.6 | Orange County | Orange County Existing Wet Pond Treatment | Existing Update | Existing-Update | Digitized by Orange County 1/2009 |  | 6914.0644 | 1624817.6044 | 319 | 30% | 55% | 33.4939 | 2.4574
44 | 4 | 13.6367 | 320 | 44 | 4 | IND | 19.3728 | 1.729 | 6451.954 | 575.835 | 0.327 | 0.198 | 6.341 | 0.343 | 2111.931 | 114.125 | 13.6367 | 3.531 | 0.162 | 48.1512 | 2.2091 | 0.182 | 0.093784 | 2829 | 11 | Wet Detention Pond (S) | 0.6 | Orange County | Orange County Existing Wet Pond Treatment | Existing Update | Existing-Update | Digitized by Orange County 1/2009 |  | 6914.0644 | 1624817.6044 | 320 | 30% | 55% | 14.4454 | 1.215
44 | 12 | 1.7028 | 326 | 44 | 12 | WAT | 1.4724 | 0.06 | 593.132 | 23.988 | 0.34 | 0.213 | 0.5 | 0.013 | 201.564 | 5.118 | 1.7028 | 0.284 | 0.006 | 0.4836 | 0.010217 | 0.193 | 0.10639 | 2829 | 11 | Wet Detention Pond (S) | 0.6 | Orange County | Orange County Existing Wet Pond Treatment | Existing Update | Existing-Update | Digitized by Orange County 1/2009 |  | 6914.0644 | 1624817.6044 | 326 | 30% | 55% | 0.14508 | 0.0056193
44 | 13 | 1.8719 | 327 | 44 | 13 | WET | 1.4743 | 0.06 | 265.45 | 10.738 | 0.34 | 0.213 | 0.501 | 0.013 | 90.226 | 2.292 | 1.8719 | 0.284 | 0.006 | 0.53161 | 0.011231 | 0.193 | 0.10643 | 2829 | 11 | Wet Detention Pond (S) | 0.6 | Orange County | Orange County Existing Wet Pond Treatment | Existing Update | Existing-Update | Digitized by Orange County 1/2009 |  | 6914.0644 | 1624817.6044 | 327 | 30% | 55% | 0.15948 | 0.0061772
44 | 2 | 5.2403 | 318 | 44 | 2 | MDR | 15.6987 | 0.788 | 13549.489 | 680.352 | 0.33 | 0.198 | 5.183 | 0.156 | 4473.784 | 134.856 | 5.2403 | 2.897 | 0.074 | 15.1811 | 0.38778 | 0.185 | 0.094305 | 2830 | 11 | Wet Detention Pond (S) | 0.6 | Orange County | Orange County Existing Wet Pond Treatment | Existing Update | Existing-Update | Digitized by Orange County 1/2009 |  | 2480.2819 | 244724.5968 | 318 | 30% | 55% | 4.5543 | 0.21328
44 | 12 | 0.37783 | 326 | 44 | 12 | WAT | 1.4724 | 0.06 | 593.132 | 23.988 | 0.34 | 0.213 | 0.5 | 0.013 | 201.564 | 5.118 | 0.37783 | 0.284 | 0.006 | 0.1073 | 0.002267 | 0.193 | 0.10639 | 2830 | 11 | Wet Detention Pond (S) | 0.6 | Orange County | Orange County Existing Wet Pond Treatment | Existing Update | Existing-Update | Digitized by Orange County 1/2009 |  | 2480.2819 | 244724.5968 | 326 | 30% | 55% | 0.032191 | 0.0012468
44 | 1 | 1.4079 | 317 | 44 | 1 | LDR | 8.5464 | 0.409 | 1023.92 | 49.032 | 0.331 | 0.199 | 2.827 | 0.081 | 338.68 | 9.763 | 1.4079 | 1.581 | 0.039 | 2.2258 | 0.054907 | 0.185 | 0.094978 | 2831 | 11 | Wet Detention Pond (S) | 0.6 | Orange County | Orange County Existing Wet Pond Treatment | Existing Update | Existing-Update | Digitized by Orange County 1/2009 |  | 4505.463 | 1179722.917 | 317 | 30% | 55% | 0.66775 | 0.030199
44 | 2 | 24.3871 | 318 | 44 | 2 | MDR | 15.6987 | 0.788 | 13549.489 | 680.352 | 0.33 | 0.198 | 5.183 | 0.156 | 4473.784 | 134.856 | 24.3871 | 2.897 | 0.074 | 70.6495 | 1.8046 | 0.185 | 0.094305 | 2831 | 11 | Wet Detention Pond (S) | 0.6 | Orange County | Orange County Existing Wet Pond Treatment | Existing Update | Existing-Update | Digitized by Orange County 1/2009 |  | 4505.463 | 1179722.917 | 318 | 30% | 55% | 21.1949 | 0.99256
44 | 12 | 0.62306 | 326 | 44 | 12 | WAT | 1.4724 | 0.06 | 593.132 | 23.988 | 0.34 | 0.213 | 0.5 | 0.013 | 201.564 | 5.118 | 0.62306 | 0.284 | 0.006 | 0.17695 | 0.0037384 | 0.193 | 0.10639 | 2831 | 11 | Wet Detention Pond (S) | 0.6 | Orange County | Orange County Existing Wet Pond Treatment | Existing Update | Existing-Update | Digitized by Orange County 1/2009 |  | 4505.463 | 1179722.917 | 326 | 30% | 55% | 0.053085 | 0.0020561
44 | 13 | 0.66476 | 327 | 44 | 13 | WET | 1.4743 | 0.06 | 265.45 | 10.738 | 0.34 | 0.213 | 0.501 | 0.013 | 90.226 | 2.292 | 0.66476 | 0.284 | 0.006 | 0.18879 | 0.0039885 | 0.193 | 0.10643 | 2831 | 11 | Wet Detention Pond (S) | 0.6 | Orange County | Orange County Existing Wet Pond Treatment | Existing Update | Existing-Update | Digitized by Orange County 1/2009 |  | 4505.463 | 1179722.917 | 327 | 30% | 55% | 0.056637 | 0.0021937
44 | 1 | 0.1128 | 317 | 44 | 1 | LDR | 8.5464 | 0.409 | 1023.92 | 49.032 | 0.331 | 0.199 | 2.827 | 0.081 | 338.68 | 9.763 | 0.1128 | 1.581 | 0.039 | 0.17834 | 0.0043993 | 0.185 | 0.094978 | 2832 | 11 | Wet Detention Pond (S) | 0.6 | Orange County | Orange County Existing Wet Pond Treatment | Existing Update | Existing-Update | Digitized by Orange County 1/2009 |  | 5583.616 | 1171470.101 | 317 | 30% | 55% | 0.053503 | 0.0024196
44 | 2 | 26.1115 | 318 | 44 | 2 | MDR | 15.6987 | 0.788 | 13549.489 | 680.352 | 0.33 | 0.198 | 5.183 | 0.156 | 4473.784 | 134.856 | 26.1115 | 2.897 | 0.074 | 75.645 | 1.9323 | 0.185 | 0.094305 | 2832 | 11 | Wet Detention Pond (S) | 0.6 | Orange County | Orange County Existing Wet Pond Treatment | Existing Update | Existing-Update | Digitized by Orange County 1/2009 |  | 5583.616 | 1171470.101 | 318 | 30% | 55% | 22.6935 | 1.0627
44 | 12 | 0.6559 | 326 | 44 | 12 | WAT | 1.4724 | 0.06 | 593.132 | 23.988 | 0.34 | 0.213 | 0.5 | 0.013 | 201.564 | 5.118 | 0.6559 | 0.284 | 0.006 | 0.18628 | 0.0039354 | 0.193 | 0.10639 | 2832 | 11 | Wet Detention Pond (S) | 0.6 | Orange County | Orange County Existing Wet Pond Treatment | Existing Update | Existing-Update | Digitized by Orange County 1/2009 |  | 5583.616 | 1171470.101 | 326 | 30% | 55% | 0.055883 | 0.0021645
44 | 13 | 0.013155 | 327 | 44 | 13 | WET | 1.4743 | 0.06 | 265.45 | 10.738 | 0.34 | 0.213 | 0.501 | 0.013 | 90.226 | 2.292 | 0.013155 | 0.284 | 0.006 | 0.0037359 | 7.8927e-05 | 0.193 | 0.10643 | 2832 | 11 | Wet Detention Pond (S) | 0.6 | Orange County | Orange County Existing Wet Pond Treatment | Existing Update | Existing-Update | Digitized by Orange County 1/2009 |  | 5583.616 | 1171470.101 | 327 | 30% | 55% | 0.0011208 | 4.341e-05
44 | 4 | 16.4318 | 320 | 44 | 4 | IND | 19.3728 | 1.729 | 6451.954 | 575.835 | 0.327 | 0.198 | 6.341 | 0.343 | 2111.931 | 114.125 | 16.4318 | 3.531 | 0.162 | 58.0206 | 2.6619 | 0.182 | 0.093784 | 2833 | 11 | Wet Detention Pond (S) | 0.6 | Orange County | Orange County Existing Wet Pond Treatment | Existing Update | Existing-Update | Digitized by Orange County 1/2009 |  | 4552.2025 | 924283.5415 | 320 | 30% | 55% | 17.4062 | 1.4641
44 | 11 | 1.5683 | 325 | 44 | 11 | FOR | 4.6295 | 0.196 | 316.866 | 13.395 | 0.344 | 0.214 | 1.593 | 0.042 | 109.049 | 2.866 | 1.5683 | 0.9 | 0.02 | 1.4114 | 0.031365 | 0.194 | 0.10423 | 2833 | 11 | Wet Detention Pond (S) | 0.6 | Orange County | Orange County Existing Wet Pond Treatment | Existing Update | Existing-Update | Digitized by Orange County 1/2009 |  | 4552.2025 | 924283.5415 | 325 | 30% | 55% | 0.42343 | 0.017251
44 | 12 | 0.47888 | 326 | 44 | 12 | WAT | 1.4724 | 0.06 | 593.132 | 23.988 | 0.34 | 0.213 | 0.5 | 0.013 | 201.564 | 5.118 | 0.47888 | 0.284 | 0.006 | 0.136 | 0.0028733 | 0.193 | 0.10639 | 2833 | 11 | Wet Detention Pond (S) | 0.6 | Orange County | Orange County Existing Wet Pond Treatment | Existing Update | Existing-Update | Digitized by Orange County 1/2009 |  | 4552.2025 | 924283.5415 | 326 | 30% | 55% | 0.0408 | 0.0015803
44 | 13 | 0.52831 | 327 | 44 | 13 | WET | 1.4743 | 0.06 | 265.45 | 10.738 | 0.34 | 0.213 | 0.501 | 0.013 | 90.226 | 2.292 | 0.52831 | 0.284 | 0.006 | 0.15004 | 0.0031699 | 0.193 | 0.10643 | 2833 | 11 | Wet Detention Pond (S) | 0.6 | Orange County | Orange County Existing Wet Pond Treatment | Existing Update | Existing-Update | Digitized by Orange County 1/2009 |  | 4552.2025 | 924283.5415 | 327 | 30% | 55% | 0.045012 | 0.0017434
44 | 4 | 3.8729 | 320 | 44 | 4 | IND | 19.3728 | 1.729 | 6451.954 | 575.835 | 0.327 | 0.198 | 6.341 | 0.343 | 2111.931 | 114.125 | 3.8729 | 3.531 | 0.162 | 13.6753 | 0.62741 | 0.182 | 0.093784 | 2834 | 11 | Wet Detention Pond (S) | 0.6 | Orange County | Orange County Existing Wet Pond Treatment | Existing Update | Existing-Update | Digitized by Orange County 1/2009 |  | 2768.1379 | 206807.3878 | 320 | 30% | 55% | 4.1026 | 0.34508
44 | 3 | 6.3514 | 319 | 44 | 3 | HDR | 33.4997 | 2.57 | 5148.195 | 394.954 | 0.33 | 0.202 | 11.051 | 0.519 | 1698.308 | 79.773 | 6.3514 | 6.172 | 0.247 | 39.2008 | 1.5688 | 0.184 | 0.096194 | 2835 | 11 | Wet Detention Pond (S) | 0.6 | Orange County | Orange County Existing Wet Pond Treatment | Existing Update | Existing-Update | Digitized by Orange County 1/2009 |  | 2390.5741 | 295215.4914 | 319 | 30% | 55% | 11.7602 | 0.86284
44 | 4 | 0.35188 | 320 | 44 | 4 | IND | 19.3728 | 1.729 | 6451.954 | 575.835 | 0.327 | 0.198 | 6.341 | 0.343 | 2111.931 | 114.125 | 0.35188 | 3.531 | 0.162 | 1.2425 | 0.057005 | 0.182 | 0.093784 | 2835 | 11 | Wet Detention Pond (S) | 0.6 | Orange County | Orange County Existing Wet Pond Treatment | Existing Update | Existing-Update | Digitized by Orange County 1/2009 |  | 2390.5741 | 295215.4914 | 320 | 30% | 55% | 0.37275 | 0.031353
44 | 13 | 0.073963 | 327 | 44 | 13 | WET | 1.4743 | 0.06 | 265.45 | 10.738 | 0.34 | 0.213 | 0.501 | 0.013 | 90.226 | 2.292 | 0.073963 | 0.284 | 0.006 | 0.021006 | 0.00044378 | 0.193 | 0.10643 | 2835 | 11 | Wet Detention Pond (S) | 0.6 | Orange County | Orange County Existing Wet Pond Treatment | Existing Update | Existing-Update | Digitized by Orange County 1/2009 |  | 2390.5741 | 295215.4914 | 327 | 30% | 55% | 0.0063017 | 0.00024408
44 | 1 | 2.8128 | 317 | 44 | 1 | LDR | 8.5464 | 0.409 | 1023.92 | 49.032 | 0.331 | 0.199 | 2.827 | 0.081 | 338.68 | 9.763 | 2.8128 | 1.581 | 0.039 | 4.447 | 0.1097 | 0.185 | 0.094978 | 2836 | 11 | Wet Detention Pond (S) | 0.6 | Orange County | Orange County Existing Wet Pond Treatment | Existing Update | Existing-Update | Digitized by Orange County 1/2009 |  | 5647.3917 | 620952.0275 | 317 | 30% | 55% | 1.3341 | 0.060334
44 | 2 | 0.15657 | 318 | 44 | 2 | MDR | 15.6987 | 0.788 | 13549.489 | 680.352 | 0.33 | 0.198 | 5.183 | 0.156 | 4473.784 | 134.856 | 0.15657 | 2.897 | 0.074 | 0.4536 | 0.011587 | 0.185 | 0.094305 | 2836 | 11 | Wet Detention Pond (S) | 0.6 | Orange County | Orange County Existing Wet Pond Treatment | Existing Update | Existing-Update | Digitized by Orange County 1/2009 |  | 5647.3917 | 620952.0275 | 318 | 30% | 55% | 0.13608 | 0.0063726
44 | 4 | 8.1463 | 320 | 44 | 4 | IND | 19.3728 | 1.729 | 6451.954 | 575.835 | 0.327 | 0.198 | 6.341 | 0.343 | 2111.931 | 114.125 | 8.1463 | 3.531 | 0.162 | 28.7646 | 1.3197 | 0.182 | 0.093784 | 2836 | 11 | Wet Detention Pond (S) | 0.6 | Orange County | Orange County Existing Wet Pond Treatment | Existing Update | Existing-Update | Digitized by Orange County 1/2009 |  | 5647.3917 | 620952.0275 | 320 | 30% | 55% | 8.6294 | 0.72584
44 | 10 | 1.1656 | 324 | 44 | 10 | RAN | 6.9677 | 0.298 | 139.527 | 5.958 | 0.337 | 0.206 | 2.345 | 0.061 | 46.965 | 1.226 | 1.1656 | 1.317 | 0.029 | 1.535 | 0.033801 | 0.189 | 0.09908 | 2836 | 11 | Wet Detention Pond (S) | 0.6 | Orange County | Orange County Existing Wet Pond Treatment | Existing Update | Existing-Update | Digitized by Orange County 1/2009 |  | 5647.3917 | 620952.0275 | 324 | 30% | 55% | 0.46051 | 0.018591
44 | 12 | 1.1213 | 326 | 44 | 12 | WAT | 1.4724 | 0.06 | 593.132 | 23.988 | 0.34 | 0.213 | 0.5 | 0.013 | 201.564 | 5.118 | 1.1213 | 0.284 | 0.006 | 0.31844 | 0.0067277 | 0.193 | 0.10639 | 2836 | 11 | Wet Detention Pond (S) | 0.6 | Orange County | Orange County Existing Wet Pond Treatment | Existing Update | Existing-Update | Digitized by Orange County 1/2009 |  | 5647.3917 | 620952.0275 | 326 | 30% | 55% | 0.095533 | 0.0037002
44 | 13 | 0.85265 | 327 | 44 | 13 | WET | 1.4743 | 0.06 | 265.45 | 10.738 | 0.34 | 0.213 | 0.501 | 0.013 | 90.226 | 2.292 | 0.85265 | 0.284 | 0.006 | 0.24215 | 0.0051159 | 0.193 | 0.10643 | 2836 | 11 | Wet Detention Pond (S) | 0.6 | Orange County | Orange County Existing Wet Pond Treatment | Existing Update | Existing-Update | Digitized by Orange County 1/2009 |  | 5647.3917 | 620952.0275 | 327 | 30% | 55% | 0.072646 | 0.0028137
44 | 1 | 0.22332 | 317 | 44 | 1 | LDR | 8.5464 | 0.409 | 1023.92 | 49.032 | 0.331 | 0.199 | 2.827 | 0.081 | 338.68 | 9.763 | 0.22332 | 1.581 | 0.039 | 0.35306 | 0.0087093 | 0.185 | 0.094978 | 2837 | 11 | Wet Detention Pond (S) | 0.6 | Orange County | Orange County Existing Wet Pond Treatment | Existing Update | Existing-Update | Digitized by Orange County 1/2009 |  | 14938.0326 | 4634263.9737 | 317 | 30% | 55% | 0.10592 | 0.0047901
44 | 2 | 83.8588 | 318 | 44 | 2 | MDR | 15.6987 | 0.788 | 13549.489 | 680.352 | 0.33 | 0.198 | 5.183 | 0.156 | 4473.784 | 134.856 | 83.8588 | 2.897 | 0.074 | 242.939 | 6.2056 | 0.185 | 0.094305 | 2837 | 11 | Wet Detention Pond (S) | 0.6 | Orange County | Orange County Existing Wet Pond Treatment | Existing Update | Existing-Update | Digitized by Orange County 1/2009 |  | 14938.0326 | 4634263.9737 | 318 | 30% | 55% | 72.8817 | 3.4131
44 | 10 | 0.048028 | 324 | 44 | 10 | RAN | 6.9677 | 0.298 | 139.527 | 5.958 | 0.337 | 0.206 | 2.345 | 0.061 | 46.965 | 1.226 | 0.048028 | 1.317 | 0.029 | 0.063253 | 0.0013928 | 0.189 | 0.09908 | 2837 | 11 | Wet Detention Pond (S) | 0.6 | Orange County | Orange County Existing Wet Pond Treatment | Existing Update | Existing-Update | Digitized by Orange County 1/2009 |  | 14938.0326 | 4634263.9737 | 324 | 30% | 55% | 0.018976 | 0.00076605
44 | 11 | 11.9385 | 325 | 44 | 11 | FOR | 4.6295 | 0.196 | 316.866 | 13.395 | 0.344 | 0.214 | 1.593 | 0.042 | 109.049 | 2.866 | 11.9385 | 0.9 | 0.02 | 10.7447 | 0.23877 | 0.194 | 0.10423 | 2837 | 11 | Wet Detention Pond (S) | 0.6 | Orange County | Orange County Existing Wet Pond Treatment | Existing Update | Existing-Update | Digitized by Orange County 1/2009 |  | 14938.0326 | 4634263.9737 | 325 | 30% | 55% | 3.2234 | 0.13132
44 | 12 | 4.1962 | 326 | 44 | 12 | WAT | 1.4724 | 0.06 | 593.132 | 23.988 | 0.34 | 0.213 | 0.5 | 0.013 | 201.564 | 5.118 | 4.1962 | 0.284 | 0.006 | 1.1917 | 0.025177 | 0.193 | 0.10639 | 2837 | 11 | Wet Detention Pond (S) | 0.6 | Orange County | Orange County Existing Wet Pond Treatment | Existing Update | Existing-Update | Digitized by Orange County 1/2009 |  | 14938.0326 | 4634263.9737 | 326 | 30% | 55% | 0.35752 | 0.013848
44 | 13 | 6.1202 | 327 | 44 | 13 | WET | 1.4743 | 0.06 | 265.45 | 10.738 | 0.34 | 0.213 | 0.501 | 0.013 | 90.226 | 2.292 | 6.1202 | 0.284 | 0.006 | 1.7381 | 0.036721 | 0.193 | 0.10643 | 2837 | 11 | Wet Detention Pond (S) | 0.6 | Orange County | Orange County Existing Wet Pond Treatment | Existing Update | Existing-Update | Digitized by Orange County 1/2009 |  | 14938.0326 | 4634263.9737 | 327 | 30% | 55% | 0.52144 | 0.020197
44 | 1 | 0.0016987 | 317 | 44 | 1 | LDR | 8.5464 | 0.409 | 1023.92 | 49.032 | 0.331 | 0.199 | 2.827 | 0.081 | 338.68 | 9.763 | 0.0016987 | 1.581 | 0.039 | 0.0026856 | 6.6248e-05 | 0.185 | 0.094978 | 2838 | 11 | Wet Detention Pond (S) | 0.6 | Orange County | Orange County Existing Wet Pond Treatment | Existing Update | Existing-Update | Digitized by Orange County 1/2009 |  | 15800.1163 | 4872314.1523 | 317 | 30% | 55% | 0.00080567 | 3.6436e-05
44 | 2 | 89.8749 | 318 | 44 | 2 | MDR | 15.6987 | 0.788 | 13549.489 | 680.352 | 0.33 | 0.198 | 5.183 | 0.156 | 4473.784 | 134.856 | 89.8749 | 2.897 | 0.074 | 260.3675 | 6.6507 | 0.185 | 0.094305 | 2838 | 11 | Wet Detention Pond (S) | 0.6 | Orange County | Orange County Existing Wet Pond Treatment | Existing Update | Existing-Update | Digitized by Orange County 1/2009 |  | 15800.1163 | 4872314.1523 | 318 | 30% | 55% | 78.1102 | 3.6579
44 | 4 | 0.052195 | 320 | 44 | 4 | IND | 19.3728 | 1.729 | 6451.954 | 575.835 | 0.327 | 0.198 | 6.341 | 0.343 | 2111.931 | 114.125 | 0.052195 | 3.531 | 0.162 | 0.1843 | 0.0084556 | 0.182 | 0.093784 | 2838 | 11 | Wet Detention Pond (S) | 0.6 | Orange County | Orange County Existing Wet Pond Treatment | Existing Update | Existing-Update | Digitized by Orange County 1/2009 |  | 15800.1163 | 4872314.1523 | 320 | 30% | 55% | 0.05529 | 0.0046506
44 | 9 | 1.9648 | 323 | 44 | 9 | AGT | 13.821 | 0.677 | 194.236 | 9.516 | 0.337 | 0.207 | 4.664 | 0.14 | 65.54 | 1.966 | 1.9648 | 2.621 | 0.067 | 5.1498 | 0.13164 | 0.19 | 0.099636 | 2838 | 11 | Wet Detention Pond (S) | 0.6 | Orange County | Orange County Existing Wet Pond Treatment | Existing Update | Existing-Update | Digitized by Orange County 1/2009 |  | 15800.1163 | 4872314.1523 | 323 | 30% | 55% | 1.5449 | 0.072404
44 | 11 | 1.6056 | 325 | 44 | 11 | FOR | 4.6295 | 0.196 | 316.866 | 13.395 | 0.344 | 0.214 | 1.593 | 0.042 | 109.049 | 2.866 | 1.6056 | 0.9 | 0.02 | 1.445 | 0.032111 | 0.194 | 0.10423 | 2838 | 11 | Wet Detention Pond (S) | 0.6 | Orange County | Orange County Existing Wet Pond Treatment | Existing Update | Existing-Update | Digitized by Orange County 1/2009 |  | 15800.1163 | 4872314.1523 | 325 | 30% | 55% | 0.4335 | 0.017661
44 | 12 | 9.1718 | 326 | 44 | 12 | WAT | 1.4724 | 0.06 | 593.132 | 23.988 | 0.34 | 0.213 | 0.5 | 0.013 | 201.564 | 5.118 | 9.1718 | 0.284 | 0.006 | 2.6048 | 0.055031 | 0.193 | 0.10639 | 2838 | 11 | Wet Detention Pond (S) | 0.6 | Orange County | Orange County Existing Wet Pond Treatment | Existing Update | Existing-Update | Digitized by Orange County 1/2009 |  | 15800.1163 | 4872314.1523 | 326 | 30% | 55% | 0.78144 | 0.030267
44 | 13 | 5.6633 | 327 | 44 | 13 | WET | 1.4743 | 0.06 | 265.45 | 10.738 | 0.34 | 0.213 | 0.501 | 0.013 | 90.226 | 2.292 | 5.6633 | 0.284 | 0.006 | 1.6084 | 0.03398 | 0.193 | 0.10643 | 2838 | 11 | Wet Detention Pond (S) | 0.6 | Orange County | Orange County Existing Wet Pond Treatment | Existing Update | Existing-Update | Digitized by Orange County 1/2009 |  | 15800.1163 | 4872314.1523 | 327 | 30% | 55% | 0.48252 | 0.018689
41 | 1 | 1.9222 | 282 | 41 | 1 | LDR | 6.4645 | 0.301 | 7159.582 | 333.43 | 0.961 | 0.923 | 6.211 | 0.278 | 6878.392 | 307.743 | 1.9222 | 5.446 | 0.246 | 10.4683 | 0.47286 | 0.842 | 0.81555 | 2839 | 11 | Wet Detention Pond (S) | 0.6 | Turnpike | Turnpike Existing Wet Pond | Existing Update | Existing-Update |  | SR408 Seminole County | 11182.3915 | 2062643.4871 | 282 | 30% | 55% | 3.1405 | 0.26007
41 | 4 | 27.0383 | 285 | 41 | 4 | IND | 15.0465 | 1.299 | 22984.638 | 1984.314 | 0.961 | 0.924 | 14.457 | 1.2 | 22084.136 | 1832.828 | 27.0383 | 12.656 | 1.059 | 342.1969 | 28.6336 | 0.841 | 0.81549 | 2839 | 11 | Wet Detention Pond (S) | 0.6 | Turnpike | Turnpike Existing Wet Pond | Existing Update | Existing-Update |  | SR408 Seminole County | 11182.3915 | 2062643.4871 | 285 | 30% | 55% | 102.6591 | 15.7485
41 | 7 | 1.3378 | 287 | 41 | 7 | PAS | 12.3961 | 0.632 | 2255.096 | 115.031 | 0.96 | 0.923 | 11.903 | 0.583 | 2165.408 | 106.125 | 1.3378 | 10.445 | 0.516 | 13.9729 | 0.69028 | 0.843 | 0.81577 | 2839 | 11 | Wet Detention Pond (S) | 0.6 | Turnpike | Turnpike Existing Wet Pond | Existing Update | Existing-Update |  | SR408 Seminole County | 11182.3915 | 2062643.4871 | 287 | 30% | 55% | 4.1919 | 0.37966
41 | 10 | 1.352 | 290 | 41 | 10 | RAN | 5.062 | 0.211 | 1204.825 | 50.143 | 0.96 | 0.922 | 4.86 | 0.194 | 1156.789 | 46.234 | 1.352 | 4.268 | 0.172 | 5.7703 | 0.23254 | 0.843 | 0.81592 | 2839 | 11 | Wet Detention Pond (S) | 0.6 | Turnpike | Turnpike Existing Wet Pond | Existing Update | Existing-Update |  | SR408 Seminole County | 11182.3915 | 2062643.4871 | 290 | 30% | 55% | 1.7311 | 0.1279
41 | 12 | 2.517 | 292 | 41 | 12 | WAT | 1.0456 | 0.041 | 281.889 | 11.073 | 0.962 | 0.921 | 1.006 | 0.038 | 271.1 | 10.202 | 2.517 | 0.885 | 0.034 | 2.2276 | 0.085579 | 0.847 | 0.81969 | 2839 | 11 | Wet Detention Pond (S) | 0.6 | Turnpike | Turnpike Existing Wet Pond | Existing Update | Existing-Update |  | SR408 Seminole County | 11182.3915 | 2062643.4871 | 292 | 30% | 55% | 0.66827 | 0.047068
41 | 13 | 13.1847 | 293 | 41 | 13 | WET | 1.0484 | 0.041 | 1567.871 | 61.608 | 0.962 | 0.921 | 1.008 | 0.038 | 1507.852 | 56.766 | 13.1847 | 0.888 | 0.034 | 11.708 | 0.44828 | 0.847 | 0.81976 | 2839 | 11 | Wet Detention Pond (S) | 0.6 | Turnpike | Turnpike Existing Wet Pond | Existing Update | Existing-Update |  | SR408 Seminole County | 11182.3915 | 2062643.4871 | 293 | 30% | 55% | 3.5124 | 0.24655
41 | 4 | 2.4199 | 285 | 41 | 4 | IND | 15.0465 | 1.299 | 22984.638 | 1984.314 | 0.961 | 0.924 | 14.457 | 1.2 | 22084.136 | 1832.828 | 2.4199 | 12.656 | 1.059 | 30.6258 | 2.5626 | 0.841 | 0.81549 | 2840 | 11 | Wet Detention Pond (S) | 0.6 | Turnpike | Turnpike Existing Wet Pond | Existing Update | Existing-Update |  | SR408 Seminole County | 3128.9001 | 337286.2636 | 285 | 30% | 55% | 9.1877 | 1.4094
41 | 10 | 4.1023 | 290 | 41 | 10 | RAN | 5.062 | 0.211 | 1204.825 | 50.143 | 0.96 | 0.922 | 4.86 | 0.194 | 1156.789 | 46.234 | 4.1023 | 4.268 | 0.172 | 17.5087 | 0.7056 | 0.843 | 0.81592 | 2840 | 11 | Wet Detention Pond (S) | 0.6 | Turnpike | Turnpike Existing Wet Pond | Existing Update | Existing-Update |  | SR408 Seminole County | 3128.9001 | 337286.2636 | 290 | 30% | 55% | 5.2526 | 0.38808
41 | 13 | 1.2209 | 293 | 41 | 13 | WET | 1.0484 | 0.041 | 1567.871 | 61.608 | 0.962 | 0.921 | 1.008 | 0.038 | 1507.852 | 56.766 | 1.2209 | 0.888 | 0.034 | 1.0841 | 0.04151 | 0.847 | 0.81976 | 2840 | 11 | Wet Detention Pond (S) | 0.6 | Turnpike | Turnpike Existing Wet Pond | Existing Update | Existing-Update |  | SR408 Seminole County | 3128.9001 | 337286.2636 | 293 | 30% | 55% | 0.32524 | 0.02283
41 | 1 | 0.41134 | 282 | 41 | 1 | LDR | 6.4645 | 0.301 | 7159.582 | 333.43 | 0.961 | 0.923 | 6.211 | 0.278 | 6878.392 | 307.743 | 0.41134 | 5.446 | 0.246 | 2.2401 | 0.10119 | 0.842 | 0.81555 | 2841 | 11 | Wet Detention Pond (S) | 0.6 | Turnpike | Turnpike Existing Wet Pond | Existing Update | Existing-Update |  | SR408 Seminole County | 5412.2508 | 735573.9892 | 282 | 30% | 55% | 0.67204 | 0.055654
41 | 2 | 0.11759 | 283 | 41 | 2 | MDR | 11.9201 | 0.582 | 23513.664 | 1147.493 | 0.961 | 0.923 | 11.452 | 0.537 | 22589.972 | 1059.182 | 0.11759 | 10.039 | 0.474 | 1.1805 | 0.055738 | 0.842 | 0.81527 | 2841 | 11 | Wet Detention Pond (S) | 0.6 | Turnpike | Turnpike Existing Wet Pond | Existing Update | Existing-Update |  | SR408 Seminole County | 5412.2508 | 735573.9892 | 283 | 30% | 55% | 0.35415 | 0.030656
41 | 4 | 11.7737 | 285 | 41 | 4 | IND | 15.0465 | 1.299 | 22984.638 | 1984.314 | 0.961 | 0.924 | 14.457 | 1.2 | 22084.136 | 1832.828 | 11.7737 | 12.656 | 1.059 | 149.0081 | 12.4684 | 0.841 | 0.81549 | 2841 | 11 | Wet Detention Pond (S) | 0.6 | Turnpike | Turnpike Existing Wet Pond | Existing Update | Existing-Update |  | SR408 Seminole County | 5412.2508 | 735573.9892 | 285 | 30% | 55% | 44.7024 | 6.8576
41 | 11 | 0.75017 | 291 | 41 | 11 | FOR | 3.3637 | 0.139 | 1738.258 | 71.607 | 0.961 | 0.923 | 3.231 | 0.128 | 1669.641 | 66.092 | 0.75017 | 2.844 | 0.114 | 2.1335 | 0.08552 | 0.846 | 0.81972 | 2841 | 11 | Wet Detention Pond (S) | 0.6 | Turnpike | Turnpike Existing Wet Pond | Existing Update | Existing-Update |  | SR408 Seminole County | 5412.2508 | 735573.9892 | 291 | 30% | 55% | 0.64005 | 0.047036
41 | 12 | 1.0843 | 292 | 41 | 12 | WAT | 1.0456 | 0.041 | 281.889 | 11.073 | 0.962 | 0.921 | 1.006 | 0.038 | 271.1 | 10.202 | 1.0843 | 0.885 | 0.034 | 0.9596 | 0.036866 | 0.847 | 0.81969 | 2841 | 11 | Wet Detention Pond (S) | 0.6 | Turnpike | Turnpike Existing Wet Pond | Existing Update | Existing-Update |  | SR408 Seminole County | 5412.2508 | 735573.9892 | 292 | 30% | 55% | 0.28788 | 0.020276
41 | 13 | 2.7494 | 293 | 41 | 13 | WET | 1.0484 | 0.041 | 1567.871 | 61.608 | 0.962 | 0.921 | 1.008 | 0.038 | 1507.852 | 56.766 | 2.7494 | 0.888 | 0.034 | 2.4415 | 0.09348 | 0.847 | 0.81976 | 2841 | 11 | Wet Detention Pond (S) | 0.6 | Turnpike | Turnpike Existing Wet Pond | Existing Update | Existing-Update |  | SR408 Seminole County | 5412.2508 | 735573.9892 | 293 | 30% | 55% | 0.73244 | 0.051414
39 | 1 | 1.7145 | 259 | 39 | 1 | LDR | 2.8996 | 0.259 | 1035.599 | 92.373 | 1.075 | 1.082 | 3.118 | 0.28 | 1113.717 | 99.953 | 1.7145 | 2.887 | 0.254 | 4.9498 | 0.43549 | 0.996 | 0.98369 | 2842 | 11 | Wet Detention Pond (S) | 0.6 | Turnpike | Turnpike Existing Wet Pond | Existing Update | Existing-Update |  | SR408 Seminole County | 25719.3625 | 5677211.9123 | 259 | 30% | 55% | 1.4849 | 0.23952
39 | 2 | 0.61572 | 260 | 39 | 2 | MDR | 5.5159 | 0.507 | 1488.242 | 136.786 | 1.075 | 1.082 | 5.931 | 0.548 | 1600.239 | 147.975 | 0.61572 | 5.492 | 0.499 | 3.3815 | 0.30724 | 0.996 | 0.98346 | 2842 | 11 | Wet Detention Pond (S) | 0.6 | Turnpike | Turnpike Existing Wet Pond | Existing Update | Existing-Update |  | SR408 Seminole County | 25719.3625 | 5677211.9123 | 260 | 30% | 55% | 1.0145 | 0.16898
39 | 4 | 58.8223 | 262 | 39 | 4 | IND | 9.1209 | 1.105 | 1283.176 | 155.409 | 1.075 | 1.081 | 9.803 | 1.194 | 1379.191 | 167.989 | 58.8223 | 9.077 | 1.086 | 533.9302 | 63.881 | 0.995 | 0.98268 | 2842 | 11 | Wet Detention Pond (S) | 0.6 | Turnpike | Turnpike Existing Wet Pond | Existing Update | Existing-Update |  | SR408 Seminole County | 25719.3625 | 5677211.9123 | 262 | 30% | 55% | 160.1791 | 35.1346
39 | 8 | 0.16228 | 265 | 39 | 8 | AGR | 5.0969 | 0.451 | 1321.577 | 117.033 | 1.075 | 1.083 | 5.477 | 0.489 | 1420.241 | 126.723 | 0.16228 | 5.072 | 0.444 | 0.82307 | 0.072051 | 0.995 | 0.98436 | 2842 | 11 | Wet Detention Pond (S) | 0.6 | Turnpike | Turnpike Existing Wet Pond | Existing Update | Existing-Update |  | SR408 Seminole County | 25719.3625 | 5677211.9123 | 265 | 30% | 55% | 0.24692 | 0.039628
39 | 9 | 0.0036298 | 266 | 39 | 9 | AGT | 3.2415 | 0.281 | 204.239 | 17.702 | 1.075 | 1.083 | 3.484 | 0.304 | 219.54 | 19.169 | 0.0036298 | 3.226 | 0.277 | 0.01171 | 0.0010055 | 0.995 | 0.98444 | 2842 | 11 | Wet Detention Pond (S) | 0.6 | Turnpike | Turnpike Existing Wet Pond | Existing Update | Existing-Update |  | SR408 Seminole County | 25719.3625 | 5677211.9123 | 266 | 30% | 55% | 0.003513 | 0.00055301
39 | 10 | 1.3714 | 267 | 39 | 10 | RAN | 1.5738 | 0.121 | 122.792 | 9.427 | 1.074 | 1.083 | 1.69 | 0.131 | 131.882 | 10.206 | 1.3714 | 1.565 | 0.119 | 2.1462 | 0.1632 | 0.994 | 0.98421 | 2842 | 11 | Wet Detention Pond (S) | 0.6 | Turnpike | Turnpike Existing Wet Pond | Existing Update | Existing-Update |  | SR408 Seminole County | 25719.3625 | 5677211.9123 | 267 | 30% | 55% | 0.64387 | 0.089757
39 | 11 | 0.00027043 | 268 | 39 | 11 | FOR | 0.99237 | 0.07 | 385.77 | 27.224 | 1.075 | 1.083 | 1.067 | 0.076 | 414.895 | 29.493 | 0.00027043 | 0.988 | 0.069 | 0.00026719 | 1.866e-05 | 0.996 | 0.98485 | 2842 | 11 | Wet Detention Pond (S) | 0.6 | Turnpike | Turnpike Existing Wet Pond | Existing Update | Existing-Update |  | SR408 Seminole County | 25719.3625 | 5677211.9123 | 268 | 30% | 55% | 8.0157e-05 | 1.0263e-05
39 | 12 | 7.483 | 269 | 39 | 12 | WAT | 0.27851 | 0.019 | 88.781 | 6.052 | 1.081 | 1.084 | 0.301 | 0.021 | 95.936 | 6.562 | 7.483 | 0.279 | 0.019 | 2.0878 | 0.14218 | 1.001 | 0.98565 | 2842 | 11 | Wet Detention Pond (S) | 0.6 | Turnpike | Turnpike Existing Wet Pond | Existing Update | Existing-Update |  | SR408 Seminole County | 25719.3625 | 5677211.9123 | 269 | 30% | 55% | 0.62633 | 0.078197
39 | 13 | 1.9795 | 270 | 39 | 13 | WET | 2.4147 | 0.224 | 8471.903 | 784.954 | 1.082 | 1.085 | 2.613 | 0.243 | 9167.141 | 851.506 | 1.9795 | 2.419 | 0.221 | 4.7884 | 0.43746 | 1.002 | 0.98617 | 2842 | 11 | Wet Detention Pond (S) | 0.6 | Turnpike | Turnpike Existing Wet Pond | Existing Update | Existing-Update |  | SR408 Seminole County | 25719.3625 | 5677211.9123 | 270 | 30% | 55% | 1.4365 | 0.24061
41 | 1 | 0.36056 | 282 | 41 | 1 | LDR | 6.4645 | 0.301 | 7159.582 | 333.43 | 0.961 | 0.923 | 6.211 | 0.278 | 6878.392 | 307.743 | 0.36056 | 5.446 | 0.246 | 1.9636 | 0.088698 | 0.842 | 0.81555 | 2842 | 11 | Wet Detention Pond (S) | 0.6 | Turnpike | Turnpike Existing Wet Pond | Existing Update | Existing-Update |  | SR408 Seminole County | 25719.3625 | 5677211.9123 | 282 | 30% | 55% | 0.58908 | 0.048784
41 | 2 | 5.5925 | 283 | 41 | 2 | MDR | 11.9201 | 0.582 | 23513.664 | 1147.493 | 0.961 | 0.923 | 11.452 | 0.537 | 22589.972 | 1059.182 | 5.5925 | 10.039 | 0.474 | 56.1428 | 2.6508 | 0.842 | 0.81527 | 2842 | 11 | Wet Detention Pond (S) | 0.6 | Turnpike | Turnpike Existing Wet Pond | Existing Update | Existing-Update |  | SR408 Seminole County | 25719.3625 | 5677211.9123 | 283 | 30% | 55% | 16.8428 | 1.458
41 | 4 | 30.1901 | 285 | 41 | 4 | IND | 15.0465 | 1.299 | 22984.638 | 1984.314 | 0.961 | 0.924 | 14.457 | 1.2 | 22084.136 | 1832.828 | 30.1901 | 12.656 | 1.059 | 382.0857 | 31.9713 | 0.841 | 0.81549 | 2842 | 11 | Wet Detention Pond (S) | 0.6 | Turnpike | Turnpike Existing Wet Pond | Existing Update | Existing-Update |  | SR408 Seminole County | 25719.3625 | 5677211.9123 | 285 | 30% | 55% | 114.6257 | 17.5842
41 | 11 | 5.4463 | 291 | 41 | 11 | FOR | 3.3637 | 0.139 | 1738.258 | 71.607 | 0.961 | 0.923 | 3.231 | 0.128 | 1669.641 | 66.092 | 5.4463 | 2.844 | 0.114 | 15.4892 | 0.62088 | 0.846 | 0.81972 | 2842 | 11 | Wet Detention Pond (S) | 0.6 | Turnpike | Turnpike Existing Wet Pond | Existing Update | Existing-Update |  | SR408 Seminole County | 25719.3625 | 5677211.9123 | 291 | 30% | 55% | 4.6468 | 0.34148
41 | 12 | 15.2888 | 292 | 41 | 12 | WAT | 1.0456 | 0.041 | 281.889 | 11.073 | 0.962 | 0.921 | 1.006 | 0.038 | 271.1 | 10.202 | 15.2888 | 0.885 | 0.034 | 13.5306 | 0.51982 | 0.847 | 0.81969 | 2842 | 11 | Wet Detention Pond (S) | 0.6 | Turnpike | Turnpike Existing Wet Pond | Existing Update | Existing-Update |  | SR408 Seminole County | 25719.3625 | 5677211.9123 | 292 | 30% | 55% | 4.0592 | 0.2859
41 | 13 | 1.1215 | 293 | 41 | 13 | WET | 1.0484 | 0.041 | 1567.871 | 61.608 | 0.962 | 0.921 | 1.008 | 0.038 | 1507.852 | 56.766 | 1.1215 | 0.888 | 0.034 | 0.99592 | 0.038132 | 0.847 | 0.81976 | 2842 | 11 | Wet Detention Pond (S) | 0.6 | Turnpike | Turnpike Existing Wet Pond | Existing Update | Existing-Update |  | SR408 Seminole County | 25719.3625 | 5677211.9123 | 293 | 30% | 55% | 0.29877 | 0.020973
25 | 1 | 0.11216 | 142 | 25 | 1 | LDR | 3.9545 | 0.344 | 1128.698 | 98.244 | 0.57 | 0.484 | 2.254 | 0.166 | 643.339 | 47.513 | 0.11216 | 2.254 | 0.166 | 0.25281 | 0.018618 | 0.57 | 0.48362 | 2843 | 11 | Wet Detention Pond (S) | 0.6 | Turnpike | Turnpike Existing Wet Ponds | Existing Update | Existing-Update |  | SR408 Seminole County | 8267.7691 | 2299284.1123 | 142 | 30% | 55% | 0.075842 | 0.01024
25 | 3 | 0.73208 | 144 | 25 | 3 | HDR | 16.4429 | 1.856 | 5216.46 | 588.853 | 0.568 | 0.484 | 9.341 | 0.899 | 2963.468 | 285.237 | 0.73208 | 9.341 | 0.899 | 6.8383 | 0.65814 | 0.568 | 0.48439 | 2843 | 11 | Wet Detention Pond (S) | 0.6 | Turnpike | Turnpike Existing Wet Ponds | Existing Update | Existing-Update |  | SR408 Seminole County | 8267.7691 | 2299284.1123 | 144 | 30% | 55% | 2.0515 | 0.36197
25 | 4 | 18.763 | 145 | 25 | 4 | IND | 11.7335 | 1.455 | 10291.696 | 1276.442 | 0.56 | 0.476 | 6.567 | 0.692 | 5759.832 | 606.958 | 18.763 | 6.567 | 0.692 | 123.2166 | 12.984 | 0.56 | 0.47551 | 2843 | 11 | Wet Detention Pond (S) | 0.6 | Turnpike | Turnpike Existing Wet Ponds | Existing Update | Existing-Update |  | SR408 Seminole County | 8267.7691 | 2299284.1123 | 145 | 30% | 55% | 36.965 | 7.1412
25 | 10 | 11.7453 | 150 | 25 | 10 | RAN | 2.5824 | 0.2 | 114.046 | 8.816 | 0.581 | 0.496 | 1.5 | 0.099 | 66.261 | 4.37 | 11.7453 | 1.5 | 0.099 | 17.618 | 1.1628 | 0.581 | 0.49569 | 2843 | 11 | Wet Detention Pond (S) | 0.6 | Turnpike | Turnpike Existing Wet Ponds | Existing Update | Existing-Update |  | SR408 Seminole County | 8267.7691 | 2299284.1123 | 150 | 30% | 55% | 5.2854 | 0.63953
25 | 11 | 0.23552 | 151 | 25 | 11 | FOR | 1.491 | 0.111 | 312.638 | 23.357 | 0.588 | 0.506 | 0.876 | 0.056 | 183.74 | 11.824 | 0.23552 | 0.876 | 0.056 | 0.20632 | 0.013189 | 0.588 | 0.50621 | 2843 | 11 | Wet Detention Pond (S) | 0.6 | Turnpike | Turnpike Existing Wet Ponds | Existing Update | Existing-Update |  | SR408 Seminole County | 8267.7691 | 2299284.1123 | 151 | 30% | 55% | 0.061896 | 0.0072542
25 | 12 | 11.9935 | 152 | 25 | 12 | WAT | 0.34466 | 0.021 | 36.473 | 2.263 | 0.581 | 0.494 | 0.2 | 0.011 | 21.175 | 1.117 | 11.9935 | 0.2 | 0.011 | 2.3987 | 0.13193 | 0.581 | 0.4938 | 2843 | 11 | Wet Detention Pond (S) | 0.6 | Turnpike | Turnpike Existing Wet Ponds | Existing Update | Existing-Update |  | SR408 Seminole County | 8267.7691 | 2299284.1123 | 152 | 30% | 55% | 0.71961 | 0.07256
25 | 13 | 9.203 | 153 | 25 | 13 | WET | 7.8742 | 0.753 | 6518.99 | 623.534 | 0.566 | 0.486 | 4.457 | 0.366 | 3690.224 | 302.997 | 9.203 | 4.457 | 0.366 | 41.0177 | 3.3683 | 0.566 | 0.48594 | 2843 | 11 | Wet Detention Pond (S) | 0.6 | Turnpike | Turnpike Existing Wet Ponds | Existing Update | Existing-Update |  | SR408 Seminole County | 8267.7691 | 2299284.1123 | 153 | 30% | 55% | 12.3053 | 1.8526
24 | 2 | 0.0094121 | 132 | 24 | 2 | MDR | 9.1244 | 0.747 | 4998.613 | 409.165 | 0.231 | 0.117 | 2.111 | 0.087 | 1156.347 | 47.73 | 0.0094121 | 1.216 | 0.045 | 0.011445 | 0.00042355 | 0.133 | 0.060038 | 2844 | 11 | Wet Detention Pond (S) | 0.6 | Turnpike | Turnpike Existing Wet Ponds | Existing Update | Existing-Update |  | SR408 Seminole County | 20527.4175 | 4965374.4112 | 132 | 30% | 55% | 0.0034335 | 0.00023295
24 | 3 | 0.073618 | 133 | 24 | 3 | HDR | 20.209 | 2.142 | 4406.734 | 467.092 | 0.231 | 0.124 | 4.67 | 0.265 | 1018.363 | 57.887 | 0.073618 | 2.691 | 0.138 | 0.19811 | 0.010159 | 0.133 | 0.064241 | 2844 | 11 | Wet Detention Pond (S) | 0.6 | Turnpike | Turnpike Existing Wet Ponds | Existing Update | Existing-Update |  | SR408 Seminole County | 20527.4175 | 4965374.4112 | 133 | 30% | 55% | 0.059432 | 0.0055876
24 | 4 | 41.4697 | 134 | 24 | 4 | IND | 14.4894 | 1.67 | 3647.149 | 420.469 | 0.223 | 0.111 | 3.227 | 0.185 | 812.227 | 46.466 | 41.4697 | 1.836 | 0.095 | 76.1384 | 3.9396 | 0.127 | 0.056659 | 2844 | 11 | Wet Detention Pond (S) | 0.6 | Turnpike | Turnpike Existing Wet Ponds | Existing Update | Existing-Update |  | SR408 Seminole County | 20527.4175 | 4965374.4112 | 134 | 30% | 55% | 22.8415 | 2.1668
24 | 11 | 11.89 | 139 | 24 | 11 | FOR | 1.8811 | 0.129 | 301.544 | 20.656 | 0.255 | 0.167 | 0.48 | 0.022 | 76.946 | 3.459 | 11.89 | 0.284 | 0.011 | 3.3768 | 0.13079 | 0.151 | 0.088801 | 2844 | 11 | Wet Detention Pond (S) | 0.6 | Turnpike | Turnpike Existing Wet Ponds | Existing Update | Existing-Update |  | SR408 Seminole County | 20527.4175 | 4965374.4112 | 139 | 30% | 55% | 1.013 | 0.071935
24 | 12 | 6.1665 | 140 | 24 | 12 | WAT | 0.32312 | 0.017 | 72.968 | 3.927 | 0.246 | 0.138 | 0.079 | 0.002 | 17.927 | 0.543 | 6.1665 | 0.047 | 0.001 | 0.28983 | 0.0061665 | 0.146 | 0.072263 | 2844 | 11 | Wet Detention Pond (S) | 0.6 | Turnpike | Turnpike Existing Wet Ponds | Existing Update | Existing-Update |  | SR408 Seminole County | 20527.4175 | 4965374.4112 | 140 | 30% | 55% | 0.086948 | 0.0033916
24 | 13 | 14.0806 | 141 | 24 | 13 | WET | 7.4495 | 0.68 | 3122.888 | 285.148 | 0.237 | 0.139 | 1.764 | 0.095 | 739.648 | 39.666 | 14.0806 | 1.023 | 0.049 | 14.4044 | 0.68995 | 0.137 | 0.072548 | 2844 | 11 | Wet Detention Pond (S) | 0.6 | Turnpike | Turnpike Existing Wet Ponds | Existing Update | Existing-Update |  | SR408 Seminole County | 20527.4175 | 4965374.4112 | 141 | 30% | 55% | 4.3213 | 0.37947
25 | 4 | 23.3424 | 145 | 25 | 4 | IND | 11.7335 | 1.455 | 10291.696 | 1276.442 | 0.56 | 0.476 | 6.567 | 0.692 | 5759.832 | 606.958 | 23.3424 | 6.567 | 0.692 | 153.2895 | 16.1529 | 0.56 | 0.47551 | 2844 | 11 | Wet Detention Pond (S) | 0.6 | Turnpike | Turnpike Existing Wet Ponds | Existing Update | Existing-Update |  | SR408 Seminole County | 20527.4175 | 4965374.4112 | 145 | 30% | 55% | 45.9868 | 8.8841
25 | 12 | 2.5801 | 152 | 25 | 12 | WAT | 0.34466 | 0.021 | 36.473 | 2.263 | 0.581 | 0.494 | 0.2 | 0.011 | 21.175 | 1.117 | 2.5801 | 0.2 | 0.011 | 0.51602 | 0.028381 | 0.581 | 0.4938 | 2844 | 11 | Wet Detention Pond (S) | 0.6 | Turnpike | Turnpike Existing Wet Ponds | Existing Update | Existing-Update |  | SR408 Seminole County | 20527.4175 | 4965374.4112 | 152 | 30% | 55% | 0.15481 | 0.01561
25 | 13 | 13.077 | 153 | 25 | 13 | WET | 7.8742 | 0.753 | 6518.99 | 623.534 | 0.566 | 0.486 | 4.457 | 0.366 | 3690.224 | 302.997 | 13.077 | 4.457 | 0.366 | 58.2844 | 4.7862 | 0.566 | 0.48594 | 2844 | 11 | Wet Detention Pond (S) | 0.6 | Turnpike | Turnpike Existing Wet Ponds | Existing Update | Existing-Update |  | SR408 Seminole County | 20527.4175 | 4965374.4112 | 153 | 30% | 55% | 17.4853 | 2.6324
24 | 2 | 0.31781 | 132 | 24 | 2 | MDR | 9.1244 | 0.747 | 4998.613 | 409.165 | 0.231 | 0.117 | 2.111 | 0.087 | 1156.347 | 47.73 | 0.31781 | 1.216 | 0.045 | 0.38646 | 0.014302 | 0.133 | 0.060038 | 2764 | 11 | Wet Detention Pond (S) | 0.6 |  |  | TMDL | TMDL |  |  | 9162.8298 | 2655011.5951 | 132 | 30% | 55% | 0.11594 | 0.0078659
24 | 3 | 52.0326 | 133 | 24 | 3 | HDR | 20.209 | 2.142 | 4406.734 | 467.092 | 0.231 | 0.124 | 4.67 | 0.265 | 1018.363 | 57.887 | 52.0326 | 2.691 | 0.138 | 140.0198 | 7.1805 | 0.133 | 0.064241 | 2764 | 11 | Wet Detention Pond (S) | 0.6 |  |  | TMDL | TMDL |  |  | 9162.8298 | 2655011.5951 | 133 | 30% | 55% | 42.0059 | 3.9493
24 | 7 | 0.07671 | 136 | 24 | 7 | PAS | 8.2907 | 0.681 | 151.419 | 12.446 | 0.243 | 0.136 | 2.016 | 0.093 | 36.827 | 1.692 | 0.07671 | 1.178 | 0.048 | 0.090365 | 0.0036821 | 0.142 | 0.070814 | 2764 | 11 | Wet Detention Pond (S) | 0.6 |  |  | TMDL | TMDL |  |  | 9162.8298 | 2655011.5951 | 136 | 30% | 55% | 0.027109 | 0.0020252
24 | 11 | 0.023925 | 139 | 24 | 11 | FOR | 1.8811 | 0.129 | 301.544 | 20.656 | 0.255 | 0.167 | 0.48 | 0.022 | 76.946 | 3.459 | 0.023925 | 0.284 | 0.011 | 0.0067948 | 0.00026318 | 0.151 | 0.088801 | 2764 | 11 | Wet Detention Pond (S) | 0.6 |  |  | TMDL | TMDL |  |  | 9162.8298 | 2655011.5951 | 139 | 30% | 55% | 0.0020384 | 0.00014475
24 | 12 | 2.2163 | 140 | 24 | 12 | WAT | 0.32312 | 0.017 | 72.968 | 3.927 | 0.246 | 0.138 | 0.079 | 0.002 | 17.927 | 0.543 | 2.2163 | 0.047 | 0.001 | 0.10417 | 0.0022163 | 0.146 | 0.072263 | 2764 | 11 | Wet Detention Pond (S) | 0.6 |  |  | TMDL | TMDL |  |  | 9162.8298 | 2655011.5951 | 140 | 30% | 55% | 0.03125 | 0.001219
24 | 13 | 6.2835 | 141 | 24 | 13 | WET | 7.4495 | 0.68 | 3122.888 | 285.148 | 0.237 | 0.139 | 1.764 | 0.095 | 739.648 | 39.666 | 6.2835 | 1.023 | 0.049 | 6.428 | 0.30789 | 0.137 | 0.072548 | 2764 | 11 | Wet Detention Pond (S) | 0.6 |  |  | TMDL | TMDL |  |  | 9162.8298 | 2655011.5951 | 141 | 30% | 55% | 1.9284 | 0.16934
24 | 3 | 4.3467 | 133 | 24 | 3 | HDR | 20.209 | 2.142 | 4406.734 | 467.092 | 0.231 | 0.124 | 4.67 | 0.265 | 1018.363 | 57.887 | 4.3467 | 2.691 | 0.138 | 11.697 | 0.59985 | 0.133 | 0.064241 | 2765 | 11 | Wet Detention Pond (S) | 0.6 |  |  | TMDL | TMDL |  |  | 3269.6933 | 300291.991 | 133 | 30% | 55% | 3.5091 | 0.32992
24 | 4 | 0.00035744 | 134 | 24 | 4 | IND | 14.4894 | 1.67 | 3647.149 | 420.469 | 0.223 | 0.111 | 3.227 | 0.185 | 812.227 | 46.466 | 0.00035744 | 1.836 | 0.095 | 0.00065626 | 3.3957e-05 | 0.127 | 0.056659 | 2765 | 11 | Wet Detention Pond (S) | 0.6 |  |  | TMDL | TMDL |  |  | 3269.6933 | 300291.991 | 134 | 30% | 55% | 0.00019688 | 1.8676e-05
24 | 11 | 0.00032508 | 139 | 24 | 11 | FOR | 1.8811 | 0.129 | 301.544 | 20.656 | 0.255 | 0.167 | 0.48 | 0.022 | 76.946 | 3.459 | 0.00032508 | 0.284 | 0.011 | 9.2322e-05 | 3.5758e-06 | 0.151 | 0.088801 | 2765 | 11 | Wet Detention Pond (S) | 0.6 |  |  | TMDL | TMDL |  |  | 3269.6933 | 300291.991 | 139 | 30% | 55% | 2.7697e-05 | 1.9667e-06
25 | 3 | 1.6381 | 144 | 25 | 3 | HDR | 16.4429 | 1.856 | 5216.46 | 588.853 | 0.568 | 0.484 | 9.341 | 0.899 | 2963.468 | 285.237 | 1.6381 | 9.341 | 0.899 | 15.3014 | 1.4726 | 0.568 | 0.48439 | 2765 | 11 | Wet Detention Pond (S) | 0.6 |  |  | TMDL | TMDL |  |  | 3269.6933 | 300291.991 | 144 | 30% | 55% | 4.5904 | 0.80996
27 | 4 | 351.5976 | 162 | 27 | 4 | IND | 11.0624 | 1.21 | 10869.185 | 1188.593 | 0.31 | 0.307 | 3.425 | 0.372 | 3365.144 | 365.357 | 351.5976 | 3.425 | 0.372 | 1204.2219 | 130.7943 | 0.31 | 0.30739 | 2767 | 11 | Wet Detention Pond (S) | 0.6 |  |  | TMDL | TMDL |  |  | 31469.6456 | 26900833.3427 | 162 | 30% | 55% | 361.2666 | 71.9369
27 | 11 | 2.9629 | 168 | 27 | 11 | FOR | 1.1613 | 0.076 | 160.947 | 10.588 | 0.34 | 0.348 | 0.395 | 0.027 | 54.708 | 3.682 | 2.9629 | 0.395 | 0.027 | 1.1703 | 0.079998 | 0.34 | 0.34778 | 2767 | 11 | Wet Detention Pond (S) | 0.6 |  |  | TMDL | TMDL |  |  | 31469.6456 | 26900833.3427 | 168 | 30% | 55% | 0.3511 | 0.043999
27 | 13 | 32.0445 | 170 | 27 | 13 | WET | 7.3681 | 0.61 | 1220.395 | 101.006 | 0.315 | 0.319 | 2.322 | 0.195 | 384.602 | 32.222 | 32.0445 | 2.322 | 0.195 | 74.4072 | 6.2487 | 0.315 | 0.31901 | 2767 | 11 | Wet Detention Pond (S) | 0.6 |  |  | TMDL | TMDL |  |  | 31469.6456 | 26900833.3427 | 170 | 30% | 55% | 22.3222 | 3.4368
29 | 4 | 2.8319 | 184 | 29 | 4 | IND | 7.4292 | 0.95 | 607.511 | 77.702 | 0.605 | 0.563 | 4.493 | 0.535 | 367.397 | 43.769 | 2.8319 | 4.493 | 0.535 | 12.7239 | 1.5151 | 0.605 | 0.5633 | 2767 | 11 | Wet Detention Pond (S) | 0.6 |  |  | TMDL | TMDL |  |  | 31469.6456 | 26900833.3427 | 184 | 30% | 55% | 3.8172 | 0.83329
32 | 4 | 179.7071 | 202 | 32 | 4 | IND | 9.2528 | 1.133 | 4344.333 | 531.944 | 0.871 | 0.873 | 8.062 | 0.989 | 3785.17 | 464.405 | 179.7071 | 8.062 | 0.989 | 1448.7986 | 177.7303 | 0.871 | 0.87303 | 2767 | 11 | Wet Detention Pond (S) | 0.6 |  |  | TMDL | TMDL |  |  | 31469.6456 | 26900833.3427 | 202 | 30% | 55% | 434.6396 | 97.7517
32 | 11 | 26.1162 | 208 | 32 | 11 | FOR | 0.99108 | 0.072 | 76.522 | 5.578 | 0.88 | 0.881 | 0.872 | 0.064 | 67.33 | 4.916 | 26.1162 | 0.872 | 0.064 | 22.7733 | 1.6714 | 0.88 | 0.88134 | 2767 | 11 | Wet Detention Pond (S) | 0.6 |  |  | TMDL | TMDL |  |  | 31469.6456 | 26900833.3427 | 208 | 30% | 55% | 6.832 | 0.91929
32 | 13 | 0.67115 | 210 | 32 | 13 | WET | 4.0632 | 0.386 | 4091.911 | 389.057 | 0.876 | 0.879 | 3.561 | 0.34 | 3585.849 | 342.103 | 0.67115 | 3.561 | 0.34 | 2.39 | 0.22819 | 0.876 | 0.87931 | 2767 | 11 | Wet Detention Pond (S) | 0.6 |  |  | TMDL | TMDL |  |  | 31469.6456 | 26900833.3427 | 210 | 30% | 55% | 0.71699 | 0.12551
96 | 4 | 3.9266 | 600 | 96 | 4 | IND | 12.891 | 1.483 | 1017.657 | 117.073 | 0.995 | 3.4 | 12.829 | 5.042 | 1012.795 | 398.047 | 3.9266 | 12.578 | 1.483 | 49.3888 | 5.8232 | 0.976 | 1 | 2767 | 11 | Wet Detention Pond (S) | 0.6 |  |  | TMDL | TMDL |  |  | 31469.6456 | 26900833.3427 | 600 | 30% | 55% | 14.8166 | 3.2027
10 | 2 | 7.5433 | 11 | 10 | 2 | MDR | 8.9213 | 0.434 | 10274.538 | 499.47 | 0.218 | 0.108 | 1.945 | 0.047 | 2239.911 | 53.782 | 7.5433 | 0.929 | 0.024 | 7.0077 | 0.18104 | 0.104 | 0.054197 | 2769 | 11 | Wet Detention Pond (S) | 0.6 | Casselberry | 1/2 Winter Park Drive (Park Avenue to Queens Mirror) | Existing Update | Existing Update | Identified by Casselberry Staff 2/12/09 | I | 9736.4659 | 621244.8953 | 11 | 30% | 55% | 2.1023 | 0.099571
10 | 8 | 3.5906 | 15 | 10 | 8 | AGR | 10.9183 | 0.574 | 1017.616 | 53.48 | 0.227 | 0.115 | 2.482 | 0.066 | 231.288 | 6.134 | 3.5906 | 1.194 | 0.033 | 4.2872 | 0.11849 | 0.109 | 0.058071 | 2769 | 11 | Wet Detention Pond (S) | 0.6 | Casselberry | 1/2 Winter Park Drive (Park Avenue to Queens Mirror) | Existing Update | Existing Update | Identified by Casselberry Staff 2/12/09 | I | 9736.4659 | 621244.8953 | 15 | 30% | 55% | 1.2862 | 0.06517
10 | 11 | 0.085631 | 17 | 10 | 11 | FOR | 1.9398 | 0.077 | 122.463 | 4.863 | 0.239 | 0.122 | 0.463 | 0.009 | 29.233 | 0.593 | 0.085631 | 0.225 | 0.005 | 0.019267 | 0.00042815 | 0.116 | 0.06237 | 2769 | 11 | Wet Detention Pond (S) | 0.6 | Casselberry | 1/2 Winter Park Drive (Park Avenue to Queens Mirror) | Existing Update | Existing Update | Identified by Casselberry Staff 2/12/09 | I | 9736.4659 | 621244.8953 | 17 | 30% | 55% | 0.0057801 | 0.00023548
10 | 12 | 0.32351 | 18 | 10 | 12 | WAT | 0.23667 | 0.006 | 74.59 | 1.829 | 0.243 | 0.126 | 0.057 | 0.001 | 18.111 | 0.231 | 0.32351 | 0.028 | 0 | 0.0090582 | 0 | 0.119 | 0.064699 | 2769 | 11 | Wet Detention Pond (S) | 0.6 | Casselberry | 1/2 Winter Park Drive (Park Avenue to Queens Mirror) | Existing Update | Existing Update | Identified by Casselberry Staff 2/12/09 | I | 9736.4659 | 621244.8953 | 18 | 30% | 55% | 0.0027175 | 0
10 | 13 | 2.7188 | 19 | 10 | 13 | WET | 10.9043 | 0.715 | 2850.635 | 186.795 | 0.218 | 0.109 | 2.376 | 0.078 | 621.194 | 20.323 | 2.7188 | 1.134 | 0.039 | 3.0831 | 0.10603 | 0.104 | 0.054868 | 2769 | 11 | Wet Detention Pond (S) | 0.6 | Casselberry | 1/2 Winter Park Drive (Park Avenue to Queens Mirror) | Existing Update | Existing Update | Identified by Casselberry Staff 2/12/09 | I | 9736.4659 | 621244.8953 | 19 | 30% | 55% | 0.92494 | 0.058319
13 | 4 | 4.5659 | 41 | 13 | 4 | IND | 26.0926 | 1.754 | 7076.808 | 475.796 | 0.518 | 0.323 | 13.52 | 0.566 | 3666.784 | 153.491 | 4.5659 | 6.43 | 0.285 | 29.3588 | 1.3013 | 0.246 | 0.16272 | 2770 | 11 | Wet Detention Pond (S) | 0.6 | Casselberry | 17-92 Parcels - retention pond | Existing Update | Existing Update | Identified by Casselberry Staff 2/12/09 | T | 1931.9845 | 199473.7089 | 41 | 30% | 55% | 8.8076 | 0.71571
10 | 2 | 1.4888 | 11 | 10 | 2 | MDR | 8.9213 | 0.434 | 10274.538 | 499.47 | 0.218 | 0.108 | 1.945 | 0.047 | 2239.911 | 53.782 | 1.4888 | 0.929 | 0.024 | 1.3831 | 0.035732 | 0.104 | 0.054197 | 2771 | 11 | Wet Detention Pond (S) | 0.6 | Casselberry | Anchor Road Commerce Center/Ball Park Road Park Area | Existing Update | Existing Update | Identified by Casselberry Staff 2/12/09 | AC | 6854.442 | 1228002.7964 | 11 | 30% | 55% | 0.41493 | 0.019652
10 | 4 | 10.719 | 13 | 10 | 4 | IND | 13.1528 | 1.186 | 6233.588 | 562.16 | 0.215 | 0.107 | 2.826 | 0.127 | 1339.375 | 60.359 | 10.719 | 1.344 | 0.064 | 14.4064 | 0.68602 | 0.102 | 0.054107 | 2771 | 11 | Wet Detention Pond (S) | 0.6 | Casselberry | Anchor Road Commerce Center/Ball Park Road Park Area | Existing Update | Existing Update | Identified by Casselberry Staff 2/12/09 | AC | 6854.442 | 1228002.7964 | 13 | 30% | 55% | 4.3219 | 0.37731
10 | 6 | 6.8339 | 14 | 10 | 6 | OPE | 4.3929 | 0.187 | 159.987 | 6.814 | 0.221 | 0.111 | 0.972 | 0.021 | 35.403 | 0.756 | 6.8339 | 0.466 | 0.01 | 3.1846 | 0.068339 | 0.106 | 0.056015 | 2771 | 11 | Wet Detention Pond (S) | 0.6 | Casselberry | Anchor Road Commerce Center/Ball Park Road Park Area | Existing Update | Existing Update | Identified by Casselberry Staff 2/12/09 | AC | 6854.442 | 1228002.7964 | 14 | 30% | 55% | 0.95537 | 0.037586
10 | 11 | 2.1181 | 17 | 10 | 11 | FOR | 1.9398 | 0.077 | 122.463 | 4.863 | 0.239 | 0.122 | 0.463 | 0.009 | 29.233 | 0.593 | 2.1181 | 0.225 | 0.005 | 0.47658 | 0.010591 | 0.116 | 0.06237 | 2771 | 11 | Wet Detention Pond (S) | 0.6 | Casselberry | Anchor Road Commerce Center/Ball Park Road Park Area | Existing Update | Existing Update | Identified by Casselberry Staff 2/12/09 | AC | 6854.442 | 1228002.7964 | 17 | 30% | 55% | 0.14297 | 0.0058248
10 | 13 | 5.8398 | 19 | 10 | 13 | WET | 10.9043 | 0.715 | 2850.635 | 186.795 | 0.218 | 0.109 | 2.376 | 0.078 | 621.194 | 20.323 | 5.8398 | 1.134 | 0.039 | 6.6223 | 0.22775 | 0.104 | 0.054868 | 2771 | 11 | Wet Detention Pond (S) | 0.6 | Casselberry | Anchor Road Commerce Center/Ball Park Road Park Area | Existing Update | Existing Update | Identified by Casselberry Staff 2/12/09 | AC | 6854.442 | 1228002.7964 | 19 | 30% | 55% | 1.9867 | 0.12526
46 | 2 | 17.2003 | 341 | 46 | 2 | MDR | 13.7343 | 0.645 | 12517.372 | 587.845 | 0.585 | 0.835 | 8.036 | 0.539 | 7324.398 | 490.966 | 17.2003 | 6.155 | 0.317 | 105.8676 | 5.4525 | 0.448 | 0.49116 | 2772 | 11 | Wet Detention Pond (S) | 0.6 | Casselberry | Branch Tree Subdivision - retention | Existing Update | Existing Update | Identified by Casselberry Staff 2/12/09 | AU | 5693.4467 | 1069403.3002 | 341 | 30% | 55% | 31.7603 | 2.9989
46 | 3 | 0.21584 | 342 | 46 | 3 | HDR | 29.2966 | 2.128 | 15135.696 | 1099.348 | 0.585 | 0.841 | 17.131 | 1.789 | 8850.484 | 924.087 | 0.21584 | 13.118 | 1.05 | 2.8314 | 0.22664 | 0.448 | 0.49364 | 2772 | 11 | Wet Detention Pond (S) | 0.6 | Casselberry | Branch Tree Subdivision - retention | Existing Update | Existing Update | Identified by Casselberry Staff 2/12/09 | AU | 5693.4467 | 1069403.3002 | 342 | 30% | 55% | 0.84943 | 0.12465
46 | 4 | 5.8197 | 343 | 46 | 4 | IND | 17.0006 | 1.432 | 5136.665 | 432.629 | 0.581 | 0.828 | 9.877 | 1.185 | 2984.427 | 358.031 | 5.8197 | 7.542 | 0.694 | 43.8925 | 4.0389 | 0.444 | 0.48499 | 2772 | 11 | Wet Detention Pond (S) | 0.6 | Casselberry | Branch Tree Subdivision - retention | Existing Update | Existing Update | Identified by Casselberry Staff 2/12/09 | AU | 5693.4467 | 1069403.3002 | 343 | 30% | 55% | 13.1678 | 2.2214
46 | 11 | 0.060353 | 348 | 46 | 11 | FOR | 4.1376 | 0.165 | 692.937 | 27.684 | 0.596 | 0.881 | 2.465 | 0.146 | 412.881 | 24.4 | 0.060353 | 1.91 | 0.086 | 0.11527 | 0.0051904 | 0.462 | 0.51922 | 2772 | 11 | Wet Detention Pond (S) | 0.6 | Casselberry | Branch Tree Subdivision - retention | Existing Update | Existing Update | Identified by Casselberry Staff 2/12/09 | AU | 5693.4467 | 1069403.3002 | 348 | 30% | 55% | 0.034582 | 0.0028547
46 | 13 | 1.254 | 350 | 46 | 13 | WET | 1.2605 | 0.048 | 423.33 | 16.035 | 0.592 | 0.901 | 0.746 | 0.043 | 250.472 | 14.442 | 1.254 | 0.571 | 0.025 | 0.71604 | 0.03135 | 0.453 | 0.53354 | 2772 | 11 | Wet Detention Pond (S) | 0.6 | Casselberry | Branch Tree Subdivision - retention | Existing Update | Existing Update | Identified by Casselberry Staff 2/12/09 | AU | 5693.4467 | 1069403.3002 | 350 | 30% | 55% | 0.21481 | 0.017243
46 | 2 | 0.056878 | 341 | 46 | 2 | MDR | 13.7343 | 0.645 | 12517.372 | 587.845 | 0.585 | 0.835 | 8.036 | 0.539 | 7324.398 | 490.966 | 0.056878 | 6.155 | 0.317 | 0.35008 | 0.01803 | 0.448 | 0.49116 | 2773 | 11 | Wet Detention Pond (S) | 0.6 | Casselberry | Brittney Gardens - retention | Existing | Existing | Identified by Casselberry Staff 2/12/09 | AV | 4701.7836 | 889660.3903 | 341 | 30% | 55% | 0.10503 | 0.0099167
47 | 2 | 15.8449 | 351 | 47 | 2 | MDR | 28.2266 | 1.305 | 1525.204 | 70.53 | 0.791 | 0.733 | 22.329 | 0.957 | 1206.523 | 51.714 | 15.8449 | 10.132 | 0.512 | 160.5407 | 8.1126 | 0.359 | 0.3925 | 2773 | 11 | Wet Detention Pond (S) | 0.6 | Casselberry | Brittney Gardens - retention | Existing | Existing | Identified by Casselberry Staff 2/12/09 | AV | 4701.7836 | 889660.3903 | 351 | 30% | 55% | 48.1622 | 4.4619
47 | 12 | 1.1524 | 354 | 47 | 12 | WAT | 2.5627 | 0.096 | 4.403 | 0.164 | 0.788 | 0.749 | 2.02 | 0.072 | 3.471 | 0.123 | 1.1524 | 0.927 | 0.042 | 1.0682 | 0.048399 | 0.362 | 0.43469 | 2773 | 11 | Wet Detention Pond (S) | 0.6 | Casselberry | Brittney Gardens - retention | Existing | Existing | Identified by Casselberry Staff 2/12/09 | AV | 4701.7836 | 889660.3903 | 354 | 30% | 55% | 0.32047 | 0.02662
47 | 13 | 3.3697 | 355 | 47 | 13 | WET | 2.568 | 0.096 | 21.286 | 0.794 | 0.789 | 0.749 | 2.025 | 0.072 | 16.785 | 0.594 | 3.3697 | 0.929 | 0.042 | 3.1305 | 0.14153 | 0.362 | 0.43471 | 2773 | 11 | Wet Detention Pond (S) | 0.6 | Casselberry | Brittney Gardens - retention | Existing | Existing | Identified by Casselberry Staff 2/12/09 | AV | 4701.7836 | 889660.3903 | 355 | 30% | 55% | 0.93914 | 0.07784
10 | 2 | 35.8041 | 11 | 10 | 2 | MDR | 8.9213 | 0.434 | 10274.538 | 499.47 | 0.218 | 0.108 | 1.945 | 0.047 | 2239.911 | 53.782 | 35.8041 | 0.929 | 0.024 | 33.262 | 0.8593 | 0.104 | 0.054197 | 2774 | 11 | Wet Detention Pond (S) | 0.6 | Casselberry | Camelot Subdivision (portion of) | Existing Update | Existing Update | Identified by Casselberry Staff 2/12/09 | H | 6535.942 | 1831145.4642 | 11 | 30% | 55% | 9.9786 | 0.47261
10 | 13 | 0.66075 | 19 | 10 | 13 | WET | 10.9043 | 0.715 | 2850.635 | 186.795 | 0.218 | 0.109 | 2.376 | 0.078 | 621.194 | 20.323 | 0.66075 | 1.134 | 0.039 | 0.74929 | 0.025769 | 0.104 | 0.054868 | 2774 | 11 | Wet Detention Pond (S) | 0.6 | Casselberry | Camelot Subdivision (portion of) | Existing Update | Existing Update | Identified by Casselberry Staff 2/12/09 | H | 6535.942 | 1831145.4642 | 19 | 30% | 55% | 0.22479 | 0.014173
15 | 2 | 2.415 | 48 | 15 | 2 | MDR | 7.3702 | 0.422 | 5942.609 | 340.176 | 0.471 | 0.494 | 3.471 | 0.209 | 2798.745 | 168.156 | 2.415 | 3.471 | 0.209 | 8.3825 | 0.50474 | 0.471 | 0.49432 | 2774 | 11 | Wet Detention Pond (S) | 0.6 | Casselberry | Camelot Subdivision (portion of) | Existing Update | Existing Update | Identified by Casselberry Staff 2/12/09 | H | 6535.942 | 1831145.4642 | 48 | 30% | 55% | 2.5148 | 0.27761
90 | 2 | 3.115 | 546 | 90 | 2 | MDR | 11.3664 | 0.605 | 14884.136 | 791.874 | 0.804 | 0.836 | 9.135 | 0.506 | 11961.814 | 662.37 | 3.115 | 4.317 | 0.251 | 13.4476 | 0.78188 | 0.38 | 0.41575 | 2774 | 11 | Wet Detention Pond (S) | 0.6 | Casselberry | Camelot Subdivision (portion of) | Existing Update | Existing Update | Identified by Casselberry Staff 2/12/09 | H | 6535.942 | 1831145.4642 | 546 | 30% | 55% | 4.0343 | 0.43003
90 | 11 | 0.042558 | 553 | 90 | 11 | FOR | 2.8901 | 0.129 | 722.975 | 32.197 | 0.805 | 0.838 | 2.326 | 0.108 | 581.805 | 26.979 | 0.042558 | 1.119 | 0.054 | 0.047623 | 0.0022982 | 0.387 | 0.42305 | 2774 | 11 | Wet Detention Pond (S) | 0.6 | Casselberry | Camelot Subdivision (portion of) | Existing Update | Existing Update | Identified by Casselberry Staff 2/12/09 | H | 6535.942 | 1831145.4642 | 553 | 30% | 55% | 0.014287 | 0.001264
10 | 3 | 0.032055 | 12 | 10 | 3 | HDR | 20.4816 | 1.592 | 2308.35 | 179.368 | 0.218 | 0.11 | 4.463 | 0.176 | 503.021 | 19.791 | 0.032055 | 2.131 | 0.089 | 0.06831 | 0.0028529 | 0.104 | 0.055829 | 2775 | 11 | Wet Detention Pond (S) | 0.6 | Casselberry | Casselberry Exchange - retention pond | Existing | Existing | Identified by Casselberry Staff 2/12/09 | AG | 5772.3987 | 2014401.3546 | 12 | 30% | 55% | 0.020493 | 0.0015691
10 | 4 | 31.3274 | 13 | 10 | 4 | IND | 13.1528 | 1.186 | 6233.588 | 562.16 | 0.215 | 0.107 | 2.826 | 0.127 | 1339.375 | 60.359 | 31.3274 | 1.344 | 0.064 | 42.104 | 2.005 | 0.102 | 0.054107 | 2775 | 11 | Wet Detention Pond (S) | 0.6 | Casselberry | Casselberry Exchange - retention pond | Existing | Existing | Identified by Casselberry Staff 2/12/09 | AG | 5772.3987 | 2014401.3546 | 13 | 30% | 55% | 12.6312 | 1.1027
10 | 10 | 2.7839 | 16 | 10 | 10 | RAN | 3.9064 | 0.157 | 58.714 | 2.361 | 0.225 | 0.113 | 0.878 | 0.018 | 13.196 | 0.267 | 2.7839 | 0.422 | 0.009 | 1.1748 | 0.025055 | 0.108 | 0.057142 | 2775 | 11 | Wet Detention Pond (S) | 0.6 | Casselberry | Casselberry Exchange - retention pond | Existing | Existing | Identified by Casselberry Staff 2/12/09 | AG | 5772.3987 | 2014401.3546 | 16 | 30% | 55% | 0.35244 | 0.01378
10 | 11 | 3.37 | 17 | 10 | 11 | FOR | 1.9398 | 0.077 | 122.463 | 4.863 | 0.239 | 0.122 | 0.463 | 0.009 | 29.233 | 0.593 | 3.37 | 0.225 | 0.005 | 0.75826 | 0.01685 | 0.116 | 0.06237 | 2775 | 11 | Wet Detention Pond (S) | 0.6 | Casselberry | Casselberry Exchange - retention pond | Existing | Existing | Identified by Casselberry Staff 2/12/09 | AG | 5772.3987 | 2014401.3546 | 17 | 30% | 55% | 0.22748 | 0.0092676
10 | 12 | 1.5216 | 18 | 10 | 12 | WAT | 0.23667 | 0.006 | 74.59 | 1.829 | 0.243 | 0.126 | 0.057 | 0.001 | 18.111 | 0.231 | 1.5216 | 0.028 | 0 | 0.042606 | 0 | 0.119 | 0.064699 | 2775 | 11 | Wet Detention Pond (S) | 0.6 | Casselberry | Casselberry Exchange - retention pond | Existing | Existing | Identified by Casselberry Staff 2/12/09 | AG | 5772.3987 | 2014401.3546 | 18 | 30% | 55% | 0.012782 | 0
10 | 13 | 7.2095 | 19 | 10 | 13 | WET | 10.9043 | 0.715 | 2850.635 | 186.795 | 0.218 | 0.109 | 2.376 | 0.078 | 621.194 | 20.323 | 7.2095 | 1.134 | 0.039 | 8.1756 | 0.28117 | 0.104 | 0.054868 | 2775 | 11 | Wet Detention Pond (S) | 0.6 | Casselberry | Casselberry Exchange - retention pond | Existing | Existing | Identified by Casselberry Staff 2/12/09 | AG | 5772.3987 | 2014401.3546 | 19 | 30% | 55% | 2.4527 | 0.15464
15 | 2 | 0.06006 | 48 | 15 | 2 | MDR | 7.3702 | 0.422 | 5942.609 | 340.176 | 0.471 | 0.494 | 3.471 | 0.209 | 2798.745 | 168.156 | 0.06006 | 3.471 | 0.209 | 0.20847 | 0.012553 | 0.471 | 0.49432 | 2776 | 11 | Wet Detention Pond (S) | 0.6 | Casselberry | Casselwood Apartments - retention | Existing | Existing | Identified by Casselberry Staff 2/12/09 | D | 4110.8352 | 799170.8424 | 48 | 30% | 55% | 0.062541 | 0.0069039
15 | 3 | 8.8746 | 49 | 15 | 3 | HDR | 15.855 | 1.386 | 5622.889 | 491.639 | 0.471 | 0.496 | 7.465 | 0.687 | 2647.371 | 243.749 | 8.8746 | 7.465 | 0.687 | 66.2487 | 6.0968 | 0.471 | 0.49579 | 2776 | 11 | Wet Detention Pond (S) | 0.6 | Casselberry | Casselwood Apartments - retention | Existing | Existing | Identified by Casselberry Staff 2/12/09 | D | 4110.8352 | 799170.8424 | 49 | 30% | 55% | 19.8746 | 3.3533
15 | 4 | 1.5958 | 50 | 15 | 4 | IND | 9.745 | 0.997 | 2826.058 | 289.213 | 0.468 | 0.494 | 4.565 | 0.492 | 1323.876 | 142.73 | 1.5958 | 4.565 | 0.492 | 7.2849 | 0.78514 | 0.468 | 0.49351 | 2776 | 11 | Wet Detention Pond (S) | 0.6 | Casselberry | Casselwood Apartments - retention | Existing | Existing | Identified by Casselberry Staff 2/12/09 | D | 4110.8352 | 799170.8424 | 50 | 30% | 55% | 2.1855 | 0.43183
15 | 13 | 7.8161 | 56 | 15 | 13 | WET | 5.949 | 0.459 | 2341.804 | 180.724 | 0.473 | 0.503 | 2.811 | 0.231 | 1106.548 | 90.851 | 7.8161 | 2.811 | 0.231 | 21.971 | 1.8055 | 0.473 | 0.50271 | 2776 | 11 | Wet Detention Pond (S) | 0.6 | Casselberry | Casselwood Apartments - retention | Existing | Existing | Identified by Casselberry Staff 2/12/09 | D | 4110.8352 | 799170.8424 | 56 | 30% | 55% | 6.5913 | 0.99303
13 | 2 | 9.3952 | 39 | 13 | 2 | MDR | 18.0436 | 0.628 | 3512.436 | 122.222 | 0.525 | 0.326 | 9.477 | 0.204 | 1844.865 | 39.803 | 9.3952 | 4.532 | 0.103 | 42.5792 | 0.96771 | 0.251 | 0.16422 | 2777 | 11 | Wet Detention Pond (S) | 0.6 | Casselberry | Golden Days area - retention pond | Existing Update | Existing Update | Identified by Casselberry Staff 2/12/09 | U | 2747.4959 | 409254.7411 | 39 | 30% | 55% | 12.7738 | 0.53224
10 | 1 | 0.42736 | 10 | 10 | 1 | LDR | 4.5114 | 0.203 | 82.102 | 3.701 | 0.219 | 0.108 | 0.986 | 0.022 | 17.951 | 0.401 | 0.42736 | 0.471 | 0.011 | 0.20129 | 0.0047009 | 0.104 | 0.05464 | 2778 | 11 | Wet Detention Pond (S) | 0.6 | Casselberry | Home Depot - retention pond | Existing | Existing | Identified by Casselberry Staff 2/12/09 | Q | 2910.2657 | 500513.9582 | 10 | 30% | 55% | 0.060386 | 0.0025855
10 | 4 | 1.6607 | 13 | 10 | 4 | IND | 13.1528 | 1.186 | 6233.588 | 562.16 | 0.215 | 0.107 | 2.826 | 0.127 | 1339.375 | 60.359 | 1.6607 | 1.344 | 0.064 | 2.2319 | 0.10628 | 0.102 | 0.054107 | 2778 | 11 | Wet Detention Pond (S) | 0.6 | Casselberry | Home Depot - retention pond | Existing | Existing | Identified by Casselberry Staff 2/12/09 | Q | 2910.2657 | 500513.9582 | 13 | 30% | 55% | 0.66958 | 0.058456
10 | 12 | 0.64966 | 18 | 10 | 12 | WAT | 0.23667 | 0.006 | 74.59 | 1.829 | 0.243 | 0.126 | 0.057 | 0.001 | 18.111 | 0.231 | 0.64966 | 0.028 | 0 | 0.018191 | 0 | 0.119 | 0.064699 | 2778 | 11 | Wet Detention Pond (S) | 0.6 | Casselberry | Home Depot - retention pond | Existing | Existing | Identified by Casselberry Staff 2/12/09 | Q | 2910.2657 | 500513.9582 | 18 | 30% | 55% | 0.0054572 | 0
10 | 13 | 0.31563 | 19 | 10 | 13 | WET | 10.9043 | 0.715 | 2850.635 | 186.795 | 0.218 | 0.109 | 2.376 | 0.078 | 621.194 | 20.323 | 0.31563 | 1.134 | 0.039 | 0.35793 | 0.01231 | 0.104 | 0.054868 | 2778 | 11 | Wet Detention Pond (S) | 0.6 | Casselberry | Home Depot - retention pond | Existing | Existing | Identified by Casselberry Staff 2/12/09 | Q | 2910.2657 | 500513.9582 | 19 | 30% | 55% | 0.10738 | 0.0067703
13 | 1 | 0.16276 | 38 | 13 | 1 | LDR | 9.1555 | 0.295 | 276.212 | 8.889 | 0.527 | 0.328 | 4.821 | 0.097 | 145.438 | 2.914 | 0.16276 | 2.308 | 0.049 | 0.37565 | 0.0079752 | 0.252 | 0.1655 | 2778 | 11 | Wet Detention Pond (S) | 0.6 | Casselberry | Home Depot - retention pond | Existing | Existing | Identified by Casselberry Staff 2/12/09 | Q | 2910.2657 | 500513.9582 | 38 | 30% | 55% | 0.11269 | 0.0043864
13 | 4 | 7.7976 | 41 | 13 | 4 | IND | 26.0926 | 1.754 | 7076.808 | 475.796 | 0.518 | 0.323 | 13.52 | 0.566 | 3666.784 | 153.491 | 7.7976 | 6.43 | 0.285 | 50.1388 | 2.2223 | 0.246 | 0.16272 | 2778 | 11 | Wet Detention Pond (S) | 0.6 | Casselberry | Home Depot - retention pond | Existing | Existing | Identified by Casselberry Staff 2/12/09 | Q | 2910.2657 | 500513.9582 | 41 | 30% | 55% | 15.0417 | 1.2223
13 | 12 | 0.19598 | 45 | 13 | 12 | WAT | 0.47982 | 0.008 | 53.324 | 0.93 | 0.567 | 0.371 | 0.272 | 0.003 | 30.255 | 0.345 | 0.19598 | 0.135 | 0.002 | 0.026457 | 0.00039196 | 0.281 | 0.19189 | 2778 | 11 | Wet Detention Pond (S) | 0.6 | Casselberry | Home Depot - retention pond | Existing | Existing | Identified by Casselberry Staff 2/12/09 | Q | 2910.2657 | 500513.9582 | 45 | 30% | 55% | 0.0079371 | 0.00021558
13 | 13 | 0.28056 | 46 | 13 | 13 | WET | 22.3406 | 1.095 | 1355.616 | 66.432 | 0.523 | 0.329 | 11.678 | 0.36 | 708.636 | 21.829 | 0.28056 | 5.575 | 0.182 | 1.5641 | 0.051062 | 0.25 | 0.16625 | 2778 | 11 | Wet Detention Pond (S) | 0.6 | Casselberry | Home Depot - retention pond | Existing | Existing | Identified by Casselberry Staff 2/12/09 | Q | 2910.2657 | 500513.9582 | 46 | 30% | 55% | 0.46924 | 0.028084
48 | 2 | 14.8452 | 357 | 48 | 2 | MDR | 14.2002 | 0.661 | 5134.972 | 239.151 | 0.536 | 0.605 | 7.618 | 0.4 | 2754.654 | 144.695 | 14.8452 | 3.462 | 0.214 | 51.394 | 3.1769 | 0.244 | 0.32348 | 2779 | 11 | Wet Detention Pond (S) | 0.6 | Casselberry | Indian Hills - retention pond | Existing | Existing | Identified by Casselberry Staff 2/12/09 | AJ | 7773.9353 | 2530408.6839 | 357 | 30% | 55% | 15.4182 | 1.7473
48 | 3 | 27.8159 | 358 | 48 | 3 | HDR | 30.2853 | 2.187 | 4047.436 | 292.289 | 0.536 | 0.607 | 16.239 | 1.328 | 2170.2 | 177.473 | 27.8159 | 7.374 | 0.721 | 205.1148 | 20.0553 | 0.243 | 0.32955 | 2779 | 11 | Wet Detention Pond (S) | 0.6 | Casselberry | Indian Hills - retention pond | Existing | Existing | Identified by Casselberry Staff 2/12/09 | AJ | 7773.9353 | 2530408.6839 | 358 | 30% | 55% | 61.5344 | 11.0304
48 | 4 | 15.1322 | 359 | 48 | 4 | IND | 17.5641 | 1.47 | 2818.413 | 235.959 | 0.533 | 0.603 | 9.355 | 0.887 | 1501.072 | 142.35 | 15.1322 | 4.213 | 0.473 | 63.7519 | 7.1575 | 0.24 | 0.32137 | 2779 | 11 | Wet Detention Pond (S) | 0.6 | Casselberry | Indian Hills - retention pond | Existing | Existing | Identified by Casselberry Staff 2/12/09 | AJ | 7773.9353 | 2530408.6839 | 359 | 30% | 55% | 19.1256 | 3.9366
48 | 11 | 0.010568 | 361 | 48 | 11 | FOR | 4.2881 | 0.17 | 123.722 | 4.909 | 0.544 | 0.614 | 2.334 | 0.104 | 67.345 | 3.014 | 0.010568 | 1.092 | 0.06 | 0.01154 | 0.00063407 | 0.255 | 0.35186 | 2779 | 11 | Wet Detention Pond (S) | 0.6 | Casselberry | Indian Hills - retention pond | Existing | Existing | Identified by Casselberry Staff 2/12/09 | AJ | 7773.9353 | 2530408.6839 | 361 | 30% | 55% | 0.003462 | 0.00034874
13 | 2 | 0.84968 | 39 | 13 | 2 | MDR | 18.0436 | 0.628 | 3512.436 | 122.222 | 0.525 | 0.326 | 9.477 | 0.204 | 1844.865 | 39.803 | 0.84968 | 4.532 | 0.103 | 3.8507 | 0.087517 | 0.251 | 0.16422 | 2780 | 11 | Wet Detention Pond (S) | 0.6 | Casselberry | Lake Griffin Estates - retention ponds, environmental swales | Existing Update | Post TMDL | Identified by Casselberry Staff 2/12/09 | V | 5943.36 | 1266584.9241 | 39 | 30% | 55% | 1.1552 | 0.048134
13 | 3 | 26.3819 | 40 | 13 | 3 | HDR | 41.4342 | 2.385 | 2108.516 | 121.38 | 0.525 | 0.33 | 21.76 | 0.786 | 1107.335 | 40.008 | 26.3819 | 10.405 | 0.398 | 274.5041 | 10.5 | 0.251 | 0.1669 | 2780 | 11 | Wet Detention Pond (S) | 0.6 | Casselberry | Lake Griffin Estates - retention ponds, environmental swales | Existing Update | Post TMDL | Identified by Casselberry Staff 2/12/09 | V | 5943.36 | 1266584.9241 | 40 | 30% | 55% | 82.3512 | 5.775
13 | 11 | 0.5394 | 44 | 13 | 11 | FOR | 4.3969 | 0.124 | 76.567 | 2.155 | 0.55 | 0.353 | 2.42 | 0.044 | 42.139 | 0.761 | 0.5394 | 1.179 | 0.022 | 0.63596 | 0.011867 | 0.268 | 0.18132 | 2780 | 11 | Wet Detention Pond (S) | 0.6 | Casselberry | Lake Griffin Estates - retention ponds, environmental swales | Existing Update | Post TMDL | Identified by Casselberry Staff 2/12/09 | V | 5943.36 | 1266584.9241 | 44 | 30% | 55% | 0.19079 | 0.0065268
13 | 12 | 1.157 | 45 | 13 | 12 | WAT | 0.47982 | 0.008 | 53.324 | 0.93 | 0.567 | 0.371 | 0.272 | 0.003 | 30.255 | 0.345 | 1.157 | 0.135 | 0.002 | 0.1562 | 0.002314 | 0.281 | 0.19189 | 2780 | 11 | Wet Detention Pond (S) | 0.6 | Casselberry | Lake Griffin Estates - retention ponds, environmental swales | Existing Update | Post TMDL | Identified by Casselberry Staff 2/12/09 | V | 5943.36 | 1266584.9241 | 45 | 30% | 55% | 0.046859 | 0.0012727
13 | 13 | 0.14887 | 46 | 13 | 13 | WET | 22.3406 | 1.095 | 1355.616 | 66.432 | 0.523 | 0.329 | 11.678 | 0.36 | 708.636 | 21.829 | 0.14887 | 5.575 | 0.182 | 0.82994 | 0.027094 | 0.25 | 0.16625 | 2780 | 11 | Wet Detention Pond (S) | 0.6 | Casselberry | Lake Griffin Estates - retention ponds, environmental swales | Existing Update | Post TMDL | Identified by Casselberry Staff 2/12/09 | V | 5943.36 | 1266584.9241 | 46 | 30% | 55% | 0.24898 | 0.014902
10 | 2 | 0.004721 | 11 | 10 | 2 | MDR | 8.9213 | 0.434 | 10274.538 | 499.47 | 0.218 | 0.108 | 1.945 | 0.047 | 2239.911 | 53.782 | 0.004721 | 0.929 | 0.024 | 0.0043858 | 0.0001133 | 0.104 | 0.054197 | 2781 | 11 | Wet Detention Pond (S) | 0.6 | Casselberry | Lake Shore Drive Area - retention treatment | Existing Update | Existing Update | Identified by Casselberry Staff 2/12/09 | G | 10923.7415 | 3524840.1832 | 11 | 30% | 55% | 0.0013157 | 6.2317e-05
15 | 2 | 52.6016 | 48 | 15 | 2 | MDR | 7.3702 | 0.422 | 5942.609 | 340.176 | 0.471 | 0.494 | 3.471 | 0.209 | 2798.745 | 168.156 | 52.6016 | 3.471 | 0.209 | 182.5802 | 10.9937 | 0.471 | 0.49432 | 2781 | 11 | Wet Detention Pond (S) | 0.6 | Casselberry | Lake Shore Drive Area - retention treatment | Existing Update | Existing Update | Identified by Casselberry Staff 2/12/09 | G | 10923.7415 | 3524840.1832 | 48 | 30% | 55% | 54.774 | 6.0466
15 | 4 | 1.4872 | 50 | 15 | 4 | IND | 9.745 | 0.997 | 2826.058 | 289.213 | 0.468 | 0.494 | 4.565 | 0.492 | 1323.876 | 142.73 | 1.4872 | 4.565 | 0.492 | 6.7889 | 0.73169 | 0.468 | 0.49351 | 2781 | 11 | Wet Detention Pond (S) | 0.6 | Casselberry | Lake Shore Drive Area - retention treatment | Existing Update | Existing Update | Identified by Casselberry Staff 2/12/09 | G | 10923.7415 | 3524840.1832 | 50 | 30% | 55% | 2.0367 | 0.40243
15 | 6 | 0.80223 | 51 | 15 | 6 | OPE | 4.0278 | 0.208 | 188.418 | 9.726 | 0.473 | 0.496 | 1.905 | 0.103 | 89.126 | 4.828 | 0.80223 | 1.905 | 0.103 | 1.5282 | 0.082629 | 0.473 | 0.49643 | 2781 | 11 | Wet Detention Pond (S) | 0.6 | Casselberry | Lake Shore Drive Area - retention treatment | Existing Update | Existing Update | Identified by Casselberry Staff 2/12/09 | G | 10923.7415 | 3524840.1832 | 51 | 30% | 55% | 0.45847 | 0.045446
15 | 11 | 6.2639 | 54 | 15 | 11 | FOR | 1.9081 | 0.089 | 205.535 | 9.639 | 0.48 | 0.502 | 0.916 | 0.045 | 98.719 | 4.842 | 6.2639 | 0.916 | 0.045 | 5.7377 | 0.28187 | 0.48 | 0.50234 | 2781 | 11 | Wet Detention Pond (S) | 0.6 | Casselberry | Lake Shore Drive Area - retention treatment | Existing Update | Existing Update | Identified by Casselberry Staff 2/12/09 | G | 10923.7415 | 3524840.1832 | 54 | 30% | 55% | 1.7213 | 0.15503
15 | 12 | 1.755 | 55 | 15 | 12 | WAT | 0.52271 | 0.019 | 21.169 | 0.761 | 0.475 | 0.496 | 0.248 | 0.009 | 10.049 | 0.378 | 1.755 | 0.248 | 0.009 | 0.43524 | 0.015795 | 0.475 | 0.49632 | 2781 | 11 | Wet Detention Pond (S) | 0.6 | Casselberry | Lake Shore Drive Area - retention treatment | Existing Update | Existing Update | Identified by Casselberry Staff 2/12/09 | G | 10923.7415 | 3524840.1832 | 55 | 30% | 55% | 0.13057 | 0.0086873
15 | 13 | 1.7653 | 56 | 15 | 13 | WET | 5.949 | 0.459 | 2341.804 | 180.724 | 0.473 | 0.503 | 2.811 | 0.231 | 1106.548 | 90.851 | 1.7653 | 2.811 | 0.231 | 4.9623 | 0.40779 | 0.473 | 0.50271 | 2781 | 11 | Wet Detention Pond (S) | 0.6 | Casselberry | Lake Shore Drive Area - retention treatment | Existing Update | Existing Update | Identified by Casselberry Staff 2/12/09 | G | 10923.7415 | 3524840.1832 | 56 | 30% | 55% | 1.4887 | 0.22428
90 | 1 | 0.014081 | 545 | 90 | 1 | LDR | 6.1079 | 0.308 | 1822.248 | 91.801 | 0.804 | 0.837 | 4.91 | 0.257 | 1464.821 | 76.812 | 0.014081 | 2.322 | 0.128 | 0.032696 | 0.0018024 | 0.38 | 0.41636 | 2781 | 11 | Wet Detention Pond (S) | 0.6 | Casselberry | Lake Shore Drive Area - retention treatment | Existing Update | Existing Update | Identified by Casselberry Staff 2/12/09 | G | 10923.7415 | 3524840.1832 | 545 | 30% | 55% | 0.0098087 | 0.00099129
90 | 2 | 12.3965 | 546 | 90 | 2 | MDR | 11.3664 | 0.605 | 14884.136 | 791.874 | 0.804 | 0.836 | 9.135 | 0.506 | 11961.814 | 662.37 | 12.3965 | 4.317 | 0.251 | 53.5159 | 3.1115 | 0.38 | 0.41575 | 2781 | 11 | Wet Detention Pond (S) | 0.6 | Casselberry | Lake Shore Drive Area - retention treatment | Existing Update | Existing Update | Identified by Casselberry Staff 2/12/09 | G | 10923.7415 | 3524840.1832 | 546 | 30% | 55% | 16.0548 | 1.7113
90 | 4 | 0.41385 | 548 | 90 | 4 | IND | 14.9374 | 1.425 | 2368.245 | 225.99 | 0.803 | 0.836 | 11.993 | 1.191 | 1901.418 | 188.888 | 0.41385 | 5.645 | 0.592 | 2.3362 | 0.245 | 0.378 | 0.41522 | 2781 | 11 | Wet Detention Pond (S) | 0.6 | Casselberry | Lake Shore Drive Area - retention treatment | Existing Update | Existing Update | Identified by Casselberry Staff 2/12/09 | G | 10923.7415 | 3524840.1832 | 548 | 30% | 55% | 0.70086 | 0.13475
90 | 6 | 0.89045 | 549 | 90 | 6 | OPE | 6.2286 | 0.301 | 946.924 | 45.732 | 0.804 | 0.837 | 5.007 | 0.252 | 761.157 | 38.267 | 0.89045 | 2.372 | 0.125 | 2.1122 | 0.11131 | 0.381 | 0.41716 | 2781 | 11 | Wet Detention Pond (S) | 0.6 | Casselberry | Lake Shore Drive Area - retention treatment | Existing Update | Existing Update | Identified by Casselberry Staff 2/12/09 | G | 10923.7415 | 3524840.1832 | 549 | 30% | 55% | 0.63365 | 0.061219
90 | 11 | 0.972 | 553 | 90 | 11 | FOR | 2.8901 | 0.129 | 722.975 | 32.197 | 0.805 | 0.838 | 2.326 | 0.108 | 581.805 | 26.979 | 0.972 | 1.119 | 0.054 | 1.0877 | 0.052488 | 0.387 | 0.42305 | 2781 | 11 | Wet Detention Pond (S) | 0.6 | Casselberry | Lake Shore Drive Area - retention treatment | Existing Update | Existing Update | Identified by Casselberry Staff 2/12/09 | G | 10923.7415 | 3524840.1832 | 553 | 30% | 55% | 0.3263 | 0.028868
90 | 12 | 0.84282 | 554 | 90 | 12 | WAT | 0.83586 | 0.028 | 130.779 | 4.341 | 0.808 | 0.839 | 0.676 | 0.023 | 105.721 | 3.643 | 0.84282 | 0.322 | 0.012 | 0.27139 | 0.010114 | 0.385 | 0.41867 | 2781 | 11 | Wet Detention Pond (S) | 0.6 | Casselberry | Lake Shore Drive Area - retention treatment | Existing Update | Existing Update | Identified by Casselberry Staff 2/12/09 | G | 10923.7415 | 3524840.1832 | 554 | 30% | 55% | 0.081416 | 0.0055626
90 | 13 | 0.70986 | 555 | 90 | 13 | WET | 1.6912 | 0.073 | 1170.334 | 50.223 | 0.811 | 0.843 | 1.372 | 0.061 | 949.219 | 42.348 | 0.70986 | 0.66 | 0.031 | 0.46851 | 0.022006 | 0.39 | 0.4275 | 2781 | 11 | Wet Detention Pond (S) | 0.6 | Casselberry | Lake Shore Drive Area - retention treatment | Existing Update | Existing Update | Identified by Casselberry Staff 2/12/09 | G | 10923.7415 | 3524840.1832 | 555 | 30% | 55% | 0.14055 | 0.012103
15 | 2 | 2.7819 | 48 | 15 | 2 | MDR | 7.3702 | 0.422 | 5942.609 | 340.176 | 0.471 | 0.494 | 3.471 | 0.209 | 2798.745 | 168.156 | 2.7819 | 3.471 | 0.209 | 9.6558 | 0.58141 | 0.471 | 0.49432 | 2782 | 11 | Wet Detention Pond (S) | 0.6 | Casselberry | Legacy Park | Existing Update | Post TMDL | Identified by Casselberry Staff 2/12/09 | E | 11634.1032 | 6314962.6406 | 48 | 30% | 55% | 2.8967 | 0.31977
15 | 3 | 9.1099 | 49 | 15 | 3 | HDR | 15.855 | 1.386 | 5622.889 | 491.639 | 0.471 | 0.496 | 7.465 | 0.687 | 2647.371 | 243.749 | 9.1099 | 7.465 | 0.687 | 68.0053 | 6.2585 | 0.471 | 0.49579 | 2782 | 11 | Wet Detention Pond (S) | 0.6 | Casselberry | Legacy Park | Existing Update | Post TMDL | Identified by Casselberry Staff 2/12/09 | E | 11634.1032 | 6314962.6406 | 49 | 30% | 55% | 20.4016 | 3.4422
15 | 4 | 0.00049602 | 50 | 15 | 4 | IND | 9.745 | 0.997 | 2826.058 | 289.213 | 0.468 | 0.494 | 4.565 | 0.492 | 1323.876 | 142.73 | 0.00049602 | 4.565 | 0.492 | 0.0022643 | 0.00024404 | 0.468 | 0.49351 | 2782 | 11 | Wet Detention Pond (S) | 0.6 | Casselberry | Legacy Park | Existing Update | Post TMDL | Identified by Casselberry Staff 2/12/09 | E | 11634.1032 | 6314962.6406 | 50 | 30% | 55% | 0.0006793 | 0.00013422
15 | 6 | 3.7196 | 51 | 15 | 6 | OPE | 4.0278 | 0.208 | 188.418 | 9.726 | 0.473 | 0.496 | 1.905 | 0.103 | 89.126 | 4.828 | 3.7196 | 1.905 | 0.103 | 7.0859 | 0.38312 | 0.473 | 0.49643 | 2782 | 11 | Wet Detention Pond (S) | 0.6 | Casselberry | Legacy Park | Existing Update | Post TMDL | Identified by Casselberry Staff 2/12/09 | E | 11634.1032 | 6314962.6406 | 51 | 30% | 55% | 2.1258 | 0.21072
15 | 12 | 2.0655 | 55 | 15 | 12 | WAT | 0.52271 | 0.019 | 21.169 | 0.761 | 0.475 | 0.496 | 0.248 | 0.009 | 10.049 | 0.378 | 2.0655 | 0.248 | 0.009 | 0.51224 | 0.018589 | 0.475 | 0.49632 | 2782 | 11 | Wet Detention Pond (S) | 0.6 | Casselberry | Legacy Park | Existing Update | Post TMDL | Identified by Casselberry Staff 2/12/09 | E | 11634.1032 | 6314962.6406 | 55 | 30% | 55% | 0.15367 | 0.010224
15 | 13 | 1.6737 | 56 | 15 | 13 | WET | 5.949 | 0.459 | 2341.804 | 180.724 | 0.473 | 0.503 | 2.811 | 0.231 | 1106.548 | 90.851 | 1.6737 | 2.811 | 0.231 | 4.7048 | 0.38662 | 0.473 | 0.50271 | 2782 | 11 | Wet Detention Pond (S) | 0.6 | Casselberry | Legacy Park | Existing Update | Post TMDL | Identified by Casselberry Staff 2/12/09 | E | 11634.1032 | 6314962.6406 | 56 | 30% | 55% | 1.4114 | 0.21264
90 | 1 | 0.0071631 | 545 | 90 | 1 | LDR | 6.1079 | 0.308 | 1822.248 | 91.801 | 0.804 | 0.837 | 4.91 | 0.257 | 1464.821 | 76.812 | 0.0071631 | 2.322 | 0.128 | 0.016633 | 0.00091688 | 0.38 | 0.41636 | 2782 | 11 | Wet Detention Pond (S) | 0.6 | Casselberry | Legacy Park | Existing Update | Post TMDL | Identified by Casselberry Staff 2/12/09 | E | 11634.1032 | 6314962.6406 | 545 | 30% | 55% | 0.0049898 | 0.00050428
90 | 2 | 4.089 | 546 | 90 | 2 | MDR | 11.3664 | 0.605 | 14884.136 | 791.874 | 0.804 | 0.836 | 9.135 | 0.506 | 11961.814 | 662.37 | 4.089 | 4.317 | 0.251 | 17.652 | 1.0263 | 0.38 | 0.41575 | 2782 | 11 | Wet Detention Pond (S) | 0.6 | Casselberry | Legacy Park | Existing Update | Post TMDL | Identified by Casselberry Staff 2/12/09 | E | 11634.1032 | 6314962.6406 | 546 | 30% | 55% | 5.2956 | 0.56448
90 | 3 | 39.3267 | 547 | 90 | 3 | HDR | 24.4137 | 2.012 | 3405.251 | 280.671 | 0.804 | 0.836 | 19.617 | 1.683 | 2736.254 | 234.726 | 39.3267 | 9.268 | 0.84 | 364.4798 | 33.0344 | 0.38 | 0.4172 | 2782 | 11 | Wet Detention Pond (S) | 0.6 | Casselberry | Legacy Park | Existing Update | Post TMDL | Identified by Casselberry Staff 2/12/09 | E | 11634.1032 | 6314962.6406 | 547 | 30% | 55% | 109.3439 | 18.1689
90 | 6 | 60.581 | 549 | 90 | 6 | OPE | 6.2286 | 0.301 | 946.924 | 45.732 | 0.804 | 0.837 | 5.007 | 0.252 | 761.157 | 38.267 | 60.581 | 2.372 | 0.125 | 143.6981 | 7.5726 | 0.381 | 0.41716 | 2782 | 11 | Wet Detention Pond (S) | 0.6 | Casselberry | Legacy Park | Existing Update | Post TMDL | Identified by Casselberry Staff 2/12/09 | E | 11634.1032 | 6314962.6406 | 549 | 30% | 55% | 43.1094 | 4.1649
90 | 10 | 0.54726 | 552 | 90 | 10 | RAN | 4.8008 | 0.216 | 176.964 | 7.972 | 0.804 | 0.837 | 3.86 | 0.181 | 142.278 | 6.671 | 0.54726 | 1.835 | 0.09 | 1.0042 | 0.049253 | 0.382 | 0.41812 | 2782 | 11 | Wet Detention Pond (S) | 0.6 | Casselberry | Legacy Park | Existing Update | Post TMDL | Identified by Casselberry Staff 2/12/09 | E | 11634.1032 | 6314962.6406 | 552 | 30% | 55% | 0.30127 | 0.027089
90 | 12 | 14.2181 | 554 | 90 | 12 | WAT | 0.83586 | 0.028 | 130.779 | 4.341 | 0.808 | 0.839 | 0.676 | 0.023 | 105.721 | 3.643 | 14.2181 | 0.322 | 0.012 | 4.5782 | 0.17062 | 0.385 | 0.41867 | 2782 | 11 | Wet Detention Pond (S) | 0.6 | Casselberry | Legacy Park | Existing Update | Post TMDL | Identified by Casselberry Staff 2/12/09 | E | 11634.1032 | 6314962.6406 | 554 | 30% | 55% | 1.3735 | 0.09384
90 | 13 | 6.8519 | 555 | 90 | 13 | WET | 1.6912 | 0.073 | 1170.334 | 50.223 | 0.811 | 0.843 | 1.372 | 0.061 | 949.219 | 42.348 | 6.8519 | 0.66 | 0.031 | 4.5223 | 0.21241 | 0.39 | 0.4275 | 2782 | 11 | Wet Detention Pond (S) | 0.6 | Casselberry | Legacy Park | Existing Update | Post TMDL | Identified by Casselberry Staff 2/12/09 | E | 11634.1032 | 6314962.6406 | 555 | 30% | 55% | 1.3567 | 0.11683
10 | 2 | 43.3569 | 11 | 10 | 2 | MDR | 8.9213 | 0.434 | 10274.538 | 499.47 | 0.218 | 0.108 | 1.945 | 0.047 | 2239.911 | 53.782 | 43.3569 | 0.929 | 0.024 | 40.2786 | 1.0406 | 0.104 | 0.054197 | 2783 | 11 | Wet Detention Pond (S) | 0.6 | Casselberry | Lost Lake Subdivision - retention pond | Existing | Existing | Identified by Casselberry Staff 2/12/09 | L | 8936.7172 | 2422463.1861 | 11 | 30% | 55% | 12.0836 | 0.57231
10 | 8 | 0.3861 | 15 | 10 | 8 | AGR | 10.9183 | 0.574 | 1017.616 | 53.48 | 0.227 | 0.115 | 2.482 | 0.066 | 231.288 | 6.134 | 0.3861 | 1.194 | 0.033 | 0.461 | 0.012741 | 0.109 | 0.058071 | 2783 | 11 | Wet Detention Pond (S) | 0.6 | Casselberry | Lost Lake Subdivision - retention pond | Existing | Existing | Identified by Casselberry Staff 2/12/09 | L | 8936.7172 | 2422463.1861 | 15 | 30% | 55% | 0.1383 | 0.0070077
10 | 12 | 4.7544 | 18 | 10 | 12 | WAT | 0.23667 | 0.006 | 74.59 | 1.829 | 0.243 | 0.126 | 0.057 | 0.001 | 18.111 | 0.231 | 4.7544 | 0.028 | 0 | 0.13312 | 0 | 0.119 | 0.064699 | 2783 | 11 | Wet Detention Pond (S) | 0.6 | Casselberry | Lost Lake Subdivision - retention pond | Existing | Existing | Identified by Casselberry Staff 2/12/09 | L | 8936.7172 | 2422463.1861 | 18 | 30% | 55% | 0.039937 | 0
10 | 13 | 7.1149 | 19 | 10 | 13 | WET | 10.9043 | 0.715 | 2850.635 | 186.795 | 0.218 | 0.109 | 2.376 | 0.078 | 621.194 | 20.323 | 7.1149 | 1.134 | 0.039 | 8.0683 | 0.27748 | 0.104 | 0.054868 | 2783 | 11 | Wet Detention Pond (S) | 0.6 | Casselberry | Lost Lake Subdivision - retention pond | Existing | Existing | Identified by Casselberry Staff 2/12/09 | L | 8936.7172 | 2422463.1861 | 19 | 30% | 55% | 2.4205 | 0.15261
48 | 2 | 1.1832 | 357 | 48 | 2 | MDR | 14.2002 | 0.661 | 5134.972 | 239.151 | 0.536 | 0.605 | 7.618 | 0.4 | 2754.654 | 144.695 | 1.1832 | 3.462 | 0.214 | 4.0963 | 0.25321 | 0.244 | 0.32348 | 2784 | 11 | Wet Detention Pond (S) | 0.6 | Casselberry | Newport Colony Apartments - retention pond | Existing | Existing | Identified by Casselberry Staff 2/12/09 | AK | 6156.1657 | 1768949.466 | 357 | 30% | 55% | 1.2289 | 0.13926
48 | 3 | 31.1116 | 358 | 48 | 3 | HDR | 30.2853 | 2.187 | 4047.436 | 292.289 | 0.536 | 0.607 | 16.239 | 1.328 | 2170.2 | 177.473 | 31.1116 | 7.374 | 0.721 | 229.4166 | 22.4314 | 0.243 | 0.32955 | 2784 | 11 | Wet Detention Pond (S) | 0.6 | Casselberry | Newport Colony Apartments - retention pond | Existing | Existing | Identified by Casselberry Staff 2/12/09 | AK | 6156.1657 | 1768949.466 | 358 | 30% | 55% | 68.825 | 12.3373
48 | 10 | 0.022378 | 360 | 48 | 10 | RAN | 6.3932 | 0.255 | 55.004 | 2.196 | 0.541 | 0.61 | 3.458 | 0.156 | 29.75 | 1.34 | 0.022378 | 1.588 | 0.086 | 0.035537 | 0.0019245 | 0.248 | 0.33507 | 2784 | 11 | Wet Detention Pond (S) | 0.6 | Casselberry | Newport Colony Apartments - retention pond | Existing | Existing | Identified by Casselberry Staff 2/12/09 | AK | 6156.1657 | 1768949.466 | 360 | 30% | 55% | 0.010661 | 0.0010585
48 | 11 | 1.5747 | 361 | 48 | 11 | FOR | 4.2881 | 0.17 | 123.722 | 4.909 | 0.544 | 0.614 | 2.334 | 0.104 | 67.345 | 3.014 | 1.5747 | 1.092 | 0.06 | 1.7196 | 0.094482 | 0.255 | 0.35186 | 2784 | 11 | Wet Detention Pond (S) | 0.6 | Casselberry | Newport Colony Apartments - retention pond | Existing | Existing | Identified by Casselberry Staff 2/12/09 | AK | 6156.1657 | 1768949.466 | 361 | 30% | 55% | 0.51587 | 0.051965
48 | 12 | 2.155 | 362 | 48 | 12 | WAT | 1.3066 | 0.049 | 10.132 | 0.378 | 0.547 | 0.615 | 0.715 | 0.03 | 5.547 | 0.233 | 2.155 | 0.328 | 0.017 | 0.70683 | 0.036635 | 0.251 | 0.35605 | 2784 | 11 | Wet Detention Pond (S) | 0.6 | Casselberry | Newport Colony Apartments - retention pond | Existing | Existing | Identified by Casselberry Staff 2/12/09 | AK | 6156.1657 | 1768949.466 | 362 | 30% | 55% | 0.21205 | 0.020149
48 | 13 | 4.5628 | 363 | 48 | 13 | WET | 1.3092 | 0.049 | 67.807 | 2.532 | 0.548 | 0.615 | 0.717 | 0.03 | 37.126 | 1.558 | 4.5628 | 0.329 | 0.017 | 1.5012 | 0.077568 | 0.251 | 0.35619 | 2784 | 11 | Wet Detention Pond (S) | 0.6 | Casselberry | Newport Colony Apartments - retention pond | Existing | Existing | Identified by Casselberry Staff 2/12/09 | AK | 6156.1657 | 1768949.466 | 363 | 30% | 55% | 0.45035 | 0.042662
10 | 2 | 0.085187 | 11 | 10 | 2 | MDR | 8.9213 | 0.434 | 10274.538 | 499.47 | 0.218 | 0.108 | 1.945 | 0.047 | 2239.911 | 53.782 | 0.085187 | 0.929 | 0.024 | 0.079139 | 0.0020445 | 0.104 | 0.054197 | 2785 | 11 | Wet Detention Pond (S) | 0.6 | Casselberry | Northshore Subdivision | Existing Update | Existing Update | Identified by Casselberry Staff 2/12/09 | N | 3441.6741 | 603386.3172 | 11 | 30% | 55% | 0.023742 | 0.0011245
10 | 3 | 6.6901 | 12 | 10 | 3 | HDR | 20.4816 | 1.592 | 2308.35 | 179.368 | 0.218 | 0.11 | 4.463 | 0.176 | 503.021 | 19.791 | 6.6901 | 2.131 | 0.089 | 14.2565 | 0.59542 | 0.104 | 0.055829 | 2785 | 11 | Wet Detention Pond (S) | 0.6 | Casselberry | Northshore Subdivision | Existing Update | Existing Update | Identified by Casselberry Staff 2/12/09 | N | 3441.6741 | 603386.3172 | 12 | 30% | 55% | 4.277 | 0.32748
10 | 4 | 0.47777 | 13 | 10 | 4 | IND | 13.1528 | 1.186 | 6233.588 | 562.16 | 0.215 | 0.107 | 2.826 | 0.127 | 1339.375 | 60.359 | 0.47777 | 1.344 | 0.064 | 0.64212 | 0.030577 | 0.102 | 0.054107 | 2785 | 11 | Wet Detention Pond (S) | 0.6 | Casselberry | Northshore Subdivision | Existing Update | Existing Update | Identified by Casselberry Staff 2/12/09 | N | 3441.6741 | 603386.3172 | 13 | 30% | 55% | 0.19264 | 0.016817
10 | 12 | 0.053908 | 18 | 10 | 12 | WAT | 0.23667 | 0.006 | 74.59 | 1.829 | 0.243 | 0.126 | 0.057 | 0.001 | 18.111 | 0.231 | 0.053908 | 0.028 | 0 | 0.0015094 | 0 | 0.119 | 0.064699 | 2785 | 11 | Wet Detention Pond (S) | 0.6 | Casselberry | Northshore Subdivision | Existing Update | Existing Update | Identified by Casselberry Staff 2/12/09 | N | 3441.6741 | 603386.3172 | 18 | 30% | 55% | 0.00045283 | 0
13 | 3 | 0.053722 | 40 | 13 | 3 | HDR | 41.4342 | 2.385 | 2108.516 | 121.38 | 0.525 | 0.33 | 21.76 | 0.786 | 1107.335 | 40.008 | 0.053722 | 10.405 | 0.398 | 0.55898 | 0.021381 | 0.251 | 0.1669 | 2785 | 11 | Wet Detention Pond (S) | 0.6 | Casselberry | Northshore Subdivision | Existing Update | Existing Update | Identified by Casselberry Staff 2/12/09 | N | 3441.6741 | 603386.3172 | 40 | 30% | 55% | 0.16769 | 0.01176
13 | 4 | 5.4721 | 41 | 13 | 4 | IND | 26.0926 | 1.754 | 7076.808 | 475.796 | 0.518 | 0.323 | 13.52 | 0.566 | 3666.784 | 153.491 | 5.4721 | 6.43 | 0.285 | 35.1855 | 1.5595 | 0.246 | 0.16272 | 2785 | 11 | Wet Detention Pond (S) | 0.6 | Casselberry | Northshore Subdivision | Existing Update | Existing Update | Identified by Casselberry Staff 2/12/09 | N | 3441.6741 | 603386.3172 | 41 | 30% | 55% | 10.5556 | 0.85775
13 | 12 | 1.0192 | 45 | 13 | 12 | WAT | 0.47982 | 0.008 | 53.324 | 0.93 | 0.567 | 0.371 | 0.272 | 0.003 | 30.255 | 0.345 | 1.0192 | 0.135 | 0.002 | 0.13759 | 0.0020383 | 0.281 | 0.19189 | 2785 | 11 | Wet Detention Pond (S) | 0.6 | Casselberry | Northshore Subdivision | Existing Update | Existing Update | Identified by Casselberry Staff 2/12/09 | N | 3441.6741 | 603386.3172 | 45 | 30% | 55% | 0.041276 | 0.0011211
10 | 1 | 0.18902 | 10 | 10 | 1 | LDR | 4.5114 | 0.203 | 82.102 | 3.701 | 0.219 | 0.108 | 0.986 | 0.022 | 17.951 | 0.401 | 0.18902 | 0.471 | 0.011 | 0.089028 | 0.0020792 | 0.104 | 0.05464 | 2786 | 11 | Wet Detention Pond (S) | 0.6 | Casselberry | Oakwood Park - retention pond | Existing | Existing | Identified by Casselberry Staff 2/12/09 | R | 3351.4638 | 606898.8274 | 10 | 30% | 55% | 0.026708 | 0.0011436
10 | 3 | 8.1805 | 12 | 10 | 3 | HDR | 20.4816 | 1.592 | 2308.35 | 179.368 | 0.218 | 0.11 | 4.463 | 0.176 | 503.021 | 19.791 | 8.1805 | 2.131 | 0.089 | 17.4326 | 0.72806 | 0.104 | 0.055829 | 2786 | 11 | Wet Detention Pond (S) | 0.6 | Casselberry | Oakwood Park - retention pond | Existing | Existing | Identified by Casselberry Staff 2/12/09 | R | 3351.4638 | 606898.8274 | 12 | 30% | 55% | 5.2298 | 0.40044
13 | 1 | 0.025252 | 38 | 13 | 1 | LDR | 9.1555 | 0.295 | 276.212 | 8.889 | 0.527 | 0.328 | 4.821 | 0.097 | 145.438 | 2.914 | 0.025252 | 2.308 | 0.049 | 0.058282 | 0.0012374 | 0.252 | 0.1655 | 2786 | 11 | Wet Detention Pond (S) | 0.6 | Casselberry | Oakwood Park - retention pond | Existing | Existing | Identified by Casselberry Staff 2/12/09 | R | 3351.4638 | 606898.8274 | 38 | 30% | 55% | 0.017485 | 0.00068055
13 | 3 | 5.4546 | 40 | 13 | 3 | HDR | 41.4342 | 2.385 | 2108.516 | 121.38 | 0.525 | 0.33 | 21.76 | 0.786 | 1107.335 | 40.008 | 5.4546 | 10.405 | 0.398 | 56.7547 | 2.1709 | 0.251 | 0.1669 | 2786 | 11 | Wet Detention Pond (S) | 0.6 | Casselberry | Oakwood Park - retention pond | Existing | Existing | Identified by Casselberry Staff 2/12/09 | R | 3351.4638 | 606898.8274 | 40 | 30% | 55% | 17.0264 | 1.194
13 | 4 | 0.083214 | 41 | 13 | 4 | IND | 26.0926 | 1.754 | 7076.808 | 475.796 | 0.518 | 0.323 | 13.52 | 0.566 | 3666.784 | 153.491 | 0.083214 | 6.43 | 0.285 | 0.53506 | 0.023716 | 0.246 | 0.16272 | 2786 | 11 | Wet Detention Pond (S) | 0.6 | Casselberry | Oakwood Park - retention pond | Existing | Existing | Identified by Casselberry Staff 2/12/09 | R | 3351.4638 | 606898.8274 | 41 | 30% | 55% | 0.16052 | 0.013044
10 | 2 | 1.3807 | 11 | 10 | 2 | MDR | 8.9213 | 0.434 | 10274.538 | 499.47 | 0.218 | 0.108 | 1.945 | 0.047 | 2239.911 | 53.782 | 1.3807 | 0.929 | 0.024 | 1.2827 | 0.033137 | 0.104 | 0.054197 | 2787 | 11 | Wet Detention Pond (S) | 0.6 | Casselberry | Oxford Apartments - retention pond - wetland areas | Existing | Existing | Identified by Casselberry Staff 2/12/09 | AI | 5113.6437 | 989374.5782 | 11 | 30% | 55% | 0.3848 | 0.018225
10 | 3 | 15.1003 | 12 | 10 | 3 | HDR | 20.4816 | 1.592 | 2308.35 | 179.368 | 0.218 | 0.11 | 4.463 | 0.176 | 503.021 | 19.791 | 15.1003 | 2.131 | 0.089 | 32.1787 | 1.3439 | 0.104 | 0.055829 | 2787 | 11 | Wet Detention Pond (S) | 0.6 | Casselberry | Oxford Apartments - retention pond - wetland areas | Existing | Existing | Identified by Casselberry Staff 2/12/09 | AI | 5113.6437 | 989374.5782 | 12 | 30% | 55% | 9.6536 | 0.73916
10 | 4 | 0.2291 | 13 | 10 | 4 | IND | 13.1528 | 1.186 | 6233.588 | 562.16 | 0.215 | 0.107 | 2.826 | 0.127 | 1339.375 | 60.359 | 0.2291 | 1.344 | 0.064 | 0.30791 | 0.014662 | 0.102 | 0.054107 | 2787 | 11 | Wet Detention Pond (S) | 0.6 | Casselberry | Oxford Apartments - retention pond - wetland areas | Existing | Existing | Identified by Casselberry Staff 2/12/09 | AI | 5113.6437 | 989374.5782 | 13 | 30% | 55% | 0.092373 | 0.0080643
10 | 11 | 0.0055699 | 17 | 10 | 11 | FOR | 1.9398 | 0.077 | 122.463 | 4.863 | 0.239 | 0.122 | 0.463 | 0.009 | 29.233 | 0.593 | 0.0055699 | 0.225 | 0.005 | 0.0012532 | 2.785e-05 | 0.116 | 0.06237 | 2787 | 11 | Wet Detention Pond (S) | 0.6 | Casselberry | Oxford Apartments - retention pond - wetland areas | Existing | Existing | Identified by Casselberry Staff 2/12/09 | AI | 5113.6437 | 989374.5782 | 17 | 30% | 55% | 0.00037597 | 1.5317e-05
10 | 13 | 5.9974 | 19 | 10 | 13 | WET | 10.9043 | 0.715 | 2850.635 | 186.795 | 0.218 | 0.109 | 2.376 | 0.078 | 621.194 | 20.323 | 5.9974 | 1.134 | 0.039 | 6.801 | 0.2339 | 0.104 | 0.054868 | 2787 | 11 | Wet Detention Pond (S) | 0.6 | Casselberry | Oxford Apartments - retention pond - wetland areas | Existing | Existing | Identified by Casselberry Staff 2/12/09 | AI | 5113.6437 | 989374.5782 | 19 | 30% | 55% | 2.0403 | 0.12864
46 | 2 | 0.30234 | 341 | 46 | 2 | MDR | 13.7343 | 0.645 | 12517.372 | 587.845 | 0.585 | 0.835 | 8.036 | 0.539 | 7324.398 | 490.966 | 0.30234 | 6.155 | 0.317 | 1.8609 | 0.095841 | 0.448 | 0.49116 | 2789 | 11 | Wet Detention Pond (S) | 0.6 | Casselberry | Park Maitland Villas - retention | Existing Update | Existing Update | Identified by Casselberry Staff 2/12/09 | AT | 3234.2509 | 433994.4283 | 341 | 30% | 55% | 0.55826 | 0.052712
46 | 3 | 8.6356 | 342 | 46 | 3 | HDR | 29.2966 | 2.128 | 15135.696 | 1099.348 | 0.585 | 0.841 | 17.131 | 1.789 | 8850.484 | 924.087 | 8.6356 | 13.118 | 1.05 | 113.2821 | 9.0674 | 0.448 | 0.49364 | 2789 | 11 | Wet Detention Pond (S) | 0.6 | Casselberry | Park Maitland Villas - retention | Existing Update | Existing Update | Identified by Casselberry Staff 2/12/09 | AT | 3234.2509 | 433994.4283 | 342 | 30% | 55% | 33.9846 | 4.9871
46 | 4 | 0.083049 | 343 | 46 | 4 | IND | 17.0006 | 1.432 | 5136.665 | 432.629 | 0.581 | 0.828 | 9.877 | 1.185 | 2984.427 | 358.031 | 0.083049 | 7.542 | 0.694 | 0.62636 | 0.057636 | 0.444 | 0.48499 | 2789 | 11 | Wet Detention Pond (S) | 0.6 | Casselberry | Park Maitland Villas - retention | Existing Update | Existing Update | Identified by Casselberry Staff 2/12/09 | AT | 3234.2509 | 433994.4283 | 343 | 30% | 55% | 0.18791 | 0.0317
46 | 12 | 0.94217 | 349 | 46 | 12 | WAT | 1.258 | 0.048 | 618.54 | 23.423 | 0.591 | 0.9 | 0.744 | 0.043 | 365.844 | 21.08 | 0.94217 | 0.569 | 0.025 | 0.5361 | 0.023554 | 0.452 | 0.53317 | 2789 | 11 | Wet Detention Pond (S) | 0.6 | Casselberry | Park Maitland Villas - retention | Existing Update | Existing Update | Identified by Casselberry Staff 2/12/09 | AT | 3234.2509 | 433994.4283 | 349 | 30% | 55% | 0.16083 | 0.012955
10 | 2 | 4.2862 | 11 | 10 | 2 | MDR | 8.9213 | 0.434 | 10274.538 | 499.47 | 0.218 | 0.108 | 1.945 | 0.047 | 2239.911 | 53.782 | 4.2862 | 0.929 | 0.024 | 3.9819 | 0.10287 | 0.104 | 0.054197 | 2790 | 11 | Wet Detention Pond (S) | 0.6 | Casselberry | Piney Ridge Pond - landlocked wet pond | Existing Update | Existing Update | Identified by Casselberry Staff 2/12/09 | AF | 2888.1671 | 482117.9967 | 11 | 30% | 55% | 1.1946 | 0.056578
10 | 4 | 4.202 | 13 | 10 | 4 | IND | 13.1528 | 1.186 | 6233.588 | 562.16 | 0.215 | 0.107 | 2.826 | 0.127 | 1339.375 | 60.359 | 4.202 | 1.344 | 0.064 | 5.6475 | 0.26893 | 0.102 | 0.054107 | 2790 | 11 | Wet Detention Pond (S) | 0.6 | Casselberry | Piney Ridge Pond - landlocked wet pond | Existing Update | Existing Update | Identified by Casselberry Staff 2/12/09 | AF | 2888.1671 | 482117.9967 | 13 | 30% | 55% | 1.6942 | 0.14791
10 | 11 | 1.6501 | 17 | 10 | 11 | FOR | 1.9398 | 0.077 | 122.463 | 4.863 | 0.239 | 0.122 | 0.463 | 0.009 | 29.233 | 0.593 | 1.6501 | 0.225 | 0.005 | 0.37127 | 0.0082504 | 0.116 | 0.06237 | 2790 | 11 | Wet Detention Pond (S) | 0.6 | Casselberry | Piney Ridge Pond - landlocked wet pond | Existing Update | Existing Update | Identified by Casselberry Staff 2/12/09 | AF | 2888.1671 | 482117.9967 | 17 | 30% | 55% | 0.11138 | 0.0045377
10 | 13 | 0.92967 | 19 | 10 | 13 | WET | 10.9043 | 0.715 | 2850.635 | 186.795 | 0.218 | 0.109 | 2.376 | 0.078 | 621.194 | 20.323 | 0.92967 | 1.134 | 0.039 | 1.0542 | 0.036257 | 0.104 | 0.054868 | 2790 | 11 | Wet Detention Pond (S) | 0.6 | Casselberry | Piney Ridge Pond - landlocked wet pond | Existing Update | Existing Update | Identified by Casselberry Staff 2/12/09 | AF | 2888.1671 | 482117.9967 | 19 | 30% | 55% | 0.31627 | 0.019941
44 | 4 | 0.010254 | 320 | 44 | 4 | IND | 19.3728 | 1.729 | 6451.954 | 575.835 | 0.327 | 0.198 | 6.341 | 0.343 | 2111.931 | 114.125 | 0.010254 | 3.531 | 0.162 | 0.036207 | 0.0016612 | 0.182 | 0.093784 | 2829 | 11 | Wet Detention Pond (S) | 0.6 | Orange County | Orange County Existing Wet Pond Treatment | Existing Update | Existing-Update | Digitized by Orange County 1/2009 |  | 6914.0644 | 1624817.6044 | 320 | 30% | 55% | 0.010862 | 0.00091364
44 | 2 | 0.0033575 | 318 | 44 | 2 | MDR | 15.6987 | 0.788 | 13549.489 | 680.352 | 0.33 | 0.198 | 5.183 | 0.156 | 4473.784 | 134.856 | 0.0033575 | 2.897 | 0.074 | 0.0097267 | 0.00024845 | 0.185 | 0.094305 | 2837 | 11 | Wet Detention Pond (S) | 0.6 | Orange County | Orange County Existing Wet Pond Treatment | Existing Update | Existing-Update | Digitized by Orange County 1/2009 |  | 14938.0326 | 4634263.9737 | 318 | 30% | 55% | 0.002918 | 0.00013665
13 | 4 | 0.013402 | 41 | 13 | 4 | IND | 26.0926 | 1.754 | 7076.808 | 475.796 | 0.518 | 0.323 | 13.52 | 0.566 | 3666.784 | 153.491 | 0.013402 | 6.43 | 0.285 | 0.086178 | 0.0038197 | 0.246 | 0.16272 | 2770 | 11 | Wet Detention Pond (S) | 0.6 | Casselberry | 17-92 Parcels - retention pond | Existing Update | Existing Update | Identified by Casselberry Staff 2/12/09 | T | 1931.9845 | 199473.7089 | 41 | 30% | 55% | 0.025853 | 0.0021008
46 | 4 | 0.00010222 | 343 | 46 | 4 | IND | 17.0006 | 1.432 | 5136.665 | 432.629 | 0.581 | 0.828 | 9.877 | 1.185 | 2984.427 | 358.031 | 0.00010222 | 7.542 | 0.694 | 0.00077095 | 7.0941e-05 | 0.444 | 0.48499 | 2804 | 11 | Wet Detention Pond (S) | 0.6 | FDOT | E- SR436 Wet Detention | Existing Update | Existing-Update | Wet Detention Pond | SR 436_SC | 8594.1994 | 833814.7046 | 343 | 30% | 55% | 0.00023128 | 3.9018e-05
46 | 4 | 0.00010222 | 343 | 46 | 4 | IND | 17.0006 | 1.432 | 5136.665 | 432.629 | 0.581 | 0.828 | 9.877 | 1.185 | 2984.427 | 358.031 | 0.00010222 | 7.542 | 0.694 | 0.00077095 | 7.0941e-05 | 0.444 | 0.48499 | 2779 | 11 | Wet Detention Pond (S) | 0.6 | Casselberry | Indian Hills - retention pond | Existing | Existing | Identified by Casselberry Staff 2/12/09 | AJ | 7773.9353 | 2530408.6839 | 343 | 30% | 55% | 0.00023128 | 3.9018e-05
48 | 4 | 0.28645 | 359 | 48 | 4 | IND | 17.5641 | 1.47 | 2818.413 | 235.959 | 0.533 | 0.603 | 9.355 | 0.887 | 1501.072 | 142.35 | 0.28645 | 4.213 | 0.473 | 1.2068 | 0.13549 | 0.24 | 0.32137 | 2804 | 11 | Wet Detention Pond (S) | 0.6 | FDOT | E- SR436 Wet Detention | Existing Update | Existing-Update | Wet Detention Pond | SR 436_SC | 8594.1994 | 833814.7046 | 359 | 30% | 55% | 0.36204 | 0.074519
48 | 4 | 0.28645 | 359 | 48 | 4 | IND | 17.5641 | 1.47 | 2818.413 | 235.959 | 0.533 | 0.603 | 9.355 | 0.887 | 1501.072 | 142.35 | 0.28645 | 4.213 | 0.473 | 1.2068 | 0.13549 | 0.24 | 0.32137 | 2779 | 11 | Wet Detention Pond (S) | 0.6 | Casselberry | Indian Hills - retention pond | Existing | Existing | Identified by Casselberry Staff 2/12/09 | AJ | 7773.9353 | 2530408.6839 | 359 | 30% | 55% | 0.36204 | 0.074519
15 | 4 | 0.0037703 | 50 | 15 | 4 | IND | 9.745 | 0.997 | 2826.058 | 289.213 | 0.468 | 0.494 | 4.565 | 0.492 | 1323.876 | 142.73 | 0.0037703 | 4.565 | 0.492 | 0.017212 | 0.001855 | 0.468 | 0.49351 | 2803 | 11 | Wet Detention Pond (S) | 0.6 | FDOT | E - SR434: Wet Detention/Retention | Existing Update | Existing-Update | Wet Ponds | SR 434_SC | 50911.9261 | 3542352.9908 | 50 | 30% | 55% | 0.0051635 | 0.0010203
27 | 4 | 0.0037703 | 162 | 27 | 4 | IND | 11.0624 | 1.21 | 10869.185 | 1188.593 | 0.31 | 0.307 | 3.425 | 0.372 | 3365.144 | 365.357 | 0.0037703 | 3.425 | 0.372 | 0.012913 | 0.0014026 | 0.31 | 0.30739 | 2803 | 11 | Wet Detention Pond (S) | 0.6 | FDOT | E - SR434: Wet Detention/Retention | Existing Update | Existing-Update | Wet Ponds | SR 434_SC | 50911.9261 | 3542352.9908 | 162 | 30% | 55% | 0.003874 | 0.00077141
90 | 4 | 0.0037703 | 548 | 90 | 4 | IND | 14.9374 | 1.425 | 2368.245 | 225.99 | 0.803 | 0.836 | 11.993 | 1.191 | 1901.418 | 188.888 | 0.0037703 | 5.645 | 0.592 | 0.021284 | 0.002232 | 0.378 | 0.41522 | 2803 | 11 | Wet Detention Pond (S) | 0.6 | FDOT | E - SR434: Wet Detention/Retention | Existing Update | Existing-Update | Wet Ponds | SR 434_SC | 50911.9261 | 3542352.9908 | 548 | 30% | 55% | 0.0063851 | 0.0012276
46 | 3 | 3.7183 | 342 | 46 | 3 | HDR | 29.2966 | 2.128 | 15135.696 | 1099.348 | 0.585 | 0.841 | 17.131 | 1.789 | 8850.484 | 924.087 | 3.7183 | 13.118 | 1.05 | 48.7769 | 3.9042 | 0.448 | 0.49364 | 3352 | 58 | Wet Detention Pond (S) | 0.4 | Casselberry | CDS | Existing Update | Existing Project | Identified by Casselberry Staff 2/12/09 | AN | 1732.868 | 161969.1696 | 342 | 30% | 55% | 14.6331 | 2.1473
46 | 2 | 24.1375 | 341 | 46 | 2 | MDR | 13.7343 | 0.645 | 12517.372 | 587.845 | 0.585 | 0.835 | 8.036 | 0.539 | 7324.398 | 490.966 | 24.1375 | 6.155 | 0.317 | 148.5664 | 7.6516 | 0.448 | 0.49116 | 3353 | 58 | Wet Detention Pond (S) | 0.4 | Casselberry | Cannon Way Area | Existing Update | Existing Update | Identified by Casselberry Staff 2/12/09 | AL | 5284.9935 | 1329750.6438 | 341 | 30% | 55% | 44.5699 | 4.2084
46 | 4 | 4.1288 | 343 | 46 | 4 | IND | 17.0006 | 1.432 | 5136.665 | 432.629 | 0.581 | 0.828 | 9.877 | 1.185 | 2984.427 | 358.031 | 4.1288 | 7.542 | 0.694 | 31.1393 | 2.8654 | 0.444 | 0.48499 | 3353 | 58 | Wet Detention Pond (S) | 0.4 | Casselberry | Cannon Way Area | Existing Update | Existing Update | Identified by Casselberry Staff 2/12/09 | AL | 5284.9935 | 1329750.6438 | 343 | 30% | 55% | 9.3418 | 1.576
46 | 6 | 2.2607 | 344 | 46 | 6 | OPE | 7.8531 | 0.34 | 453.903 | 19.632 | 0.587 | 0.847 | 4.613 | 0.288 | 266.622 | 16.626 | 2.2607 | 3.539 | 0.17 | 8.0006 | 0.38432 | 0.451 | 0.49916 | 3353 | 58 | Wet Detention Pond (S) | 0.4 | Casselberry | Cannon Way Area | Existing Update | Existing Update | Identified by Casselberry Staff 2/12/09 | AL | 5284.9935 | 1329750.6438 | 344 | 30% | 55% | 2.4002 | 0.21138
38 | 2 | 0.0062346 | 248 | 38 | 2 | MDR | 8.5662 | 0.781 | 5390.011 | 491.366 | 0.752 | 0.731 | 6.439 | 0.571 | 4051.586 | 359.418 | 0.0062346 | 6.439 | 0.571 | 0.040145 | 0.00356 | 0.752 | 0.73147 | 3101 | 24 | Wet Ponds | 0.2 | FDOT | FM: 240167-1 SR434 | Project | Future Project | Credit for 1/3 Wet Pond Treatment | Central Ave N | 25690.8096 | 1653892.7545 | 248 | 30% | 55% | 0.012043 | 0.001958
41 | 1 | 0.16918 | 282 | 41 | 1 | LDR | 6.4645 | 0.301 | 7159.582 | 333.43 | 0.961 | 0.923 | 6.211 | 0.278 | 6878.392 | 307.743 | 0.16918 | 5.446 | 0.246 | 0.92133 | 0.041617 | 0.842 | 0.81555 | 3101 | 24 | Wet Ponds | 0.2 | FDOT | FM: 240167-1 SR434 | Project | Future Project | Credit for 1/3 Wet Pond Treatment | Central Ave N | 25690.8096 | 1653892.7545 | 282 | 30% | 55% | 0.2764 | 0.022889
41 | 2 | 1.2181 | 283 | 41 | 2 | MDR | 11.9201 | 0.582 | 23513.664 | 1147.493 | 0.961 | 0.923 | 11.452 | 0.537 | 22589.972 | 1059.182 | 1.2181 | 10.039 | 0.474 | 12.2286 | 0.57739 | 0.842 | 0.81527 | 3101 | 24 | Wet Ponds | 0.2 | FDOT | FM: 240167-1 SR434 | Project | Future Project | Credit for 1/3 Wet Pond Treatment | Central Ave N | 25690.8096 | 1653892.7545 | 283 | 30% | 55% | 3.6686 | 0.31756
41 | 3 | 0.01786 | 284 | 41 | 3 | HDR | 25.4619 | 1.917 | 15674.111 | 1180.15 | 0.961 | 0.923 | 24.461 | 1.77 | 15057.713 | 1089.811 | 0.01786 | 21.44 | 1.565 | 0.38293 | 0.027952 | 0.842 | 0.81633 | 3101 | 24 | Wet Ponds | 0.2 | FDOT | FM: 240167-1 SR434 | Project | Future Project | Credit for 1/3 Wet Pond Treatment | Central Ave N | 25690.8096 | 1653892.7545 | 284 | 30% | 55% | 0.11488 | 0.015373
41 | 4 | 35.3989 | 285 | 41 | 4 | IND | 15.0465 | 1.299 | 22984.638 | 1984.314 | 0.961 | 0.924 | 14.457 | 1.2 | 22084.136 | 1832.828 | 35.3989 | 12.656 | 1.059 | 448.008 | 37.4874 | 0.841 | 0.81549 | 3101 | 24 | Wet Ponds | 0.2 | FDOT | FM: 240167-1 SR434 | Project | Future Project | Credit for 1/3 Wet Pond Treatment | Central Ave N | 25690.8096 | 1653892.7545 | 285 | 30% | 55% | 134.4024 | 20.6181
41 | 10 | 0.18092 | 290 | 41 | 10 | RAN | 5.062 | 0.211 | 1204.825 | 50.143 | 0.96 | 0.922 | 4.86 | 0.194 | 1156.789 | 46.234 | 0.18092 | 4.268 | 0.172 | 0.77218 | 0.031119 | 0.843 | 0.81592 | 3101 | 24 | Wet Ponds | 0.2 | FDOT | FM: 240167-1 SR434 | Project | Future Project | Credit for 1/3 Wet Pond Treatment | Central Ave N | 25690.8096 | 1653892.7545 | 290 | 30% | 55% | 0.23165 | 0.017115
41 | 11 | 0.13541 | 291 | 41 | 11 | FOR | 3.3637 | 0.139 | 1738.258 | 71.607 | 0.961 | 0.923 | 3.231 | 0.128 | 1669.641 | 66.092 | 0.13541 | 2.844 | 0.114 | 0.38511 | 0.015437 | 0.846 | 0.81972 | 3101 | 24 | Wet Ponds | 0.2 | FDOT | FM: 240167-1 SR434 | Project | Future Project | Credit for 1/3 Wet Pond Treatment | Central Ave N | 25690.8096 | 1653892.7545 | 291 | 30% | 55% | 0.11553 | 0.0084902
41 | 12 | 0.00083695 | 292 | 41 | 12 | WAT | 1.0456 | 0.041 | 281.889 | 11.073 | 0.962 | 0.921 | 1.006 | 0.038 | 271.1 | 10.202 | 0.00083695 | 0.885 | 0.034 | 0.0007407 | 2.8456e-05 | 0.847 | 0.81969 | 3101 | 24 | Wet Ponds | 0.2 | FDOT | FM: 240167-1 SR434 | Project | Future Project | Credit for 1/3 Wet Pond Treatment | Central Ave N | 25690.8096 | 1653892.7545 | 292 | 30% | 55% | 0.00022221 | 1.5651e-05
41 | 13 | 0.29667 | 293 | 41 | 13 | WET | 1.0484 | 0.041 | 1567.871 | 61.608 | 0.962 | 0.921 | 1.008 | 0.038 | 1507.852 | 56.766 | 0.29667 | 0.888 | 0.034 | 0.26344 | 0.010087 | 0.847 | 0.81976 | 3101 | 24 | Wet Ponds | 0.2 | FDOT | FM: 240167-1 SR434 | Project | Future Project | Credit for 1/3 Wet Pond Treatment | Central Ave N | 25690.8096 | 1653892.7545 | 293 | 30% | 55% | 0.079033 | 0.0055478
44 | 2 | 0.17819 | 318 | 44 | 2 | MDR | 15.6987 | 0.788 | 13549.489 | 680.352 | 0.33 | 0.198 | 5.183 | 0.156 | 4473.784 | 134.856 | 0.17819 | 2.897 | 0.074 | 0.51623 | 0.013186 | 0.185 | 0.094305 | 3313 | 49 | Wet Ponds | 0.1 | Orange County | Hall Road Improvements | Project | Project | Digitized by Orange County Stormwater 2/2009 |  | 1148.7011 | 36825.1461 | 318 | 30% | 55% | 0.15487 | 0.0072525
44 | 4 | 0.6672 | 320 | 44 | 4 | IND | 19.3728 | 1.729 | 6451.954 | 575.835 | 0.327 | 0.198 | 6.341 | 0.343 | 2111.931 | 114.125 | 0.6672 | 3.531 | 0.162 | 2.3559 | 0.10809 | 0.182 | 0.093784 | 3313 | 49 | Wet Ponds | 0.1 | Orange County | Hall Road Improvements | Project | Project | Digitized by Orange County Stormwater 2/2009 |  | 1148.7011 | 36825.1461 | 320 | 30% | 55% | 0.70676 | 0.059447
44 | 1 | 19.3282 | 317 | 44 | 1 | LDR | 8.5464 | 0.409 | 1023.92 | 49.032 | 0.331 | 0.199 | 2.827 | 0.081 | 338.68 | 9.763 | 19.3282 | 1.581 | 0.039 | 30.5579 | 0.7538 | 0.185 | 0.094978 | 3312 | 48 | Wet Ponds | 0.05 | Orange County | OC CIP Lake Wauntta | Project | Project | Digitized by Orange County Stormwater 2/2009 |  | 16344.4332 | 5498868.2839 | 317 | 30% | 55% | 9.1674 | 0.41459
44 | 2 | 36.9416 | 318 | 44 | 2 | MDR | 15.6987 | 0.788 | 13549.489 | 680.352 | 0.33 | 0.198 | 5.183 | 0.156 | 4473.784 | 134.856 | 36.9416 | 2.897 | 0.074 | 107.0197 | 2.7337 | 0.185 | 0.094305 | 3312 | 48 | Wet Ponds | 0.05 | Orange County | OC CIP Lake Wauntta | Project | Project | Digitized by Orange County Stormwater 2/2009 |  | 16344.4332 | 5498868.2839 | 318 | 30% | 55% | 32.1059 | 1.5035
44 | 4 | 0.36318 | 320 | 44 | 4 | IND | 19.3728 | 1.729 | 6451.954 | 575.835 | 0.327 | 0.198 | 6.341 | 0.343 | 2111.931 | 114.125 | 0.36318 | 3.531 | 0.162 | 1.2824 | 0.058835 | 0.182 | 0.093784 | 3312 | 48 | Wet Ponds | 0.05 | Orange County | OC CIP Lake Wauntta | Project | Project | Digitized by Orange County Stormwater 2/2009 |  | 16344.4332 | 5498868.2839 | 320 | 30% | 55% | 0.38471 | 0.032359
44 | 12 | 69.0012 | 326 | 44 | 12 | WAT | 1.4724 | 0.06 | 593.132 | 23.988 | 0.34 | 0.213 | 0.5 | 0.013 | 201.564 | 5.118 | 69.0012 | 0.284 | 0.006 | 19.5963 | 0.41401 | 0.193 | 0.10639 | 3312 | 48 | Wet Ponds | 0.05 | Orange County | OC CIP Lake Wauntta | Project | Project | Digitized by Orange County Stormwater 2/2009 |  | 16344.4332 | 5498868.2839 | 326 | 30% | 55% | 5.8789 | 0.2277
44 | 13 | 0.603 | 327 | 44 | 13 | WET | 1.4743 | 0.06 | 265.45 | 10.738 | 0.34 | 0.213 | 0.501 | 0.013 | 90.226 | 2.292 | 0.603 | 0.284 | 0.006 | 0.17125 | 0.003618 | 0.193 | 0.10643 | 3312 | 48 | Wet Ponds | 0.05 | Orange County | OC CIP Lake Wauntta | Project | Project | Digitized by Orange County Stormwater 2/2009 |  | 16344.4332 | 5498868.2839 | 327 | 30% | 55% | 0.051376 | 0.0019899
60 | 2 | 24.3952 | 444 | 60 | 2 | MDR | 10.4609 | 0.537 | 2663.688 | 136.786 | 0.205 | 0.067 | 2.148 | 0.036 | 546.941 | 9.2 | 24.3952 | 0.164 | 0.003 | 4.0008 | 0.073186 | 0.016 | 0.0051881 | 3146 | 29 | Wet Ponds | 0.2 | Winter Park | Waterbridge Subdivision | Existing Update | Update Existing |  |  | 6031.6251 | 1518546.9017 | 444 | 30% | 55% | 1.2002 | 0.040252
60 | 3 | 10.3998 | 445 | 60 | 3 | HDR | 23.9532 | 1.868 | 801.89 | 62.536 | 0.205 | 0.068 | 4.917 | 0.127 | 164.625 | 4.261 | 10.3998 | 0.375 | 0.01 | 3.8999 | 0.104 | 0.016 | 0.0054675 | 3146 | 29 | Wet Ponds | 0.2 | Winter Park | Waterbridge Subdivision | Existing Update | Update Existing |  |  | 6031.6251 | 1518546.9017 | 445 | 30% | 55% | 1.17 | 0.057199
59 | 2 | 50.2176 | 437 | 59 | 2 | MDR | 8.787 | 0.433 | 2451.334 | 120.688 | 0.245 | 0.087 | 2.154 | 0.038 | 600.843 | 10.559 | 50.2176 | 0.164 | 0.003 | 8.2357 | 0.15065 | 0.019 | 0.0066397 | 3147 | 29 | Wet Ponds | 0.2 | Winter Park | Windsong | Existing | Existing |  |  | 8912.0822 | 3295003.3752 | 437 | 30% | 55% | 2.4707 | 0.082859
59 | 11 | 0.16293 | 440 | 59 | 11 | FOR | 1.5844 | 0.065 | 22.989 | 0.95 | 0.288 | 0.105 | 0.457 | 0.007 | 6.625 | 0.1 | 0.16293 | 0.041 | 0.001 | 0.0066801 | 0.00016293 | 0.026 | 0.010436 | 3147 | 29 | Wet Ponds | 0.2 | Winter Park | Windsong | Existing | Existing |  |  | 8912.0822 | 3295003.3752 | 440 | 30% | 55% | 0.002004 | 8.9611e-05
59 | 12 | 3.0831 | 441 | 59 | 12 | WAT | 0.29442 | 0.007 | 22.883 | 0.525 | 0.258 | 0.105 | 0.076 | 0.001 | 5.908 | 0.055 | 3.0831 | 0.005 | 0 | 0.015416 | 0 | 0.017 | 0.010308 | 3147 | 29 | Wet Ponds | 0.2 | Winter Park | Windsong | Existing | Existing |  |  | 8912.0822 | 3295003.3752 | 441 | 30% | 55% | 0.0046247 | 0
59 | 13 | 1.544 | 442 | 59 | 13 | WET | 0.82801 | 0.032 | 4.034 | 0.156 | 0.264 | 0.113 | 0.218 | 0.004 | 1.063 | 0.018 | 1.544 | 0.014 | 0 | 0.021616 | 0 | 0.017 | 0.012251 | 3147 | 29 | Wet Ponds | 0.2 | Winter Park | Windsong | Existing | Existing |  |  | 8912.0822 | 3295003.3752 | 442 | 30% | 55% | 0.0064849 | 0
60 | 2 | 19.8768 | 444 | 60 | 2 | MDR | 10.4609 | 0.537 | 2663.688 | 136.786 | 0.205 | 0.067 | 2.148 | 0.036 | 546.941 | 9.2 | 19.8768 | 0.164 | 0.003 | 3.2598 | 0.05963 | 0.016 | 0.0051881 | 3147 | 29 | Wet Ponds | 0.2 | Winter Park | Windsong | Existing | Existing |  |  | 8912.0822 | 3295003.3752 | 444 | 30% | 55% | 0.97794 | 0.032797
60 | 11 | 0.046332 | 449 | 60 | 11 | FOR | 1.8783 | 0.08 | 20.73 | 0.883 | 0.244 | 0.082 | 0.459 | 0.007 | 5.066 | 0.072 | 0.046332 | 0.041 | 0.001 | 0.0018996 | 4.6332e-05 | 0.022 | 0.0082069 | 3147 | 29 | Wet Ponds | 0.2 | Winter Park | Windsong | Existing | Existing |  |  | 8912.0822 | 3295003.3752 | 449 | 30% | 55% | 0.00056988 | 2.5482e-05
60 | 13 | 0.71228 | 451 | 60 | 13 | WET | 0.98012 | 0.04 | 7.789 | 0.316 | 0.225 | 0.092 | 0.221 | 0.004 | 1.755 | 0.029 | 0.71228 | 0.014 | 0 | 0.009972 | 0 | 0.015 | 0.0097727 | 3147 | 29 | Wet Ponds | 0.2 | Winter Park | Windsong | Existing | Existing |  |  | 8912.0822 | 3295003.3752 | 451 | 30% | 55% | 0.0029916 | 0
59 | 2 | 66.8906 | 437 | 59 | 2 | MDR | 8.787 | 0.433 | 2451.334 | 120.688 | 0.245 | 0.087 | 2.154 | 0.038 | 600.843 | 10.559 | 66.8906 | 0.164 | 0.003 | 10.9701 | 0.20067 | 0.019 | 0.0066397 | 3148 | 29 | Wet Ponds | 0.2 | Winter Park | Windsong Agreement | Existing Update | Update Existing |  |  | 9102.8787 | 3600356.6553 | 437 | 30% | 55% | 3.291 | 0.11037
59 | 4 | 9.5688 | 438 | 59 | 4 | IND | 14.0186 | 1.204 | 408.816 | 35.102 | 0.234 | 0.085 | 3.28 | 0.102 | 95.66 | 2.986 | 9.5688 | 0.246 | 0.008 | 2.3539 | 0.07655 | 0.018 | 0.0064574 | 3148 | 29 | Wet Ponds | 0.2 | Winter Park | Windsong Agreement | Existing Update | Update Existing |  |  | 9102.8787 | 3600356.6553 | 438 | 30% | 55% | 0.70617 | 0.042103
60 | 2 | 0.66721 | 444 | 60 | 2 | MDR | 10.4609 | 0.537 | 2663.688 | 136.786 | 0.205 | 0.067 | 2.148 | 0.036 | 546.941 | 9.2 | 0.66721 | 0.164 | 0.003 | 0.10942 | 0.0020016 | 0.016 | 0.0051881 | 3148 | 29 | Wet Ponds | 0.2 | Winter Park | Windsong Agreement | Existing Update | Update Existing |  |  | 9102.8787 | 3600356.6553 | 444 | 30% | 55% | 0.032827 | 0.0011009
55 | 2 | 0.54909 | 409 | 55 | 2 | MDR | 5.7108 | 0.271 | 531.225 | 25.229 | 0.23 | 0.231 | 1.312 | 0.063 | 122.064 | 5.84 | 0.54909 | 0.029 | 0.001 | 0.015924 | 0.00054909 | 0.005 | 0.0029035 | 3134 | 29 | Wet Ponds | 0.2 | Winter Park | 9nth Grade Ctr Pond | Existing | Existing |  |  | 12391.882 | 4826329.7395 | 409 | 30% | 55% | 0.0047771 | 0.000302
55 | 4 | 0.40674 | 410 | 55 | 4 | IND | 9.3984 | 0.78 | 1374.955 | 114.092 | 0.224 | 0.227 | 2.103 | 0.177 | 307.589 | 25.895 | 0.40674 | 0.043 | 0.002 | 0.01749 | 0.00081348 | 0.005 | 0.0027609 | 3134 | 29 | Wet Ponds | 0.2 | Winter Park | 9nth Grade Ctr Pond | Existing | Existing |  |  | 12391.882 | 4826329.7395 | 410 | 30% | 55% | 0.005247 | 0.00044742
57 | 4 | 0.82522 | 420 | 57 | 4 | IND | 14.965 | 1.118 | 1618.052 | 120.881 | 0.652 | 0.441 | 9.757 | 0.493 | 1054.976 | 53.299 | 0.82522 | 1.717 | 0.151 | 1.4169 | 0.12461 | 0.115 | 0.13464 | 3134 | 29 | Wet Ponds | 0.2 | Winter Park | 9nth Grade Ctr Pond | Existing | Existing |  |  | 12391.882 | 4826329.7395 | 420 | 30% | 55% | 0.42507 | 0.068534
58 | 2 | 49.0206 | 427 | 58 | 2 | MDR | 9.8281 | 0.44 | 3808.185 | 170.631 | 0.501 | 0.315 | 4.924 | 0.139 | 1908.105 | 53.755 | 49.0206 | 0.633 | 0.023 | 31.03 | 1.1275 | 0.064 | 0.052984 | 3134 | 29 | Wet Ponds | 0.2 | Winter Park | 9nth Grade Ctr Pond | Existing | Existing |  |  | 12391.882 | 4826329.7395 | 427 | 30% | 55% | 9.309 | 0.62011
58 | 3 | 6.2999 | 428 | 58 | 3 | HDR | 22.5044 | 1.53 | 928.517 | 63.139 | 0.501 | 0.315 | 11.275 | 0.483 | 465.213 | 19.91 | 6.2999 | 1.45 | 0.085 | 9.1349 | 0.53549 | 0.064 | 0.055471 | 3134 | 29 | Wet Ponds | 0.2 | Winter Park | 9nth Grade Ctr Pond | Existing | Existing |  |  | 12391.882 | 4826329.7395 | 428 | 30% | 55% | 2.7405 | 0.29452
58 | 4 | 50.8282 | 429 | 58 | 4 | IND | 15.6534 | 1.223 | 3061.189 | 239.111 | 0.496 | 0.309 | 7.77 | 0.378 | 1519.482 | 73.842 | 50.8282 | 0.973 | 0.063 | 49.4559 | 3.2022 | 0.062 | 0.051479 | 3134 | 29 | Wet Ponds | 0.2 | Winter Park | 9nth Grade Ctr Pond | Existing | Existing |  |  | 12391.882 | 4826329.7395 | 429 | 30% | 55% | 14.8368 | 1.7612
58 | 6 | 1.9775 | 430 | 58 | 6 | OPE | 4.3897 | 0.172 | 211.467 | 8.278 | 0.506 | 0.326 | 2.221 | 0.056 | 106.999 | 2.698 | 1.9775 | 0.292 | 0.01 | 0.57743 | 0.019775 | 0.066 | 0.057901 | 3134 | 29 | Wet Ponds | 0.2 | Winter Park | 9nth Grade Ctr Pond | Existing | Existing |  |  | 12391.882 | 4826329.7395 | 430 | 30% | 55% | 0.17323 | 0.010876
58 | 12 | 0.89045 | 434 | 58 | 12 | WAT | 0.32908 | 0.007 | 74.025 | 1.564 | 0.474 | 0.364 | 0.156 | 0.003 | 35.077 | 0.569 | 0.89045 | 0.018 | 0.001 | 0.016028 | 0.00089045 | 0.056 | 0.0793 | 3134 | 29 | Wet Ponds | 0.2 | Winter Park | 9nth Grade Ctr Pond | Existing | Existing |  |  | 12391.882 | 4826329.7395 | 434 | 30% | 55% | 0.0048084 | 0.00048975
51 | 2 | 4.0741 | 381 | 51 | 2 | MDR | 12.3118 | 0.61 | 8989.592 | 445.055 | 0.471 | 0.624 | 5.799 | 0.38 | 4234.099 | 277.813 | 4.0741 | 2.104 | 0.147 | 8.5719 | 0.59889 | 0.171 | 0.24118 | 3135 | 29 | Wet Ponds | 0.2 | Winter Park | Hamilton Place | Existing Update | Update Existing |  |  | 2344.3749 | 246560.9882 | 381 | 30% | 55% | 2.5716 | 0.32939
51 | 4 | 0.10958 | 383 | 51 | 4 | IND | 19.6928 | 1.698 | 1955.829 | 168.617 | 0.466 | 0.612 | 9.186 | 1.039 | 912.359 | 103.211 | 0.10958 | 3.274 | 0.399 | 0.35877 | 0.043723 | 0.166 | 0.23497 | 3135 | 29 | Wet Ponds | 0.2 | Winter Park | Hamilton Place | Existing Update | Update Existing |  |  | 2344.3749 | 246560.9882 | 383 | 30% | 55% | 0.10763 | 0.024047
51 | 6 | 1.4274 | 384 | 51 | 6 | OPE | 5.4756 | 0.237 | 44.616 | 1.932 | 0.474 | 0.653 | 2.597 | 0.155 | 21.161 | 1.262 | 1.4274 | 0.958 | 0.061 | 1.3675 | 0.087074 | 0.175 | 0.25879 | 3135 | 29 | Wet Ponds | 0.2 | Winter Park | Hamilton Place | Existing Update | Update Existing |  |  | 2344.3749 | 246560.9882 | 384 | 30% | 55% | 0.41025 | 0.047891
53 | 4 | 0.030374 | 397 | 53 | 4 | IND | 14.2092 | 1.148 | 5078.608 | 410.432 | 0.376 | 0.28 | 5.338 | 0.321 | 1907.765 | 114.742 | 0.030374 | 0.948 | 0.097 | 0.028794 | 0.0029463 | 0.067 | 0.084638 | 3135 | 29 | Wet Ponds | 0.2 | Winter Park | Hamilton Place | Existing Update | Update Existing |  |  | 2344.3749 | 246560.9882 | 397 | 30% | 55% | 0.0086383 | 0.0016204
53 | 6 | 0.018804 | 398 | 53 | 6 | OPE | 3.7267 | 0.149 | 69.498 | 2.783 | 0.398 | 0.296 | 1.481 | 0.044 | 27.627 | 0.823 | 0.018804 | 0.277 | 0.014 | 0.0052086 | 0.00026325 | 0.074 | 0.095584 | 3135 | 29 | Wet Ponds | 0.2 | Winter Park | Hamilton Place | Existing Update | Update Existing |  |  | 2344.3749 | 246560.9882 | 398 | 30% | 55% | 0.0015626 | 0.00014479
54 | 2 | 3.3148 | 403 | 54 | 2 | MDR | 7.7954 | 0.381 | 2954.832 | 144.529 | 0.256 | 0.097 | 1.997 | 0.037 | 756.882 | 14.091 | 3.3148 | 0.157 | 0.004 | 0.52042 | 0.013259 | 0.02 | 0.010971 | 3136 | 29 | Wet Ponds | 0.2 | Winter Park | Lake Island Interconnect | Existing | Existing |  |  | 9117.3786 | 1690561.1008 | 403 | 30% | 55% | 0.15613 | 0.0072925
54 | 3 | 2.5097 | 404 | 54 | 3 | HDR | 17.8456 | 1.33 | 737.078 | 54.952 | 0.256 | 0.098 | 4.572 | 0.131 | 188.841 | 5.401 | 2.5097 | 0.36 | 0.015 | 0.9035 | 0.037646 | 0.02 | 0.011434 | 3136 | 29 | Wet Ponds | 0.2 | Winter Park | Lake Island Interconnect | Existing | Existing |  |  | 9117.3786 | 1690561.1008 | 404 | 30% | 55% | 0.27105 | 0.020705
54 | 4 | 19.7853 | 405 | 54 | 4 | IND | 12.8914 | 1.1 | 4692.599 | 400.236 | 0.246 | 0.095 | 3.169 | 0.104 | 1153.707 | 37.957 | 19.7853 | 0.239 | 0.011 | 4.7287 | 0.21764 | 0.019 | 0.010459 | 3136 | 29 | Wet Ponds | 0.2 | Winter Park | Lake Island Interconnect | Existing | Existing |  |  | 9117.3786 | 1690561.1008 | 405 | 30% | 55% | 1.4186 | 0.1197
55 | 4 | 1.8741 | 410 | 55 | 4 | IND | 9.3984 | 0.78 | 1374.955 | 114.092 | 0.224 | 0.227 | 2.103 | 0.177 | 307.589 | 25.895 | 1.8741 | 0.043 | 0.002 | 0.080584 | 0.0037481 | 0.005 | 0.0027609 | 3136 | 29 | Wet Ponds | 0.2 | Winter Park | Lake Island Interconnect | Existing | Existing |  |  | 9117.3786 | 1690561.1008 | 410 | 30% | 55% | 0.024175 | 0.0020615
56 | 2 | 0.65818 | 413 | 56 | 2 | MDR | 7.8606 | 0.394 | 147.967 | 7.417 | 0.412 | 0.514 | 3.235 | 0.203 | 60.899 | 3.814 | 0.65818 | 0.068 | 0.002 | 0.044756 | 0.0013164 | 0.009 | 0.0057861 | 3136 | 29 | Wet Ponds | 0.2 | Winter Park | Lake Island Interconnect | Existing | Existing |  |  | 9117.3786 | 1690561.1008 | 413 | 30% | 55% | 0.013427 | 0.000724
56 | 4 | 4.5442 | 414 | 56 | 4 | IND | 12.8876 | 1.133 | 627.544 | 55.151 | 0.41 | 0.515 | 5.286 | 0.583 | 257.416 | 28.402 | 4.5442 | 0.103 | 0.006 | 0.46805 | 0.027265 | 0.008 | 0.0055424 | 3136 | 29 | Wet Ponds | 0.2 | Winter Park | Lake Island Interconnect | Existing | Existing |  |  | 9117.3786 | 1690561.1008 | 414 | 30% | 55% | 0.14042 | 0.014996
58 | 2 | 0.099087 | 427 | 58 | 2 | MDR | 9.8281 | 0.44 | 3808.185 | 170.631 | 0.501 | 0.315 | 4.924 | 0.139 | 1908.105 | 53.755 | 0.099087 | 0.633 | 0.023 | 0.062722 | 0.002279 | 0.064 | 0.052984 | 3136 | 29 | Wet Ponds | 0.2 | Winter Park | Lake Island Interconnect | Existing | Existing |  |  | 9117.3786 | 1690561.1008 | 427 | 30% | 55% | 0.018817 | 0.0012534
58 | 3 | 0.075706 | 428 | 58 | 3 | HDR | 22.5044 | 1.53 | 928.517 | 63.139 | 0.501 | 0.315 | 11.275 | 0.483 | 465.213 | 19.91 | 0.075706 | 1.45 | 0.085 | 0.10977 | 0.006435 | 0.064 | 0.055471 | 3136 | 29 | Wet Ponds | 0.2 | Winter Park | Lake Island Interconnect | Existing | Existing |  |  | 9117.3786 | 1690561.1008 | 428 | 30% | 55% | 0.032932 | 0.0035392
58 | 4 | 0.17223 | 429 | 58 | 4 | IND | 15.6534 | 1.223 | 3061.189 | 239.111 | 0.496 | 0.309 | 7.77 | 0.378 | 1519.482 | 73.842 | 0.17223 | 0.973 | 0.063 | 0.16758 | 0.010851 | 0.062 | 0.051479 | 3136 | 29 | Wet Ponds | 0.2 | Winter Park | Lake Island Interconnect | Existing | Existing |  |  | 9117.3786 | 1690561.1008 | 429 | 30% | 55% | 0.050274 | 0.0059678
58 | 6 | 0.069585 | 430 | 58 | 6 | OPE | 4.3897 | 0.172 | 211.467 | 8.278 | 0.506 | 0.326 | 2.221 | 0.056 | 106.999 | 2.698 | 0.069585 | 0.292 | 0.01 | 0.020319 | 0.00069585 | 0.066 | 0.057901 | 3136 | 29 | Wet Ponds | 0.2 | Winter Park | Lake Island Interconnect | Existing | Existing |  |  | 9117.3786 | 1690561.1008 | 430 | 30% | 55% | 0.0060957 | 0.00038272
68 | 2 | 0.21991 | 482 | 68 | 2 | MDR | 8.1781 | 0.451 | 3278.673 | 180.849 | 0.368 | 0.359 | 3.013 | 0.162 | 1208.098 | 65.009 | 0.21991 | 0.029 | 0.003 | 0.0063774 | 0.00065973 | 0.004 | 0.0066584 | 3136 | 29 | Wet Ponds | 0.2 | Winter Park | Lake Island Interconnect | Existing | Existing |  |  | 9117.3786 | 1690561.1008 | 482 | 30% | 55% | 0.0019132 | 0.00036285
68 | 3 | 1.4153 | 483 | 68 | 3 | HDR | 18.7122 | 1.61 | 260.801 | 22.445 | 0.368 | 0.361 | 6.894 | 0.582 | 96.085 | 8.11 | 1.4153 | 0.067 | 0.012 | 0.094823 | 0.016983 | 0.004 | 0.0072138 | 3136 | 29 | Wet Ponds | 0.2 | Winter Park | Lake Island Interconnect | Existing | Existing |  |  | 9117.3786 | 1690561.1008 | 483 | 30% | 55% | 0.028447 | 0.0093408
68 | 4 | 2.1886 | 484 | 68 | 4 | IND | 13.0109 | 1.271 | 1684.79 | 164.641 | 0.356 | 0.352 | 4.638 | 0.448 | 600.604 | 57.953 | 2.1886 | 0.04 | 0.008 | 0.087545 | 0.017509 | 0.003 | 0.00609 | 3136 | 29 | Wet Ponds | 0.2 | Winter Park | Lake Island Interconnect | Existing | Existing |  |  | 9117.3786 | 1690561.1008 | 484 | 30% | 55% | 0.026263 | 0.0096299
68 | 6 | 0.14345 | 485 | 68 | 6 | OPE | 3.647 | 0.175 | 38.95 | 1.871 | 0.381 | 0.373 | 1.389 | 0.065 | 14.834 | 0.699 | 0.14345 | 0.015 | 0.001 | 0.0021518 | 0.00014345 | 0.004 | 0.0081487 | 3136 | 29 | Wet Ponds | 0.2 | Winter Park | Lake Island Interconnect | Existing | Existing |  |  | 9117.3786 | 1690561.1008 | 485 | 30% | 55% | 0.00064553 | 7.8898e-05
53 | 4 | 2.2778 | 397 | 53 | 4 | IND | 14.2092 | 1.148 | 5078.608 | 410.432 | 0.376 | 0.28 | 5.338 | 0.321 | 1907.765 | 114.742 | 2.2778 | 0.948 | 0.097 | 2.1594 | 0.22095 | 0.067 | 0.084638 | 3137 | 29 | Wet Ponds | 0.2 | Winter Park | Lake Island Interconnect | Existing | Existing |  |  | 8595.0565 | 1032164.7749 | 397 | 30% | 55% | 0.64782 | 0.12152
54 | 3 | 0.092856 | 404 | 54 | 3 | HDR | 17.8456 | 1.33 | 737.078 | 54.952 | 0.256 | 0.098 | 4.572 | 0.131 | 188.841 | 5.401 | 0.092856 | 0.36 | 0.015 | 0.033428 | 0.0013928 | 0.02 | 0.011434 | 3137 | 29 | Wet Ponds | 0.2 | Winter Park | Lake Island Interconnect | Existing | Existing |  |  | 8595.0565 | 1032164.7749 | 404 | 30% | 55% | 0.010028 | 0.00076606
54 | 4 | 13.1147 | 405 | 54 | 4 | IND | 12.8914 | 1.1 | 4692.599 | 400.236 | 0.246 | 0.095 | 3.169 | 0.104 | 1153.707 | 37.957 | 13.1147 | 0.239 | 0.011 | 3.1344 | 0.14426 | 0.019 | 0.010459 | 3137 | 29 | Wet Ponds | 0.2 | Winter Park | Lake Island Interconnect | Existing | Existing |  |  | 8595.0565 | 1032164.7749 | 405 | 30% | 55% | 0.94032 | 0.079344
55 | 4 | 8.2099 | 410 | 55 | 4 | IND | 9.3984 | 0.78 | 1374.955 | 114.092 | 0.224 | 0.227 | 2.103 | 0.177 | 307.589 | 25.895 | 8.2099 | 0.043 | 0.002 | 0.35303 | 0.01642 | 0.005 | 0.0027609 | 3137 | 29 | Wet Ponds | 0.2 | Winter Park | Lake Island Interconnect | Existing | Existing |  |  | 8595.0565 | 1032164.7749 | 410 | 30% | 55% | 0.10591 | 0.0090309
53 | 4 | 0.0040353 | 397 | 53 | 4 | IND | 14.2092 | 1.148 | 5078.608 | 410.432 | 0.376 | 0.28 | 5.338 | 0.321 | 1907.765 | 114.742 | 0.0040353 | 0.948 | 0.097 | 0.0038254 | 0.00039142 | 0.067 | 0.084638 | 3138 | 29 | Wet Ponds | 0.2 | Winter Park | Lake Island Pond | Existing Update | Update Existing |  |  | 16743.2872 | 11152467.171 | 397 | 30% | 55% | 0.0011476 | 0.00021528
54 | 4 | 0.99375 | 405 | 54 | 4 | IND | 12.8914 | 1.1 | 4692.599 | 400.236 | 0.246 | 0.095 | 3.169 | 0.104 | 1153.707 | 37.957 | 0.99375 | 0.239 | 0.011 | 0.23751 | 0.010931 | 0.019 | 0.010459 | 3138 | 29 | Wet Ponds | 0.2 | Winter Park | Lake Island Pond | Existing Update | Update Existing |  |  | 16743.2872 | 11152467.171 | 405 | 30% | 55% | 0.071252 | 0.0060122
55 | 2 | 86.9892 | 409 | 55 | 2 | MDR | 5.7108 | 0.271 | 531.225 | 25.229 | 0.23 | 0.231 | 1.312 | 0.063 | 122.064 | 5.84 | 86.9892 | 0.029 | 0.001 | 2.5227 | 0.086989 | 0.005 | 0.0029035 | 3138 | 29 | Wet Ponds | 0.2 | Winter Park | Lake Island Pond | Existing Update | Update Existing |  |  | 16743.2872 | 11152467.171 | 409 | 30% | 55% | 0.75681 | 0.047844
55 | 4 | 128.977 | 410 | 55 | 4 | IND | 9.3984 | 0.78 | 1374.955 | 114.092 | 0.224 | 0.227 | 2.103 | 0.177 | 307.589 | 25.895 | 128.977 | 0.043 | 0.002 | 5.546 | 0.25795 | 0.005 | 0.0027609 | 3138 | 29 | Wet Ponds | 0.2 | Winter Park | Lake Island Pond | Existing Update | Update Existing |  |  | 16743.2872 | 11152467.171 | 410 | 30% | 55% | 1.6638 | 0.14187
55 | 6 | 25.9106 | 411 | 55 | 6 | OPE | 2.4768 | 0.102 | 64.131 | 2.63 | 0.236 | 0.238 | 0.583 | 0.024 | 15.108 | 0.626 | 25.9106 | 0.013 | 0 | 0.33684 | 0 | 0.005 | 0.0032 | 3138 | 29 | Wet Ponds | 0.2 | Winter Park | Lake Island Pond | Existing Update | Update Existing |  |  | 16743.2872 | 11152467.171 | 411 | 30% | 55% | 0.10105 | 0
55 | 12 | 5.8925 | 412 | 55 | 12 | WAT | 0.14254 | 0.003 | 0.839 | 0.021 | 0.244 | 0.244 | 0.035 | 0.001 | 0.205 | 0.005 | 5.8925 | 0.001 | 0 | 0.0058925 | 0 | 0.005 | 0 | 3138 | 29 | Wet Ponds | 0.2 | Winter Park | Lake Island Pond | Existing Update | Update Existing |  |  | 16743.2872 | 11152467.171 | 412 | 30% | 55% | 0.0017677 | 0
56 | 4 | 0.50441 | 414 | 56 | 4 | IND | 12.8876 | 1.133 | 627.544 | 55.151 | 0.41 | 0.515 | 5.286 | 0.583 | 257.416 | 28.402 | 0.50441 | 0.103 | 0.006 | 0.051955 | 0.0030265 | 0.008 | 0.0055424 | 3138 | 29 | Wet Ponds | 0.2 | Winter Park | Lake Island Pond | Existing Update | Update Existing |  |  | 16743.2872 | 11152467.171 | 414 | 30% | 55% | 0.015586 | 0.0016646
57 | 2 | 0.78212 | 418 | 57 | 2 | MDR | 9.3885 | 0.403 | 3228.257 | 138.483 | 0.658 | 0.448 | 6.173 | 0.181 | 2122.675 | 62.088 | 0.78212 | 1.112 | 0.056 | 0.86972 | 0.043799 | 0.118 | 0.13805 | 3138 | 29 | Wet Ponds | 0.2 | Winter Park | Lake Island Pond | Existing Update | Update Existing |  |  | 16743.2872 | 11152467.171 | 418 | 30% | 55% | 0.26092 | 0.024089
57 | 4 | 3.2994 | 420 | 57 | 4 | IND | 14.965 | 1.118 | 1618.052 | 120.881 | 0.652 | 0.441 | 9.757 | 0.493 | 1054.976 | 53.299 | 3.2994 | 1.717 | 0.151 | 5.665 | 0.49821 | 0.115 | 0.13464 | 3138 | 29 | Wet Ponds | 0.2 | Winter Park | Lake Island Pond | Existing Update | Update Existing |  |  | 16743.2872 | 11152467.171 | 420 | 30% | 55% | 1.6995 | 0.27401
57 | 6 | 0.0027891 | 421 | 57 | 6 | OPE | 4.1886 | 0.157 | 14.253 | 0.535 | 0.663 | 0.461 | 2.778 | 0.073 | 9.452 | 0.247 | 0.0027891 | 0.51 | 0.023 | 0.0014224 | 6.4149e-05 | 0.122 | 0.14893 | 3138 | 29 | Wet Ponds | 0.2 | Winter Park | Lake Island Pond | Existing Update | Update Existing |  |  | 16743.2872 | 11152467.171 | 421 | 30% | 55% | 0.00042673 | 3.5282e-05
58 | 2 | 0.90901 | 427 | 58 | 2 | MDR | 9.8281 | 0.44 | 3808.185 | 170.631 | 0.501 | 0.315 | 4.924 | 0.139 | 1908.105 | 53.755 | 0.90901 | 0.633 | 0.023 | 0.5754 | 0.020907 | 0.064 | 0.052984 | 3138 | 29 | Wet Ponds | 0.2 | Winter Park | Lake Island Pond | Existing Update | Update Existing |  |  | 16743.2872 | 11152467.171 | 427 | 30% | 55% | 0.17262 | 0.011499
58 | 4 | 1.7617 | 429 | 58 | 4 | IND | 15.6534 | 1.223 | 3061.189 | 239.111 | 0.496 | 0.309 | 7.77 | 0.378 | 1519.482 | 73.842 | 1.7617 | 0.973 | 0.063 | 1.7142 | 0.11099 | 0.062 | 0.051479 | 3138 | 29 | Wet Ponds | 0.2 | Winter Park | Lake Island Pond | Existing Update | Update Existing |  |  | 16743.2872 | 11152467.171 | 429 | 30% | 55% | 0.51425 | 0.061044
58 | 2 | 16.9938 | 427 | 58 | 2 | MDR | 9.8281 | 0.44 | 3808.185 | 170.631 | 0.501 | 0.315 | 4.924 | 0.139 | 1908.105 | 53.755 | 16.9938 | 0.633 | 0.023 | 10.7571 | 0.39086 | 0.064 | 0.052984 | 3139 | 29 | Wet Ponds | 0.2 | Winter Park | Laurel Road Pond | Existing Update | Update Existing |  |  | 4618.1395 | 746895.768 | 427 | 30% | 55% | 3.2271 | 0.21497
61 | 2 | 0.022619 | 452 | 61 | 2 | MDR | 14.6836 | 0.846 | 4285.373 | 247.044 | 0.522 | 0.455 | 7.661 | 0.385 | 2235.766 | 112.484 | 0.022619 | 0.549 | 0.028 | 0.012418 | 0.00063332 | 0.037 | 0.032831 | 3139 | 29 | Wet Ponds | 0.2 | Winter Park | Laurel Road Pond | Existing Update | Update Existing |  |  | 4618.1395 | 746895.768 | 452 | 30% | 55% | 0.0037253 | 0.00034833
62 | 2 | 0.12999 | 456 | 62 | 2 | MDR | 5.1315 | 0.314 | 561.15 | 34.379 | 0.358 | 0.211 | 1.836 | 0.066 | 200.824 | 7.256 | 0.12999 | 0.076 | 0.003 | 0.0098795 | 0.00038998 | 0.015 | 0.0089443 | 3139 | 29 | Wet Ponds | 0.2 | Winter Park | Laurel Road Pond | Existing Update | Update Existing |  |  | 4618.1395 | 746895.768 | 456 | 30% | 55% | 0.0029639 | 0.00021449
58 | 2 | 0.046494 | 427 | 58 | 2 | MDR | 9.8281 | 0.44 | 3808.185 | 170.631 | 0.501 | 0.315 | 4.924 | 0.139 | 1908.105 | 53.755 | 0.046494 | 0.633 | 0.023 | 0.029431 | 0.0010694 | 0.064 | 0.052984 | 3140 | 29 | Wet Ponds | 0.2 | Winter Park | Mead Garden Pond | Existing | Existing |  |  | 400.3673 | 3754.8342 | 427 | 30% | 55% | 0.0088293 | 0.00058815
58 | 4 | 0.039705 | 429 | 58 | 4 | IND | 15.6534 | 1.223 | 3061.189 | 239.111 | 0.496 | 0.309 | 7.77 | 0.378 | 1519.482 | 73.842 | 0.039705 | 0.973 | 0.063 | 0.038633 | 0.0025014 | 0.062 | 0.051479 | 3140 | 29 | Wet Ponds | 0.2 | Winter Park | Mead Garden Pond | Existing | Existing |  |  | 400.3673 | 3754.8342 | 429 | 30% | 55% | 0.01159 | 0.0013758
58 | 2 | 34.1322 | 427 | 58 | 2 | MDR | 9.8281 | 0.44 | 3808.185 | 170.631 | 0.501 | 0.315 | 4.924 | 0.139 | 1908.105 | 53.755 | 34.1322 | 0.633 | 0.023 | 21.6057 | 0.78504 | 0.064 | 0.052984 | 3141 | 29 | Wet Ponds | 0.2 | Winter Park | Mead Garden Pond | Existing | Existing |  |  | 8126.4123 | 2625179.9514 | 427 | 30% | 55% | 6.4817 | 0.43177
58 | 3 | 0.17008 | 428 | 58 | 3 | HDR | 22.5044 | 1.53 | 928.517 | 63.139 | 0.501 | 0.315 | 11.275 | 0.483 | 465.213 | 19.91 | 0.17008 | 1.45 | 0.085 | 0.24662 | 0.014457 | 0.064 | 0.055471 | 3141 | 29 | Wet Ponds | 0.2 | Winter Park | Mead Garden Pond | Existing | Existing |  |  | 8126.4123 | 2625179.9514 | 428 | 30% | 55% | 0.073985 | 0.0079513
58 | 4 | 12.1119 | 429 | 58 | 4 | IND | 15.6534 | 1.223 | 3061.189 | 239.111 | 0.496 | 0.309 | 7.77 | 0.378 | 1519.482 | 73.842 | 12.1119 | 0.973 | 0.063 | 11.7849 | 0.76305 | 0.062 | 0.051479 | 3141 | 29 | Wet Ponds | 0.2 | Winter Park | Mead Garden Pond | Existing | Existing |  |  | 8126.4123 | 2625179.9514 | 429 | 30% | 55% | 3.5355 | 0.41968
58 | 6 | 12.4296 | 430 | 58 | 6 | OPE | 4.3897 | 0.172 | 211.467 | 8.278 | 0.506 | 0.326 | 2.221 | 0.056 | 106.999 | 2.698 | 12.4296 | 0.292 | 0.01 | 3.6294 | 0.1243 | 0.066 | 0.057901 | 3141 | 29 | Wet Ponds | 0.2 | Winter Park | Mead Garden Pond | Existing | Existing |  |  | 8126.4123 | 2625179.9514 | 430 | 30% | 55% | 1.0888 | 0.068363
51 | 2 | 8.2871 | 381 | 51 | 2 | MDR | 12.3118 | 0.61 | 8989.592 | 445.055 | 0.471 | 0.624 | 5.799 | 0.38 | 4234.099 | 277.813 | 8.2871 | 2.104 | 0.147 | 17.4361 | 1.2182 | 0.171 | 0.24118 | 3142 | 29 | Wet Ponds | 0.2 | Winter Park | Park Place N | Existing Update | Update Existing |  |  | 2415.34 | 361311.7081 | 381 | 30% | 55% | 5.2308 | 0.67001
51 | 4 | 6.668e-05 | 383 | 51 | 4 | IND | 19.6928 | 1.698 | 1955.829 | 168.617 | 0.466 | 0.612 | 9.186 | 1.039 | 912.359 | 103.211 | 6.668e-05 | 3.274 | 0.399 | 0.00021831 | 2.6605e-05 | 0.166 | 0.23497 | 3142 | 29 | Wet Ponds | 0.2 | Winter Park | Park Place N | Existing Update | Update Existing |  |  | 2415.34 | 361311.7081 | 383 | 30% | 55% | 6.5493e-05 | 1.4633e-05
51 | 6 | 0.0074167 | 384 | 51 | 6 | OPE | 5.4756 | 0.237 | 44.616 | 1.932 | 0.474 | 0.653 | 2.597 | 0.155 | 21.161 | 1.262 | 0.0074167 | 0.958 | 0.061 | 0.0071052 | 0.00045242 | 0.175 | 0.25879 | 3142 | 29 | Wet Ponds | 0.2 | Winter Park | Park Place N | Existing Update | Update Existing |  |  | 2415.34 | 361311.7081 | 384 | 30% | 55% | 0.0021316 | 0.00024883
51 | 2 | 7.8519 | 381 | 51 | 2 | MDR | 12.3118 | 0.61 | 8989.592 | 445.055 | 0.471 | 0.624 | 5.799 | 0.38 | 4234.099 | 277.813 | 7.8519 | 2.104 | 0.147 | 16.5205 | 1.1542 | 0.171 | 0.24118 | 3143 | 29 | Wet Ponds | 0.2 | Winter Park | Penn Place-N | Existing Update | Update Existing |  |  | 2321.9994 | 342029.3953 | 381 | 30% | 55% | 4.9561 | 0.63483
61 | 2 | 4.0804 | 452 | 61 | 2 | MDR | 14.6836 | 0.846 | 4285.373 | 247.044 | 0.522 | 0.455 | 7.661 | 0.385 | 2235.766 | 112.484 | 4.0804 | 0.549 | 0.028 | 2.2402 | 0.11425 | 0.037 | 0.032831 | 3144 | 29 | Wet Ponds | 0.2 | Winter Park | Penn Place-S | Existing Update | Update Existing |  |  | 1859.9473 | 177743.5987 | 452 | 30% | 55% | 0.67205 | 0.062839
58 | 1 | 8.7536 | 426 | 58 | 1 | LDR | 4.9078 | 0.204 | 81.647 | 3.389 | 0.502 | 0.317 | 2.464 | 0.065 | 40.985 | 1.075 | 8.7536 | 0.319 | 0.011 | 2.7924 | 0.096289 | 0.065 | 0.054005 | 3145 | 29 | Wet Ponds | 0.2 | Winter Park | Preserve Piont | Existing | Existing |  |  | 11153.4569 | 3631998.3644 | 426 | 30% | 55% | 0.83772 | 0.052959
58 | 2 | 9.6298 | 427 | 58 | 2 | MDR | 9.8281 | 0.44 | 3808.185 | 170.631 | 0.501 | 0.315 | 4.924 | 0.139 | 1908.105 | 53.755 | 9.6298 | 0.633 | 0.023 | 6.0957 | 0.22149 | 0.064 | 0.052984 | 3145 | 29 | Wet Ponds | 0.2 | Winter Park | Preserve Piont | Existing | Existing |  |  | 11153.4569 | 3631998.3644 | 427 | 30% | 55% | 1.8287 | 0.12182
58 | 4 | 14.021 | 429 | 58 | 4 | IND | 15.6534 | 1.223 | 3061.189 | 239.111 | 0.496 | 0.309 | 7.77 | 0.378 | 1519.482 | 73.842 | 14.021 | 0.973 | 0.063 | 13.6425 | 0.88333 | 0.062 | 0.051479 | 3145 | 29 | Wet Ponds | 0.2 | Winter Park | Preserve Piont | Existing | Existing |  |  | 11153.4569 | 3631998.3644 | 429 | 30% | 55% | 4.0927 | 0.48583
58 | 6 | 0.3758 | 430 | 58 | 6 | OPE | 4.3897 | 0.172 | 211.467 | 8.278 | 0.506 | 0.326 | 2.221 | 0.056 | 106.999 | 2.698 | 0.3758 | 0.292 | 0.01 | 0.10973 | 0.003758 | 0.066 | 0.057901 | 3145 | 29 | Wet Ponds | 0.2 | Winter Park | Preserve Piont | Existing | Existing |  |  | 11153.4569 | 3631998.3644 | 430 | 30% | 55% | 0.03292 | 0.0020669
58 | 11 | 1.8024 | 433 | 58 | 11 | FOR | 1.7777 | 0.066 | 23.021 | 0.853 | 0.534 | 0.345 | 0.949 | 0.023 | 12.284 | 0.294 | 1.8024 | 0.145 | 0.005 | 0.26134 | 0.0090118 | 0.081 | 0.079928 | 3145 | 29 | Wet Ponds | 0.2 | Winter Park | Preserve Piont | Existing | Existing |  |  | 11153.4569 | 3631998.3644 | 433 | 30% | 55% | 0.078403 | 0.0049565
58 | 12 | 0.58185 | 434 | 58 | 12 | WAT | 0.32908 | 0.007 | 74.025 | 1.564 | 0.474 | 0.364 | 0.156 | 0.003 | 35.077 | 0.569 | 0.58185 | 0.018 | 0.001 | 0.010473 | 0.00058185 | 0.056 | 0.0793 | 3145 | 29 | Wet Ponds | 0.2 | Winter Park | Preserve Piont | Existing | Existing |  |  | 11153.4569 | 3631998.3644 | 434 | 30% | 55% | 0.003142 | 0.00032002
58 | 13 | 0.20633 | 435 | 58 | 13 | WET | 0.92556 | 0.033 | 20.599 | 0.736 | 0.474 | 0.384 | 0.439 | 0.013 | 9.763 | 0.283 | 0.20633 | 0.052 | 0.003 | 0.010729 | 0.00061898 | 0.056 | 0.092612 | 3145 | 29 | Wet Ponds | 0.2 | Winter Park | Preserve Piont | Existing | Existing |  |  | 11153.4569 | 3631998.3644 | 435 | 30% | 55% | 0.0032187 | 0.00034044
60 | 1 | 4.5464 | 443 | 60 | 1 | LDR | 5.2204 | 0.248 | 31.043 | 1.477 | 0.207 | 0.068 | 1.083 | 0.017 | 6.439 | 0.101 | 4.5464 | 0.083 | 0.001 | 0.37735 | 0.0045464 | 0.016 | 0.0053051 | 3145 | 29 | Wet Ponds | 0.2 | Winter Park | Preserve Piont | Existing | Existing |  |  | 11153.4569 | 3631998.3644 | 443 | 30% | 55% | 0.1132 | 0.0025005
60 | 2 | 39.9609 | 444 | 60 | 2 | MDR | 10.4609 | 0.537 | 2663.688 | 136.786 | 0.205 | 0.067 | 2.148 | 0.036 | 546.941 | 9.2 | 39.9609 | 0.164 | 0.003 | 6.5536 | 0.11988 | 0.016 | 0.0051881 | 3145 | 29 | Wet Ponds | 0.2 | Winter Park | Preserve Piont | Existing | Existing |  |  | 11153.4569 | 3631998.3644 | 444 | 30% | 55% | 1.9661 | 0.065935
60 | 4 | 0.029036 | 446 | 60 | 4 | IND | 16.7173 | 1.495 | 163.499 | 14.621 | 0.195 | 0.065 | 3.258 | 0.097 | 31.862 | 0.951 | 0.029036 | 0.247 | 0.008 | 0.0071719 | 0.00023229 | 0.015 | 0.0050272 | 3145 | 29 | Wet Ponds | 0.2 | Winter Park | Preserve Piont | Existing | Existing |  |  | 11153.4569 | 3631998.3644 | 446 | 30% | 55% | 0.0021516 | 0.00012776
60 | 11 | 0.75922 | 449 | 60 | 11 | FOR | 1.8783 | 0.08 | 20.73 | 0.883 | 0.244 | 0.082 | 0.459 | 0.007 | 5.066 | 0.072 | 0.75922 | 0.041 | 0.001 | 0.031128 | 0.00075922 | 0.022 | 0.0082069 | 3145 | 29 | Wet Ponds | 0.2 | Winter Park | Preserve Piont | Existing | Existing |  |  | 11153.4569 | 3631998.3644 | 449 | 30% | 55% | 0.0093384 | 0.00041757
60 | 12 | 1.3424 | 450 | 60 | 12 | WAT | 0.34884 | 0.008 | 27.015 | 0.65 | 0.22 | 0.084 | 0.077 | 0.001 | 5.951 | 0.055 | 1.3424 | 0.005 | 0 | 0.0067118 | 0 | 0.014 | 0.0083373 | 3145 | 29 | Wet Ponds | 0.2 | Winter Park | Preserve Piont | Existing | Existing |  |  | 11153.4569 | 3631998.3644 | 450 | 30% | 55% | 0.0020135 | 0
60 | 13 | 1.0747 | 451 | 60 | 13 | WET | 0.98012 | 0.04 | 7.789 | 0.316 | 0.225 | 0.092 | 0.221 | 0.004 | 1.755 | 0.029 | 1.0747 | 0.014 | 0 | 0.015045 | 0 | 0.015 | 0.0097727 | 3145 | 29 | Wet Ponds | 0.2 | Winter Park | Preserve Piont | Existing | Existing |  |  | 11153.4569 | 3631998.3644 | 451 | 30% | 55% | 0.0045136 | 0
58 | 4 | 1.5896 | 429 | 58 | 4 | IND | 15.6534 | 1.223 | 3061.189 | 239.111 | 0.496 | 0.309 | 7.77 | 0.378 | 1519.482 | 73.842 | 1.5896 | 0.973 | 0.063 | 1.5466 | 0.10014 | 0.062 | 0.051479 | 3136 | 29 | Wet Ponds | 0.2 | Winter Park | Lake Island Interconnect | Existing | Existing |  |  | 9117.3786 | 1690561.1008 | 429 | 30% | 55% | 0.46399 | 0.055078
58 | 6 | 0.10813 | 430 | 58 | 6 | OPE | 4.3897 | 0.172 | 211.467 | 8.278 | 0.506 | 0.326 | 2.221 | 0.056 | 106.999 | 2.698 | 0.10813 | 0.292 | 0.01 | 0.031573 | 0.0010813 | 0.066 | 0.057901 | 3136 | 29 | Wet Ponds | 0.2 | Winter Park | Lake Island Interconnect | Existing | Existing |  |  | 9117.3786 | 1690561.1008 | 430 | 30% | 55% | 0.009472 | 0.0005947
68 | 4 | 0.042339 | 484 | 68 | 4 | IND | 13.0109 | 1.271 | 1684.79 | 164.641 | 0.356 | 0.352 | 4.638 | 0.448 | 600.604 | 57.953 | 0.042339 | 0.04 | 0.008 | 0.0016935 | 0.00033871 | 0.003 | 0.00609 | 3136 | 29 | Wet Ponds | 0.2 | Winter Park | Lake Island Interconnect | Existing | Existing |  |  | 9117.3786 | 1690561.1008 | 484 | 30% | 55% | 0.00050806 | 0.00018629
58 | 4 | 1.3365 | 429 | 58 | 4 | IND | 15.6534 | 1.223 | 3061.189 | 239.111 | 0.496 | 0.309 | 7.77 | 0.378 | 1519.482 | 73.842 | 1.3365 | 0.973 | 0.063 | 1.3004 | 0.084196 | 0.062 | 0.051479 | 3141 | 29 | Wet Ponds | 0.2 | Winter Park | Mead Garden Pond | Existing | Existing |  |  | 8126.4123 | 2625179.9514 | 429 | 30% | 55% | 0.39011 | 0.046308
58 | 6 | 0.085844 | 430 | 58 | 6 | OPE | 4.3897 | 0.172 | 211.467 | 8.278 | 0.506 | 0.326 | 2.221 | 0.056 | 106.999 | 2.698 | 0.085844 | 0.292 | 0.01 | 0.025066 | 0.00085844 | 0.066 | 0.057901 | 3141 | 29 | Wet Ponds | 0.2 | Winter Park | Mead Garden Pond | Existing | Existing |  |  | 8126.4123 | 2625179.9514 | 430 | 30% | 55% | 0.0075199 | 0.00047214
[20 empty] | 160271.7393 | 11240.4774 | [17 empty] | 44238.5658 | 5052.0139

## 2013 BMPs
[7 empty] | lb/ac/yr before atten | lb/ac/yr before atten | C*H (lb/yr) | C*I (lb/yr) | delivery ratio in watershed | delivery ratio in watershed | H*L (lb/ac/yr after atten) | I*M (lb/ac/yr after atten) | C*N | C*O |  | lb/ac/yr to Jesup | lb/ac/yr to Jesup | R*S (lb/yr to Jesup) | R*T (lb/yr to Jesup) | U/J | V/K
comb_sws | lc_class_t | area | FID2 | sws | landuse | landname | TN_B | TP_B | TN_B_load | TP_B_load | TN_deliver | TP_deliver | TN_A | TP_A | TN_A_load | TP_A_load | Area_AC_ | TNlandtoLa | TPlandtoLa | TN_load_to | TP_load_to | TN_cummula | TP_cummula | FID_BMP_20 | FID_BMP_NE | BMP2_Name | BMP2_Notes | BMP | BMP_NM | FID_BMP_Je | BMP_ID | SHAPE_Leng | SHAPE_Area | BMP_CB | BMP_CBNM | FID_Jesup_ | TN % Eff | TP % Eff | TN Removed | TP Removed
63 | 4 | 0.37705 | 463 | 63 | 4 | IND | 11.8601 | 1.053 | 2855.017 | 253.563 | 0.492 | 1.055 | 5.832 | 1.112 | 1403.806 | 267.598 | 0.37705 | 0.219 | 0.03 | 0.082575 | 0.011312 | 0.018 | 0.028585 | 69 | 70 | BMP-03: Lake Rowena Screening Fac & Alum SW Improv | Alum | 4 | Alum | -1 | 0 | 0 | 0.37705 | 4 | Alum | 463 | 50% | 90% | 0.041287 | 0.01018
63 | 2 | 0.86006 | 461 | 63 | 2 | MDR | 7.4475 | 0.374 | 3959.7 | 198.599 | 0.503 | 1.085 | 3.745 | 0.405 | 1991.138 | 215.521 | 0.86006 | 0.153 | 0.012 | 0.13159 | 0.010321 | 0.021 | 0.031522 | 70 | 71 | BMP-03: Lake Rowena Screening Fac & Alum SW Improv | Alum | 4 | Alum | -1 | 0 | 0 | 8.2279 | 4 | Alum | 461 | 50% | 90% | 0.065795 | 0.0092887
63 | 4 | 7.3678 | 463 | 63 | 4 | IND | 11.8601 | 1.053 | 2855.017 | 253.563 | 0.492 | 1.055 | 5.832 | 1.112 | 1403.806 | 267.598 | 7.3678 | 0.219 | 0.03 | 1.6135 | 0.22103 | 0.018 | 0.028585 | 70 | 71 | BMP-03: Lake Rowena Screening Fac & Alum SW Improv | Alum | 4 | Alum | -1 | 0 | 0 | 8.2279 | 4 | Alum | 463 | 50% | 90% | 0.80677 | 0.19893
71 | 4 | 2.2968e-05 | 505 | 71 | 4 | IND | 14.4417 | 1.28 | 1471.032 | 130.382 | 0.173 | 0.121 | 2.492 | 0.155 | 253.873 | 15.745 | 2.2968e-05 | 0.018 | 0.002 | 4.1343e-07 | 4.5936e-08 | 0.001 | 0.001355 | 70 | 71 | BMP-03: Lake Rowena Screening Fac & Alum SW Improv | Alum | 4 | Alum | -1 | 0 | 0 | 8.2279 | 4 | Alum | 505 | 50% | 90% | 2.0671e-07 | 4.1343e-08
61 | 2 | 0.0023726 | 452 | 61 | 2 | MDR | 14.6836 | 0.846 | 4285.373 | 247.044 | 0.522 | 0.455 | 7.661 | 0.385 | 2235.766 | 112.484 | 0.0023726 | 0.549 | 0.028 | 0.0013026 | 6.6433e-05 | 0.037 | 0.032831 | 71 | 72 | BMP-03: Lake Rowena Screening Fac & Alum SW Improv | Alum | 4 | Alum | -1 | 0 | 0 | 268.0091 | 4 | Alum | 452 | 50% | 90% | 0.00065128 | 5.979e-05
63 | 2 | 234.0438 | 461 | 63 | 2 | MDR | 7.4475 | 0.374 | 3959.7 | 198.599 | 0.503 | 1.085 | 3.745 | 0.405 | 1991.138 | 215.521 | 234.0438 | 0.153 | 0.012 | 35.8087 | 2.8085 | 0.021 | 0.031522 | 71 | 72 | BMP-03: Lake Rowena Screening Fac & Alum SW Improv | Alum | 4 | Alum | -1 | 0 | 0 | 268.0091 | 4 | Alum | 461 | 50% | 90% | 17.9044 | 2.5277
63 | 3 | 0.031305 | 462 | 63 | 3 | HDR | 17.0398 | 1.332 | 52.847 | 4.13 | 0.503 | 1.1 | 8.567 | 1.465 | 26.569 | 4.542 | 0.031305 | 0.35 | 0.045 | 0.010957 | 0.0014087 | 0.021 | 0.033474 | 71 | 72 | BMP-03: Lake Rowena Screening Fac & Alum SW Improv | Alum | 4 | Alum | -1 | 0 | 0 | 268.0091 | 4 | Alum | 462 | 50% | 90% | 0.0054784 | 0.0012679
63 | 4 | 28.6471 | 463 | 63 | 4 | IND | 11.8601 | 1.053 | 2855.017 | 253.563 | 0.492 | 1.055 | 5.832 | 1.112 | 1403.806 | 267.598 | 28.6471 | 0.219 | 0.03 | 6.2737 | 0.85941 | 0.018 | 0.028585 | 71 | 72 | BMP-03: Lake Rowena Screening Fac & Alum SW Improv | Alum | 4 | Alum | -1 | 0 | 0 | 268.0091 | 4 | Alum | 463 | 50% | 90% | 3.1369 | 0.77347
63 | 6 | 1.0788 | 464 | 63 | 6 | OPE | 3.3177 | 0.145 | 139.323 | 6.08 | 0.514 | 1.148 | 1.705 | 0.166 | 71.607 | 6.977 | 1.0788 | 0.076 | 0.006 | 0.081987 | 0.0064727 | 0.023 | 0.03821 | 71 | 72 | BMP-03: Lake Rowena Screening Fac & Alum SW Improv | Alum | 4 | Alum | -1 | 0 | 0 | 268.0091 | 4 | Alum | 464 | 50% | 90% | 0.040994 | 0.0058254
64 | 2 | 0.3496 | 467 | 64 | 2 | MDR | 5.5472 | 0.253 | 157.66 | 7.198 | 0.461 | 0.148 | 2.559 | 0.038 | 72.724 | 1.068 | 0.3496 | 0.062 | 0.003 | 0.021675 | 0.0010488 | 0.011 | 0.011427 | 71 | 72 | BMP-03: Lake Rowena Screening Fac & Alum SW Improv | Alum | 4 | Alum | -1 | 0 | 0 | 268.0091 | 4 | Alum | 467 | 50% | 90% | 0.010837 | 0.00094391
64 | 4 | 0.48223 | 468 | 64 | 4 | IND | 8.7962 | 0.711 | 115.218 | 9.307 | 0.442 | 0.141 | 3.889 | 0.1 | 50.938 | 1.312 | 0.48223 | 0.086 | 0.007 | 0.041472 | 0.0033756 | 0.01 | 0.01044 | 71 | 72 | BMP-03: Lake Rowena Screening Fac & Alum SW Improv | Alum | 4 | Alum | -1 | 0 | 0 | 268.0091 | 4 | Alum | 468 | 50% | 90% | 0.020736 | 0.0030381
66 | 2 | 0.39572 | 474 | 66 | 2 | MDR | 8.9792 | 0.44 | 638.788 | 31.3 | 0.204 | 0.154 | 1.833 | 0.068 | 130.37 | 4.828 | 0.39572 | 0.043 | 0.004 | 0.017016 | 0.0015829 | 0.005 | 0.0099068 | 71 | 72 | BMP-03: Lake Rowena Screening Fac & Alum SW Improv | Alum | 4 | Alum | -1 | 0 | 0 | 268.0091 | 4 | Alum | 474 | 50% | 90% | 0.0085079 | 0.0014246
71 | 2 | 1.6619 | 504 | 71 | 2 | MDR | 9.0838 | 0.454 | 955.962 | 47.796 | 0.18 | 0.125 | 1.638 | 0.057 | 172.39 | 5.989 | 1.6619 | 0.013 | 0.001 | 0.021604 | 0.0016619 | 0.001 | 0.0014855 | 71 | 72 | BMP-03: Lake Rowena Screening Fac & Alum SW Improv | Alum | 4 | Alum | -1 | 0 | 0 | 268.0091 | 4 | Alum | 504 | 50% | 90% | 0.010802 | 0.0014957
63 | 4 | 0.30083 | 463 | 63 | 4 | IND | 11.8601 | 1.053 | 2855.017 | 253.563 | 0.492 | 1.055 | 5.832 | 1.112 | 1403.806 | 267.598 | 0.30083 | 0.219 | 0.03 | 0.065882 | 0.0090249 | 0.018 | 0.028585 | 72 | 73 | BMP-03: Lake Rowena Screening Fac, Alum SW Improv |  | 4 | Alum | -1 | 0 | 0 | 0.30083 | 4 | Alum | 463 | 50% | 90% | 0.032941 | 0.0081224
63 | 4 | 0.64999 | 463 | 63 | 4 | IND | 11.8601 | 1.053 | 2855.017 | 253.563 | 0.492 | 1.055 | 5.832 | 1.112 | 1403.806 | 267.598 | 0.64999 | 0.219 | 0.03 | 0.14235 | 0.0195 | 0.018 | 0.028585 | 73 | 74 | BMP-03: Lake Rowena Screening Fac, Alum SW Improv |  | 4 | Alum | -1 | 0 | 0 | 0.64999 | 4 | Alum | 463 | 50% | 90% | 0.071174 | 0.01755
63 | 4 | 1.0452 | 463 | 63 | 4 | IND | 11.8601 | 1.053 | 2855.017 | 253.563 | 0.492 | 1.055 | 5.832 | 1.112 | 1403.806 | 267.598 | 1.0452 | 0.219 | 0.03 | 0.2289 | 0.031356 | 0.018 | 0.028585 | 74 | 75 | BMP-03: Lake Rowena Screening Fac, Alum SW Improv |  | 4 | Alum | -1 | 0 | 0 | 1.0452 | 4 | Alum | 463 | 50% | 90% | 0.11445 | 0.028221
63 | 4 | 0.35184 | 463 | 63 | 4 | IND | 11.8601 | 1.053 | 2855.017 | 253.563 | 0.492 | 1.055 | 5.832 | 1.112 | 1403.806 | 267.598 | 0.35184 | 0.219 | 0.03 | 0.077052 | 0.010555 | 0.018 | 0.028585 | 75 | 76 | BMP-03: Lake Rowena Screening Fac, Alum SW Improv |  | 4 | Alum | -1 | 0 | 0 | 0.35184 | 4 | Alum | 463 | 50% | 90% | 0.038526 | 0.0094996
59 | 2 | 3.6745 | 437 | 59 | 2 | MDR | 8.787 | 0.433 | 2451.334 | 120.688 | 0.245 | 0.087 | 2.154 | 0.038 | 600.843 | 10.559 | 3.6745 | 0.164 | 0.003 | 0.60262 | 0.011023 | 0.019 | 0.0066397 | 138 | 169 | Courtland Osceola Alum | AlumInjection | 4 | Alum | -1 | 0 | 0 | 6.4969 | 4 | Alum | 437 | 50% | 90% | 0.30131 | 0.0099211
59 | 4 | 1.3764 | 438 | 59 | 4 | IND | 14.0186 | 1.204 | 408.816 | 35.102 | 0.234 | 0.085 | 3.28 | 0.102 | 95.66 | 2.986 | 1.3764 | 0.246 | 0.008 | 0.3386 | 0.011012 | 0.018 | 0.0064574 | 138 | 169 | Courtland Osceola Alum | AlumInjection | 4 | Alum | -1 | 0 | 0 | 6.4969 | 4 | Alum | 438 | 50% | 90% | 0.1693 | 0.0099104
59 | 12 | 0.35839 | 441 | 59 | 12 | WAT | 0.29442 | 0.007 | 22.883 | 0.525 | 0.258 | 0.105 | 0.076 | 0.001 | 5.908 | 0.055 | 0.35839 | 0.005 | 0 | 0.0017919 | 0 | 0.017 | 0.010308 | 138 | 169 | Courtland Osceola Alum | AlumInjection | 4 | Alum | -1 | 0 | 0 | 6.4969 | 4 | Alum | 441 | 50% | 90% | 0.00089597 | 0
55 | 4 | 0.022123 | 410 | 55 | 4 | IND | 9.3984 | 0.78 | 1374.955 | 114.092 | 0.224 | 0.227 | 2.103 | 0.177 | 307.589 | 25.895 | 0.022123 | 0.043 | 0.002 | 0.00095129 | 4.4246e-05 | 0.005 | 0.0027609 | 151 | 183 | Lincoln Alum | AlumInjection | 4 | Alum | -1 | 0 | 0 | 1.5668 | 4 | Alum | 410 | 50% | 90% | 0.00047565 | 3.9822e-05
57 | 1 | 0.0091177 | 417 | 57 | 1 | LDR | 4.6876 | 0.186 | 139.13 | 5.53 | 0.659 | 0.451 | 3.088 | 0.084 | 91.641 | 2.495 | 0.0091177 | 0.559 | 0.026 | 0.0050968 | 0.00023706 | 0.119 | 0.14049 | 151 | 183 | Lincoln Alum | AlumInjection | 4 | Alum | -1 | 0 | 0 | 1.5668 | 4 | Alum | 417 | 50% | 90% | 0.0025484 | 0.00021336
57 | 2 | 0.027029 | 418 | 57 | 2 | MDR | 9.3885 | 0.403 | 3228.257 | 138.483 | 0.658 | 0.448 | 6.173 | 0.181 | 2122.675 | 62.088 | 0.027029 | 1.112 | 0.056 | 0.030057 | 0.0015137 | 0.118 | 0.13805 | 151 | 183 | Lincoln Alum | AlumInjection | 4 | Alum | -1 | 0 | 0 | 1.5668 | 4 | Alum | 418 | 50% | 90% | 0.015028 | 0.0013623
57 | 3 | 0.22613 | 419 | 57 | 3 | HDR | 21.498 | 1.4 | 434.255 | 28.275 | 0.657 | 0.449 | 14.134 | 0.629 | 285.499 | 12.707 | 0.22613 | 2.545 | 0.202 | 0.5755 | 0.045678 | 0.118 | 0.14437 | 151 | 183 | Lincoln Alum | AlumInjection | 4 | Alum | -1 | 0 | 0 | 1.5668 | 4 | Alum | 419 | 50% | 90% | 0.28775 | 0.04111
57 | 4 | 1.2456 | 420 | 57 | 4 | IND | 14.965 | 1.118 | 1618.052 | 120.881 | 0.652 | 0.441 | 9.757 | 0.493 | 1054.976 | 53.299 | 1.2456 | 1.717 | 0.151 | 2.1388 | 0.18809 | 0.115 | 0.13464 | 151 | 183 | Lincoln Alum | AlumInjection | 4 | Alum | -1 | 0 | 0 | 1.5668 | 4 | Alum | 420 | 50% | 90% | 1.0694 | 0.16928
57 | 6 | 0.036742 | 421 | 57 | 6 | OPE | 4.1886 | 0.157 | 14.253 | 0.535 | 0.663 | 0.461 | 2.778 | 0.073 | 9.452 | 0.247 | 0.036742 | 0.51 | 0.023 | 0.018738 | 0.00084505 | 0.122 | 0.14893 | 151 | 183 | Lincoln Alum | AlumInjection | 4 | Alum | -1 | 0 | 0 | 1.5668 | 4 | Alum | 421 | 50% | 90% | 0.0093691 | 0.00076055
57 | 3 | 0.0003043 | 419 | 57 | 3 | HDR | 21.498 | 1.4 | 434.255 | 28.275 | 0.657 | 0.449 | 14.134 | 0.629 | 285.499 | 12.707 | 0.0003043 | 2.545 | 0.202 | 0.00077444 | 6.1468e-05 | 0.118 | 0.14437 | 154 | 186 | Morse Alum | AlumInjection | 4 | Alum | -1 | 0 | 0 | 0.03887 | 4 | Alum | 419 | 50% | 90% | 0.00038722 | 5.5321e-05
57 | 4 | 0.038566 | 420 | 57 | 4 | IND | 14.965 | 1.118 | 1618.052 | 120.881 | 0.652 | 0.441 | 9.757 | 0.493 | 1054.976 | 53.299 | 0.038566 | 1.717 | 0.151 | 0.066217 | 0.0058234 | 0.115 | 0.13464 | 154 | 186 | Morse Alum | AlumInjection | 4 | Alum | -1 | 0 | 0 | 0.03887 | 4 | Alum | 420 | 50% | 90% | 0.033109 | 0.0052411
57 | 4 | 0.044718 | 420 | 57 | 4 | IND | 14.965 | 1.118 | 1618.052 | 120.881 | 0.652 | 0.441 | 9.757 | 0.493 | 1054.976 | 53.299 | 0.044718 | 1.717 | 0.151 | 0.076781 | 0.0067524 | 0.115 | 0.13464 | 161 | 193 | Rollins College Alum Station | AlumInjection | 4 | Alum | -1 | 0 | 0 | 1.6612 | 4 | Alum | 420 | 50% | 90% | 0.03839 | 0.0060772
57 | 6 | 0.0046689 | 421 | 57 | 6 | OPE | 4.1886 | 0.157 | 14.253 | 0.535 | 0.663 | 0.461 | 2.778 | 0.073 | 9.452 | 0.247 | 0.0046689 | 0.51 | 0.023 | 0.0023811 | 0.00010738 | 0.122 | 0.14893 | 161 | 193 | Rollins College Alum Station | AlumInjection | 4 | Alum | -1 | 0 | 0 | 1.6612 | 4 | Alum | 421 | 50% | 90% | 0.0011906 | 9.6646e-05
58 | 2 | 0.34476 | 427 | 58 | 2 | MDR | 9.8281 | 0.44 | 3808.185 | 170.631 | 0.501 | 0.315 | 4.924 | 0.139 | 1908.105 | 53.755 | 0.34476 | 0.633 | 0.023 | 0.21823 | 0.0079295 | 0.064 | 0.052984 | 161 | 193 | Rollins College Alum Station | AlumInjection | 4 | Alum | -1 | 0 | 0 | 1.6612 | 4 | Alum | 427 | 50% | 90% | 0.10912 | 0.0071365
58 | 3 | 0.057663 | 428 | 58 | 3 | HDR | 22.5044 | 1.53 | 928.517 | 63.139 | 0.501 | 0.315 | 11.275 | 0.483 | 465.213 | 19.91 | 0.057663 | 1.45 | 0.085 | 0.083611 | 0.0049013 | 0.064 | 0.055471 | 161 | 193 | Rollins College Alum Station | AlumInjection | 4 | Alum | -1 | 0 | 0 | 1.6612 | 4 | Alum | 428 | 50% | 90% | 0.041805 | 0.0044112
58 | 4 | 1.1419 | 429 | 58 | 4 | IND | 15.6534 | 1.223 | 3061.189 | 239.111 | 0.496 | 0.309 | 7.77 | 0.378 | 1519.482 | 73.842 | 1.1419 | 0.973 | 0.063 | 1.111 | 0.071937 | 0.062 | 0.051479 | 161 | 193 | Rollins College Alum Station | AlumInjection | 4 | Alum | -1 | 0 | 0 | 1.6612 | 4 | Alum | 429 | 50% | 90% | 0.55551 | 0.064743
58 | 6 | 0.067527 | 430 | 58 | 6 | OPE | 4.3897 | 0.172 | 211.467 | 8.278 | 0.506 | 0.326 | 2.221 | 0.056 | 106.999 | 2.698 | 0.067527 | 0.292 | 0.01 | 0.019718 | 0.00067527 | 0.066 | 0.057901 | 161 | 193 | Rollins College Alum Station | AlumInjection | 4 | Alum | -1 | 0 | 0 | 1.6612 | 4 | Alum | 430 | 50% | 90% | 0.0098589 | 0.00060774
57 | 3 | 0.15666 | 419 | 57 | 3 | HDR | 21.498 | 1.4 | 434.255 | 28.275 | 0.657 | 0.449 | 14.134 | 0.629 | 285.499 | 12.707 | 0.15666 | 2.545 | 0.202 | 0.39871 | 0.031646 | 0.118 | 0.14437 | 165 | 197 | WEBSTER OUTFALL BAFFLE BOX | BaffleBox + ALUM | 4 | Alum | -1 | 0 | 0 | 0.96856 | 4 | Alum | 419 | 50% | 90% | 0.19935 | 0.028481
57 | 4 | 0.65722 | 420 | 57 | 4 | IND | 14.965 | 1.118 | 1618.052 | 120.881 | 0.652 | 0.441 | 9.757 | 0.493 | 1054.976 | 53.299 | 0.65722 | 1.717 | 0.151 | 1.1285 | 0.099241 | 0.115 | 0.13464 | 165 | 197 | WEBSTER OUTFALL BAFFLE BOX | BaffleBox + ALUM | 4 | Alum | -1 | 0 | 0 | 0.96856 | 4 | Alum | 420 | 50% | 90% | 0.56423 | 0.089317
57 | 6 | 0.0041077 | 421 | 57 | 6 | OPE | 4.1886 | 0.157 | 14.253 | 0.535 | 0.663 | 0.461 | 2.778 | 0.073 | 9.452 | 0.247 | 0.0041077 | 0.51 | 0.023 | 0.0020949 | 9.4477e-05 | 0.122 | 0.14893 | 165 | 197 | WEBSTER OUTFALL BAFFLE BOX | BaffleBox + ALUM | 4 | Alum | -1 | 0 | 0 | 0.96856 | 4 | Alum | 421 | 50% | 90% | 0.0010475 | 8.5029e-05
58 | 4 | 0.14131 | 429 | 58 | 4 | IND | 15.6534 | 1.223 | 3061.189 | 239.111 | 0.496 | 0.309 | 7.77 | 0.378 | 1519.482 | 73.842 | 0.14131 | 0.973 | 0.063 | 0.13749 | 0.0089024 | 0.062 | 0.051479 | 165 | 197 | WEBSTER OUTFALL BAFFLE BOX | BaffleBox + ALUM | 4 | Alum | -1 | 0 | 0 | 0.96856 | 4 | Alum | 429 | 50% | 90% | 0.068746 | 0.0080122
58 | 6 | 0.0092616 | 430 | 58 | 6 | OPE | 4.3897 | 0.172 | 211.467 | 8.278 | 0.506 | 0.326 | 2.221 | 0.056 | 106.999 | 2.698 | 0.0092616 | 0.292 | 0.01 | 0.0027044 | 9.2616e-05 | 0.066 | 0.057901 | 165 | 197 | WEBSTER OUTFALL BAFFLE BOX | BaffleBox + ALUM | 4 | Alum | -1 | 0 | 0 | 0.96856 | 4 | Alum | 430 | 50% | 90% | 0.0013522 | 8.3355e-05
51 | 4 | 1.0285 | 383 | 51 | 4 | IND | 19.6928 | 1.698 | 1955.829 | 168.617 | 0.466 | 0.612 | 9.186 | 1.039 | 912.359 | 103.211 | 1.0285 | 3.274 | 0.399 | 3.3672 | 0.41036 | 0.166 | 0.23497 | 166 | 198 | Webster Baffle Box | BaffleBox + ALUM | 4 | Alum | -1 | 0 | 0 | 4.2943 | 4 | Alum | 383 | 50% | 90% | 1.6836 | 0.36932
51 | 8 | 0.14899 | 385 | 51 | 8 | AGR | 11.8279 | 0.639 | 192.513 | 10.397 | 0.484 | 0.72 | 5.724 | 0.46 | 93.165 | 7.491 | 0.14899 | 2.204 | 0.194 | 0.32838 | 0.028905 | 0.186 | 0.30445 | 166 | 198 | Webster Baffle Box | BaffleBox + ALUM | 4 | Alum | -1 | 0 | 0 | 4.2943 | 4 | Alum | 385 | 50% | 90% | 0.16419 | 0.026014
57 | 2 | 0.8519 | 418 | 57 | 2 | MDR | 9.3885 | 0.403 | 3228.257 | 138.483 | 0.658 | 0.448 | 6.173 | 0.181 | 2122.675 | 62.088 | 0.8519 | 1.112 | 0.056 | 0.94732 | 0.047707 | 0.118 | 0.13805 | 166 | 198 | Webster Baffle Box | BaffleBox + ALUM | 4 | Alum | -1 | 0 | 0 | 4.2943 | 4 | Alum | 418 | 50% | 90% | 0.47366 | 0.042936
57 | 4 | 0.46941 | 420 | 57 | 4 | IND | 14.965 | 1.118 | 1618.052 | 120.881 | 0.652 | 0.441 | 9.757 | 0.493 | 1054.976 | 53.299 | 0.46941 | 1.717 | 0.151 | 0.80597 | 0.070881 | 0.115 | 0.13464 | 166 | 198 | Webster Baffle Box | BaffleBox + ALUM | 4 | Alum | -1 | 0 | 0 | 4.2943 | 4 | Alum | 420 | 50% | 90% | 0.40299 | 0.063792
57 | 6 | 1.536 | 421 | 57 | 6 | OPE | 4.1886 | 0.157 | 14.253 | 0.535 | 0.663 | 0.461 | 2.778 | 0.073 | 9.452 | 0.247 | 1.536 | 0.51 | 0.023 | 0.78334 | 0.035327 | 0.122 | 0.14893 | 166 | 198 | Webster Baffle Box | BaffleBox + ALUM | 4 | Alum | -1 | 0 | 0 | 4.2943 | 4 | Alum | 421 | 50% | 90% | 0.39167 | 0.031794
57 | 8 | 0.25021 | 422 | 57 | 8 | AGR | 9.0386 | 0.423 | 258.618 | 12.091 | 0.682 | 0.481 | 6.164 | 0.203 | 176.355 | 5.816 | 0.25021 | 1.198 | 0.076 | 0.29975 | 0.019016 | 0.133 | 0.18051 | 166 | 198 | Webster Baffle Box | BaffleBox + ALUM | 4 | Alum | -1 | 0 | 0 | 4.2943 | 4 | Alum | 422 | 50% | 90% | 0.14988 | 0.017114
57 | 12 | 0.0093881 | 424 | 57 | 12 | WAT | 0.31342 | 0.006 | 50.298 | 1.017 | 0.637 | 0.502 | 0.2 | 0.003 | 32.057 | 0.511 | 0.0093881 | 0.033 | 0.001 | 0.00030981 | 9.3881e-06 | 0.107 | 0.1923 | 166 | 198 | Webster Baffle Box | BaffleBox + ALUM | 4 | Alum | -1 | 0 | 0 | 4.2943 | 4 | Alum | 424 | 50% | 90% | 0.0001549 | 8.4493e-06
57 | 2 | 0.12441 | 418 | 57 | 2 | MDR | 9.3885 | 0.403 | 3228.257 | 138.483 | 0.658 | 0.448 | 6.173 | 0.181 | 2122.675 | 62.088 | 0.12441 | 1.112 | 0.056 | 0.13834 | 0.0069669 | 0.118 | 0.13805 | 696 | 169 | Courtland Osceola Alum | AlumInjection | 4 | Alum | 3 | 9 | 88.0239 | 81.5788 | 4 | Alum | 418 | 50% | 90% | 0.069171 | 0.0062702
58 | 2 | 0.00021681 | 427 | 58 | 2 | MDR | 9.8281 | 0.44 | 3808.185 | 170.631 | 0.501 | 0.315 | 4.924 | 0.139 | 1908.105 | 53.755 | 0.00021681 | 0.633 | 0.023 | 0.00013724 | 4.9866e-06 | 0.064 | 0.052984 | 696 | 169 | Courtland Osceola Alum | AlumInjection | 4 | Alum | 3 | 9 | 88.0239 | 81.5788 | 4 | Alum | 427 | 50% | 90% | 6.8621e-05 | 4.488e-06
58 | 4 | 0.0030336 | 429 | 58 | 4 | IND | 15.6534 | 1.223 | 3061.189 | 239.111 | 0.496 | 0.309 | 7.77 | 0.378 | 1519.482 | 73.842 | 0.0030336 | 0.973 | 0.063 | 0.0029517 | 0.00019112 | 0.062 | 0.051479 | 696 | 169 | Courtland Osceola Alum | AlumInjection | 4 | Alum | 3 | 9 | 88.0239 | 81.5788 | 4 | Alum | 429 | 50% | 90% | 0.0014759 | 0.00017201
59 | 2 | 73.0372 | 437 | 59 | 2 | MDR | 8.787 | 0.433 | 2451.334 | 120.688 | 0.245 | 0.087 | 2.154 | 0.038 | 600.843 | 10.559 | 73.0372 | 0.164 | 0.003 | 11.9781 | 0.21911 | 0.019 | 0.0066397 | 696 | 169 | Courtland Osceola Alum | AlumInjection | 4 | Alum | 3 | 9 | 88.0239 | 81.5788 | 4 | Alum | 437 | 50% | 90% | 5.9891 | 0.1972
59 | 4 | 8.0497 | 438 | 59 | 4 | IND | 14.0186 | 1.204 | 408.816 | 35.102 | 0.234 | 0.085 | 3.28 | 0.102 | 95.66 | 2.986 | 8.0497 | 0.246 | 0.008 | 1.9802 | 0.064398 | 0.018 | 0.0064574 | 696 | 169 | Courtland Osceola Alum | AlumInjection | 4 | Alum | 3 | 9 | 88.0239 | 81.5788 | 4 | Alum | 438 | 50% | 90% | 0.99011 | 0.057958
59 | 12 | 0.027185 | 441 | 59 | 12 | WAT | 0.29442 | 0.007 | 22.883 | 0.525 | 0.258 | 0.105 | 0.076 | 0.001 | 5.908 | 0.055 | 0.027185 | 0.005 | 0 | 0.00013592 | 0 | 0.017 | 0.010308 | 696 | 169 | Courtland Osceola Alum | AlumInjection | 4 | Alum | 3 | 9 | 88.0239 | 81.5788 | 4 | Alum | 441 | 50% | 90% | 6.7962e-05 | 0
59 | 2 | 0.0035847 | 437 | 59 | 2 | MDR | 8.787 | 0.433 | 2451.334 | 120.688 | 0.245 | 0.087 | 2.154 | 0.038 | 600.843 | 10.559 | 0.0035847 | 0.164 | 0.003 | 0.00058788 | 1.0754e-05 | 0.019 | 0.0066397 | 697 | 169 | Courtland Osceola Alum | AlumInjection | 4 | Alum | 13 | 9 | 76.5826 | 0.0035847 | 4 | Alum | 437 | 50% | 90% | 0.00029394 | 9.6786e-06
57 | 4 | 0.29764 | 420 | 57 | 4 | IND | 14.965 | 1.118 | 1618.052 | 120.881 | 0.652 | 0.441 | 9.757 | 0.493 | 1054.976 | 53.299 | 0.29764 | 1.717 | 0.151 | 0.51104 | 0.044943 | 0.115 | 0.13464 | 712 | 183 | Lincoln Alum | AlumInjection | 4 | Alum | 4 | 9 | 79.4825 | 0.29764 | 4 | Alum | 420 | 50% | 90% | 0.25552 | 0.040449
57 | 1 | 0.21622 | 417 | 57 | 1 | LDR | 4.6876 | 0.186 | 139.13 | 5.53 | 0.659 | 0.451 | 3.088 | 0.084 | 91.641 | 2.495 | 0.21622 | 0.559 | 0.026 | 0.12087 | 0.0056218 | 0.119 | 0.14049 | 713 | 183 | Lincoln Alum | AlumInjection | 4 | Alum | 5 | 9 | 17.5287 | 0.95902 | 4 | Alum | 417 | 50% | 90% | 0.060435 | 0.0050596
57 | 4 | 0.74231 | 420 | 57 | 4 | IND | 14.965 | 1.118 | 1618.052 | 120.881 | 0.652 | 0.441 | 9.757 | 0.493 | 1054.976 | 53.299 | 0.74231 | 1.717 | 0.151 | 1.2745 | 0.11209 | 0.115 | 0.13464 | 713 | 183 | Lincoln Alum | AlumInjection | 4 | Alum | 5 | 9 | 17.5287 | 0.95902 | 4 | Alum | 420 | 50% | 90% | 0.63727 | 0.10088
57 | 6 | 0.00049188 | 421 | 57 | 6 | OPE | 4.1886 | 0.157 | 14.253 | 0.535 | 0.663 | 0.461 | 2.778 | 0.073 | 9.452 | 0.247 | 0.00049188 | 0.51 | 0.023 | 0.00025086 | 1.1313e-05 | 0.122 | 0.14893 | 713 | 183 | Lincoln Alum | AlumInjection | 4 | Alum | 5 | 9 | 17.5287 | 0.95902 | 4 | Alum | 421 | 50% | 90% | 0.00012543 | 1.0182e-05
57 | 3 | 0.089229 | 419 | 57 | 3 | HDR | 21.498 | 1.4 | 434.255 | 28.275 | 0.657 | 0.449 | 14.134 | 0.629 | 285.499 | 12.707 | 0.089229 | 2.545 | 0.202 | 0.22709 | 0.018024 | 0.118 | 0.14437 | 714 | 183 | Lincoln Alum | AlumInjection | 4 | Alum | 6 | 9 | 24.1259 | 0.93648 | 4 | Alum | 419 | 50% | 90% | 0.11354 | 0.016222
57 | 4 | 0.8308 | 420 | 57 | 4 | IND | 14.965 | 1.118 | 1618.052 | 120.881 | 0.652 | 0.441 | 9.757 | 0.493 | 1054.976 | 53.299 | 0.8308 | 1.717 | 0.151 | 1.4265 | 0.12545 | 0.115 | 0.13464 | 714 | 183 | Lincoln Alum | AlumInjection | 4 | Alum | 6 | 9 | 24.1259 | 0.93648 | 4 | Alum | 420 | 50% | 90% | 0.71324 | 0.11291
57 | 6 | 0.016447 | 421 | 57 | 6 | OPE | 4.1886 | 0.157 | 14.253 | 0.535 | 0.663 | 0.461 | 2.778 | 0.073 | 9.452 | 0.247 | 0.016447 | 0.51 | 0.023 | 0.0083882 | 0.00037829 | 0.122 | 0.14893 | 714 | 183 | Lincoln Alum | AlumInjection | 4 | Alum | 6 | 9 | 24.1259 | 0.93648 | 4 | Alum | 421 | 50% | 90% | 0.0041941 | 0.00034046
57 | 1 | 1.8629 | 417 | 57 | 1 | LDR | 4.6876 | 0.186 | 139.13 | 5.53 | 0.659 | 0.451 | 3.088 | 0.084 | 91.641 | 2.495 | 1.8629 | 0.559 | 0.026 | 1.0414 | 0.048436 | 0.119 | 0.14049 | 715 | 183 | Lincoln Alum | AlumInjection | 4 | Alum | 7 | 9 | 57.0805 | 53.228 | 4 | Alum | 417 | 50% | 90% | 0.52069 | 0.043592
57 | 2 | 0.05215 | 418 | 57 | 2 | MDR | 9.3885 | 0.403 | 3228.257 | 138.483 | 0.658 | 0.448 | 6.173 | 0.181 | 2122.675 | 62.088 | 0.05215 | 1.112 | 0.056 | 0.05799 | 0.0029204 | 0.118 | 0.13805 | 715 | 183 | Lincoln Alum | AlumInjection | 4 | Alum | 7 | 9 | 57.0805 | 53.228 | 4 | Alum | 418 | 50% | 90% | 0.028995 | 0.0026283
57 | 3 | 1.8206 | 419 | 57 | 3 | HDR | 21.498 | 1.4 | 434.255 | 28.275 | 0.657 | 0.449 | 14.134 | 0.629 | 285.499 | 12.707 | 1.8206 | 2.545 | 0.202 | 4.6335 | 0.36777 | 0.118 | 0.14437 | 715 | 183 | Lincoln Alum | AlumInjection | 4 | Alum | 7 | 9 | 57.0805 | 53.228 | 4 | Alum | 419 | 50% | 90% | 2.3167 | 0.33099
57 | 4 | 48.6129 | 420 | 57 | 4 | IND | 14.965 | 1.118 | 1618.052 | 120.881 | 0.652 | 0.441 | 9.757 | 0.493 | 1054.976 | 53.299 | 48.6129 | 1.717 | 0.151 | 83.4683 | 7.3405 | 0.115 | 0.13464 | 715 | 183 | Lincoln Alum | AlumInjection | 4 | Alum | 7 | 9 | 57.0805 | 53.228 | 4 | Alum | 420 | 50% | 90% | 41.7342 | 6.6065
57 | 6 | 0.87941 | 421 | 57 | 6 | OPE | 4.1886 | 0.157 | 14.253 | 0.535 | 0.663 | 0.461 | 2.778 | 0.073 | 9.452 | 0.247 | 0.87941 | 0.51 | 0.023 | 0.4485 | 0.020227 | 0.122 | 0.14893 | 715 | 183 | Lincoln Alum | AlumInjection | 4 | Alum | 7 | 9 | 57.0805 | 53.228 | 4 | Alum | 421 | 50% | 90% | 0.22425 | 0.018204
57 | 4 | 0.14654 | 420 | 57 | 4 | IND | 14.965 | 1.118 | 1618.052 | 120.881 | 0.652 | 0.441 | 9.757 | 0.493 | 1054.976 | 53.299 | 0.14654 | 1.717 | 0.151 | 0.2516 | 0.022127 | 0.115 | 0.13464 | 716 | 183 | Lincoln Alum | AlumInjection | 4 | Alum | 11 | 9 | 110.3412 | 0.14654 | 4 | Alum | 420 | 50% | 90% | 0.1258 | 0.019914
57 | 1 | 6.5117 | 417 | 57 | 1 | LDR | 4.6876 | 0.186 | 139.13 | 5.53 | 0.659 | 0.451 | 3.088 | 0.084 | 91.641 | 2.495 | 6.5117 | 0.559 | 0.026 | 3.6401 | 0.16931 | 0.119 | 0.14049 | 719 | 186 | Morse Alum | AlumInjection | 4 | Alum | 5 | 9 | 17.5287 | 16.039 | 4 | Alum | 417 | 50% | 90% | 1.82 | 0.15237
57 | 3 | 2.3753 | 419 | 57 | 3 | HDR | 21.498 | 1.4 | 434.255 | 28.275 | 0.657 | 0.449 | 14.134 | 0.629 | 285.499 | 12.707 | 2.3753 | 2.545 | 0.202 | 6.0451 | 0.47981 | 0.118 | 0.14437 | 719 | 186 | Morse Alum | AlumInjection | 4 | Alum | 5 | 9 | 17.5287 | 16.039 | 4 | Alum | 419 | 50% | 90% | 3.0225 | 0.43183
57 | 4 | 6.7798 | 420 | 57 | 4 | IND | 14.965 | 1.118 | 1618.052 | 120.881 | 0.652 | 0.441 | 9.757 | 0.493 | 1054.976 | 53.299 | 6.7798 | 1.717 | 0.151 | 11.6409 | 1.0237 | 0.115 | 0.13464 | 719 | 186 | Morse Alum | AlumInjection | 4 | Alum | 5 | 9 | 17.5287 | 16.039 | 4 | Alum | 420 | 50% | 90% | 5.8204 | 0.92137
57 | 6 | 0.37225 | 421 | 57 | 6 | OPE | 4.1886 | 0.157 | 14.253 | 0.535 | 0.663 | 0.461 | 2.778 | 0.073 | 9.452 | 0.247 | 0.37225 | 0.51 | 0.023 | 0.18985 | 0.0085618 | 0.122 | 0.14893 | 719 | 186 | Morse Alum | AlumInjection | 4 | Alum | 5 | 9 | 17.5287 | 16.039 | 4 | Alum | 421 | 50% | 90% | 0.094925 | 0.0077056
57 | 3 | 0.24675 | 419 | 57 | 3 | HDR | 21.498 | 1.4 | 434.255 | 28.275 | 0.657 | 0.449 | 14.134 | 0.629 | 285.499 | 12.707 | 0.24675 | 2.545 | 0.202 | 0.62797 | 0.049843 | 0.118 | 0.14437 | 720 | 186 | Morse Alum | AlumInjection | 4 | Alum | 7 | 9 | 57.0805 | 1.5095 | 4 | Alum | 419 | 50% | 90% | 0.31399 | 0.044859
57 | 4 | 1.1663 | 420 | 57 | 4 | IND | 14.965 | 1.118 | 1618.052 | 120.881 | 0.652 | 0.441 | 9.757 | 0.493 | 1054.976 | 53.299 | 1.1663 | 1.717 | 0.151 | 2.0026 | 0.17612 | 0.115 | 0.13464 | 720 | 186 | Morse Alum | AlumInjection | 4 | Alum | 7 | 9 | 57.0805 | 1.5095 | 4 | Alum | 420 | 50% | 90% | 1.0013 | 0.15851
57 | 6 | 0.096403 | 421 | 57 | 6 | OPE | 4.1886 | 0.157 | 14.253 | 0.535 | 0.663 | 0.461 | 2.778 | 0.073 | 9.452 | 0.247 | 0.096403 | 0.51 | 0.023 | 0.049165 | 0.0022173 | 0.122 | 0.14893 | 720 | 186 | Morse Alum | AlumInjection | 4 | Alum | 7 | 9 | 57.0805 | 1.5095 | 4 | Alum | 421 | 50% | 90% | 0.024583 | 0.0019955
57 | 3 | 0.18252 | 419 | 57 | 3 | HDR | 21.498 | 1.4 | 434.255 | 28.275 | 0.657 | 0.449 | 14.134 | 0.629 | 285.499 | 12.707 | 0.18252 | 2.545 | 0.202 | 0.46452 | 0.036869 | 0.118 | 0.14437 | 724 | 193 | Rollins College Alum Station | AlumInjection | 4 | Alum | 2 | 9 | 72.4096 | 68.919 | 4 | Alum | 419 | 50% | 90% | 0.23226 | 0.033182
57 | 4 | 0.50102 | 420 | 57 | 4 | IND | 14.965 | 1.118 | 1618.052 | 120.881 | 0.652 | 0.441 | 9.757 | 0.493 | 1054.976 | 53.299 | 0.50102 | 1.717 | 0.151 | 0.86025 | 0.075654 | 0.115 | 0.13464 | 724 | 193 | Rollins College Alum Station | AlumInjection | 4 | Alum | 2 | 9 | 72.4096 | 68.919 | 4 | Alum | 420 | 50% | 90% | 0.43012 | 0.068088
57 | 10 | 0.088612 | 423 | 57 | 10 | RAN | 3.355 | 0.119 | 0.446 | 0.016 | 0.672 | 0.473 | 2.256 | 0.056 | 0.3 | 0.007 | 0.088612 | 0.427 | 0.019 | 0.037837 | 0.0016836 | 0.127 | 0.16317 | 724 | 193 | Rollins College Alum Station | AlumInjection | 4 | Alum | 2 | 9 | 72.4096 | 68.919 | 4 | Alum | 423 | 50% | 90% | 0.018919 | 0.0015153
58 | 3 | 3.8799 | 428 | 58 | 3 | HDR | 22.5044 | 1.53 | 928.517 | 63.139 | 0.501 | 0.315 | 11.275 | 0.483 | 465.213 | 19.91 | 3.8799 | 1.45 | 0.085 | 5.6259 | 0.32979 | 0.064 | 0.055471 | 724 | 193 | Rollins College Alum Station | AlumInjection | 4 | Alum | 2 | 9 | 72.4096 | 68.919 | 4 | Alum | 428 | 50% | 90% | 2.8129 | 0.29681
58 | 4 | 61.955 | 429 | 58 | 4 | IND | 15.6534 | 1.223 | 3061.189 | 239.111 | 0.496 | 0.309 | 7.77 | 0.378 | 1519.482 | 73.842 | 61.955 | 0.973 | 0.063 | 60.2822 | 3.9032 | 0.062 | 0.051479 | 724 | 193 | Rollins College Alum Station | AlumInjection | 4 | Alum | 2 | 9 | 72.4096 | 68.919 | 4 | Alum | 429 | 50% | 90% | 30.1411 | 3.5128
58 | 6 | 0.20234 | 430 | 58 | 6 | OPE | 4.3897 | 0.172 | 211.467 | 8.278 | 0.506 | 0.326 | 2.221 | 0.056 | 106.999 | 2.698 | 0.20234 | 0.292 | 0.01 | 0.059084 | 0.0020234 | 0.066 | 0.057901 | 724 | 193 | Rollins College Alum Station | AlumInjection | 4 | Alum | 2 | 9 | 72.4096 | 68.919 | 4 | Alum | 430 | 50% | 90% | 0.029542 | 0.0018211
58 | 10 | 2.1096 | 432 | 58 | 10 | RAN | 3.522 | 0.13 | 7.425 | 0.275 | 0.513 | 0.336 | 1.808 | 0.044 | 3.812 | 0.092 | 2.1096 | 0.247 | 0.009 | 0.52108 | 0.018987 | 0.07 | 0.065781 | 724 | 193 | Rollins College Alum Station | AlumInjection | 4 | Alum | 2 | 9 | 72.4096 | 68.919 | 4 | Alum | 432 | 50% | 90% | 0.26054 | 0.017088
57 | 4 | 0.074303 | 420 | 57 | 4 | IND | 14.965 | 1.118 | 1618.052 | 120.881 | 0.652 | 0.441 | 9.757 | 0.493 | 1054.976 | 53.299 | 0.074303 | 1.717 | 0.151 | 0.12758 | 0.01122 | 0.115 | 0.13464 | 725 | 193 | Rollins College Alum Station | AlumInjection | 4 | Alum | 6 | 9 | 24.1259 | 0.4686 | 4 | Alum | 420 | 50% | 90% | 0.063789 | 0.010098
57 | 6 | 0.0078623 | 421 | 57 | 6 | OPE | 4.1886 | 0.157 | 14.253 | 0.535 | 0.663 | 0.461 | 2.778 | 0.073 | 9.452 | 0.247 | 0.0078623 | 0.51 | 0.023 | 0.0040098 | 0.00018083 | 0.122 | 0.14893 | 725 | 193 | Rollins College Alum Station | AlumInjection | 4 | Alum | 6 | 9 | 24.1259 | 0.4686 | 4 | Alum | 421 | 50% | 90% | 0.0020049 | 0.00016275
58 | 4 | 0.35275 | 429 | 58 | 4 | IND | 15.6534 | 1.223 | 3061.189 | 239.111 | 0.496 | 0.309 | 7.77 | 0.378 | 1519.482 | 73.842 | 0.35275 | 0.973 | 0.063 | 0.34323 | 0.022223 | 0.062 | 0.051479 | 725 | 193 | Rollins College Alum Station | AlumInjection | 4 | Alum | 6 | 9 | 24.1259 | 0.4686 | 4 | Alum | 429 | 50% | 90% | 0.17161 | 0.020001
58 | 6 | 0.033682 | 430 | 58 | 6 | OPE | 4.3897 | 0.172 | 211.467 | 8.278 | 0.506 | 0.326 | 2.221 | 0.056 | 106.999 | 2.698 | 0.033682 | 0.292 | 0.01 | 0.0098352 | 0.00033682 | 0.066 | 0.057901 | 725 | 193 | Rollins College Alum Station | AlumInjection | 4 | Alum | 6 | 9 | 24.1259 | 0.4686 | 4 | Alum | 430 | 50% | 90% | 0.0049176 | 0.00030314
57 | 4 | 0.017304 | 420 | 57 | 4 | IND | 14.965 | 1.118 | 1618.052 | 120.881 | 0.652 | 0.441 | 9.757 | 0.493 | 1054.976 | 53.299 | 0.017304 | 1.717 | 0.151 | 0.029711 | 0.0026129 | 0.115 | 0.13464 | 726 | 193 | Rollins College Alum Station | AlumInjection | 4 | Alum | 11 | 9 | 110.3412 | 1.9462 | 4 | Alum | 420 | 50% | 90% | 0.014856 | 0.0023516
58 | 2 | 0.04166 | 427 | 58 | 2 | MDR | 9.8281 | 0.44 | 3808.185 | 170.631 | 0.501 | 0.315 | 4.924 | 0.139 | 1908.105 | 53.755 | 0.04166 | 0.633 | 0.023 | 0.026371 | 0.00095817 | 0.064 | 0.052984 | 726 | 193 | Rollins College Alum Station | AlumInjection | 4 | Alum | 11 | 9 | 110.3412 | 1.9462 | 4 | Alum | 427 | 50% | 90% | 0.013185 | 0.00086236
58 | 4 | 1.798 | 429 | 58 | 4 | IND | 15.6534 | 1.223 | 3061.189 | 239.111 | 0.496 | 0.309 | 7.77 | 0.378 | 1519.482 | 73.842 | 1.798 | 0.973 | 0.063 | 1.7494 | 0.11327 | 0.062 | 0.051479 | 726 | 193 | Rollins College Alum Station | AlumInjection | 4 | Alum | 11 | 9 | 110.3412 | 1.9462 | 4 | Alum | 429 | 50% | 90% | 0.8747 | 0.10194
58 | 6 | 0.089234 | 430 | 58 | 6 | OPE | 4.3897 | 0.172 | 211.467 | 8.278 | 0.506 | 0.326 | 2.221 | 0.056 | 106.999 | 2.698 | 0.089234 | 0.292 | 0.01 | 0.026056 | 0.00089234 | 0.066 | 0.057901 | 726 | 193 | Rollins College Alum Station | AlumInjection | 4 | Alum | 11 | 9 | 110.3412 | 1.9462 | 4 | Alum | 430 | 50% | 90% | 0.013028 | 0.00080311
57 | 3 | 0.16405 | 419 | 57 | 3 | HDR | 21.498 | 1.4 | 434.255 | 28.275 | 0.657 | 0.449 | 14.134 | 0.629 | 285.499 | 12.707 | 0.16405 | 2.545 | 0.202 | 0.4175 | 0.033137 | 0.118 | 0.14437 | 729 | 197 | WEBSTER OUTFALL BAFFLE BOX | BaffleBox + ALUM | 4 | Alum | 2 | 9 | 72.4096 | 0.88716 | 4 | Alum | 419 | 50% | 90% | 0.20875 | 0.029823
57 | 4 | 0.69104 | 420 | 57 | 4 | IND | 14.965 | 1.118 | 1618.052 | 120.881 | 0.652 | 0.441 | 9.757 | 0.493 | 1054.976 | 53.299 | 0.69104 | 1.717 | 0.151 | 1.1865 | 0.10435 | 0.115 | 0.13464 | 729 | 197 | WEBSTER OUTFALL BAFFLE BOX | BaffleBox + ALUM | 4 | Alum | 2 | 9 | 72.4096 | 0.88716 | 4 | Alum | 420 | 50% | 90% | 0.59326 | 0.093913
58 | 4 | 0.032072 | 429 | 58 | 4 | IND | 15.6534 | 1.223 | 3061.189 | 239.111 | 0.496 | 0.309 | 7.77 | 0.378 | 1519.482 | 73.842 | 0.032072 | 0.973 | 0.063 | 0.031206 | 0.0020205 | 0.062 | 0.051479 | 729 | 197 | WEBSTER OUTFALL BAFFLE BOX | BaffleBox + ALUM | 4 | Alum | 2 | 9 | 72.4096 | 0.88716 | 4 | Alum | 429 | 50% | 90% | 0.015603 | 0.0018185
57 | 3 | 7.3653 | 419 | 57 | 3 | HDR | 21.498 | 1.4 | 434.255 | 28.275 | 0.657 | 0.449 | 14.134 | 0.629 | 285.499 | 12.707 | 7.3653 | 2.545 | 0.202 | 18.7448 | 1.4878 | 0.118 | 0.14437 | 730 | 197 | WEBSTER OUTFALL BAFFLE BOX | BaffleBox + ALUM | 4 | Alum | 6 | 9 | 24.1259 | 22.1527 | 4 | Alum | 419 | 50% | 90% | 9.3724 | 1.339
57 | 4 | 13.8783 | 420 | 57 | 4 | IND | 14.965 | 1.118 | 1618.052 | 120.881 | 0.652 | 0.441 | 9.757 | 0.493 | 1054.976 | 53.299 | 13.8783 | 1.717 | 0.151 | 23.829 | 2.0956 | 0.115 | 0.13464 | 730 | 197 | WEBSTER OUTFALL BAFFLE BOX | BaffleBox + ALUM | 4 | Alum | 6 | 9 | 24.1259 | 22.1527 | 4 | Alum | 420 | 50% | 90% | 11.9145 | 1.8861
57 | 6 | 0.30504 | 421 | 57 | 6 | OPE | 4.1886 | 0.157 | 14.253 | 0.535 | 0.663 | 0.461 | 2.778 | 0.073 | 9.452 | 0.247 | 0.30504 | 0.51 | 0.023 | 0.15557 | 0.0070159 | 0.122 | 0.14893 | 730 | 197 | WEBSTER OUTFALL BAFFLE BOX | BaffleBox + ALUM | 4 | Alum | 6 | 9 | 24.1259 | 22.1527 | 4 | Alum | 421 | 50% | 90% | 0.077784 | 0.0063143
58 | 4 | 0.55376 | 429 | 58 | 4 | IND | 15.6534 | 1.223 | 3061.189 | 239.111 | 0.496 | 0.309 | 7.77 | 0.378 | 1519.482 | 73.842 | 0.55376 | 0.973 | 0.063 | 0.53881 | 0.034887 | 0.062 | 0.051479 | 730 | 197 | WEBSTER OUTFALL BAFFLE BOX | BaffleBox + ALUM | 4 | Alum | 6 | 9 | 24.1259 | 22.1527 | 4 | Alum | 429 | 50% | 90% | 0.2694 | 0.031398
58 | 6 | 0.050272 | 430 | 58 | 6 | OPE | 4.3897 | 0.172 | 211.467 | 8.278 | 0.506 | 0.326 | 2.221 | 0.056 | 106.999 | 2.698 | 0.050272 | 0.292 | 0.01 | 0.014679 | 0.00050272 | 0.066 | 0.057901 | 730 | 197 | WEBSTER OUTFALL BAFFLE BOX | BaffleBox + ALUM | 4 | Alum | 6 | 9 | 24.1259 | 22.1527 | 4 | Alum | 430 | 50% | 90% | 0.0073397 | 0.00045245
57 | 3 | 0.0016933 | 419 | 57 | 3 | HDR | 21.498 | 1.4 | 434.255 | 28.275 | 0.657 | 0.449 | 14.134 | 0.629 | 285.499 | 12.707 | 0.0016933 | 2.545 | 0.202 | 0.0043093 | 0.00034204 | 0.118 | 0.14437 | 731 | 197 | WEBSTER OUTFALL BAFFLE BOX | BaffleBox + ALUM | 4 | Alum | 7 | 9 | 57.0805 | 0.35674 | 4 | Alum | 419 | 50% | 90% | 0.0021547 | 0.00030783
57 | 4 | 0.30811 | 420 | 57 | 4 | IND | 14.965 | 1.118 | 1618.052 | 120.881 | 0.652 | 0.441 | 9.757 | 0.493 | 1054.976 | 53.299 | 0.30811 | 1.717 | 0.151 | 0.52903 | 0.046525 | 0.115 | 0.13464 | 731 | 197 | WEBSTER OUTFALL BAFFLE BOX | BaffleBox + ALUM | 4 | Alum | 7 | 9 | 57.0805 | 0.35674 | 4 | Alum | 420 | 50% | 90% | 0.26452 | 0.041873
57 | 6 | 0.046929 | 421 | 57 | 6 | OPE | 4.1886 | 0.157 | 14.253 | 0.535 | 0.663 | 0.461 | 2.778 | 0.073 | 9.452 | 0.247 | 0.046929 | 0.51 | 0.023 | 0.023934 | 0.0010794 | 0.122 | 0.14893 | 731 | 197 | WEBSTER OUTFALL BAFFLE BOX | BaffleBox + ALUM | 4 | Alum | 7 | 9 | 57.0805 | 0.35674 | 4 | Alum | 421 | 50% | 90% | 0.011967 | 0.00097143
57 | 4 | 0.2487 | 420 | 57 | 4 | IND | 14.965 | 1.118 | 1618.052 | 120.881 | 0.652 | 0.441 | 9.757 | 0.493 | 1054.976 | 53.299 | 0.2487 | 1.717 | 0.151 | 0.42703 | 0.037554 | 0.115 | 0.13464 | 732 | 197 | WEBSTER OUTFALL BAFFLE BOX | BaffleBox + ALUM | 4 | Alum | 11 | 9 | 110.3412 | 0.2487 | 4 | Alum | 420 | 50% | 90% | 0.21351 | 0.033799
51 | 2 | 0.15542 | 381 | 51 | 2 | MDR | 12.3118 | 0.61 | 8989.592 | 445.055 | 0.471 | 0.624 | 5.799 | 0.38 | 4234.099 | 277.813 | 0.15542 | 2.104 | 0.147 | 0.32701 | 0.022847 | 0.171 | 0.24118 | 733 | 198 | Webster Baffle Box | BaffleBox + ALUM | 4 | Alum | 4 | 9 | 79.4825 | 76.9677 | 4 | Alum | 381 | 50% | 90% | 0.1635 | 0.020562
51 | 4 | 0.20319 | 383 | 51 | 4 | IND | 19.6928 | 1.698 | 1955.829 | 168.617 | 0.466 | 0.612 | 9.186 | 1.039 | 912.359 | 103.211 | 0.20319 | 3.274 | 0.399 | 0.66526 | 0.081074 | 0.166 | 0.23497 | 733 | 198 | Webster Baffle Box | BaffleBox + ALUM | 4 | Alum | 4 | 9 | 79.4825 | 76.9677 | 4 | Alum | 383 | 50% | 90% | 0.33263 | 0.072967
51 | 8 | 0.21397 | 385 | 51 | 8 | AGR | 11.8279 | 0.639 | 192.513 | 10.397 | 0.484 | 0.72 | 5.724 | 0.46 | 93.165 | 7.491 | 0.21397 | 2.204 | 0.194 | 0.47159 | 0.04151 | 0.186 | 0.30445 | 733 | 198 | Webster Baffle Box | BaffleBox + ALUM | 4 | Alum | 4 | 9 | 79.4825 | 76.9677 | 4 | Alum | 385 | 50% | 90% | 0.2358 | 0.037359
57 | 1 | 2.4904 | 417 | 57 | 1 | LDR | 4.6876 | 0.186 | 139.13 | 5.53 | 0.659 | 0.451 | 3.088 | 0.084 | 91.641 | 2.495 | 2.4904 | 0.559 | 0.026 | 1.3921 | 0.064751 | 0.119 | 0.14049 | 733 | 198 | Webster Baffle Box | BaffleBox + ALUM | 4 | Alum | 4 | 9 | 79.4825 | 76.9677 | 4 | Alum | 417 | 50% | 90% | 0.69607 | 0.058275
57 | 2 | 20.6119 | 418 | 57 | 2 | MDR | 9.3885 | 0.403 | 3228.257 | 138.483 | 0.658 | 0.448 | 6.173 | 0.181 | 2122.675 | 62.088 | 20.6119 | 1.112 | 0.056 | 22.9204 | 1.1543 | 0.118 | 0.13805 | 733 | 198 | Webster Baffle Box | BaffleBox + ALUM | 4 | Alum | 4 | 9 | 79.4825 | 76.9677 | 4 | Alum | 418 | 50% | 90% | 11.4602 | 1.0388
57 | 4 | 25.1818 | 420 | 57 | 4 | IND | 14.965 | 1.118 | 1618.052 | 120.881 | 0.652 | 0.441 | 9.757 | 0.493 | 1054.976 | 53.299 | 25.1818 | 1.717 | 0.151 | 43.2371 | 3.8024 | 0.115 | 0.13464 | 733 | 198 | Webster Baffle Box | BaffleBox + ALUM | 4 | Alum | 4 | 9 | 79.4825 | 76.9677 | 4 | Alum | 420 | 50% | 90% | 21.6185 | 3.4222
57 | 6 | 0.016736 | 421 | 57 | 6 | OPE | 4.1886 | 0.157 | 14.253 | 0.535 | 0.663 | 0.461 | 2.778 | 0.073 | 9.452 | 0.247 | 0.016736 | 0.51 | 0.023 | 0.0085353 | 0.00038492 | 0.122 | 0.14893 | 733 | 198 | Webster Baffle Box | BaffleBox + ALUM | 4 | Alum | 4 | 9 | 79.4825 | 76.9677 | 4 | Alum | 421 | 50% | 90% | 0.0042676 | 0.00034643
57 | 8 | 28.0851 | 422 | 57 | 8 | AGR | 9.0386 | 0.423 | 258.618 | 12.091 | 0.682 | 0.481 | 6.164 | 0.203 | 176.355 | 5.816 | 28.0851 | 1.198 | 0.076 | 33.646 | 2.1345 | 0.133 | 0.18051 | 733 | 198 | Webster Baffle Box | BaffleBox + ALUM | 4 | Alum | 4 | 9 | 79.4825 | 76.9677 | 4 | Alum | 422 | 50% | 90% | 16.823 | 1.921
57 | 12 | 0.0092347 | 424 | 57 | 12 | WAT | 0.31342 | 0.006 | 50.298 | 1.017 | 0.637 | 0.502 | 0.2 | 0.003 | 32.057 | 0.511 | 0.0092347 | 0.033 | 0.001 | 0.00030475 | 9.2347e-06 | 0.107 | 0.1923 | 733 | 198 | Webster Baffle Box | BaffleBox + ALUM | 4 | Alum | 4 | 9 | 79.4825 | 76.9677 | 4 | Alum | 424 | 50% | 90% | 0.00015237 | 8.3113e-06
57 | 1 | 0.051163 | 417 | 57 | 1 | LDR | 4.6876 | 0.186 | 139.13 | 5.53 | 0.659 | 0.451 | 3.088 | 0.084 | 91.641 | 2.495 | 0.051163 | 0.559 | 0.026 | 0.0286 | 0.0013302 | 0.119 | 0.14049 | 734 | 198 | Webster Baffle Box | BaffleBox + ALUM | 4 | Alum | 7 | 9 | 57.0805 | 1.0847 | 4 | Alum | 417 | 50% | 90% | 0.0143 | 0.0011972
57 | 4 | 1.0335 | 420 | 57 | 4 | IND | 14.965 | 1.118 | 1618.052 | 120.881 | 0.652 | 0.441 | 9.757 | 0.493 | 1054.976 | 53.299 | 1.0335 | 1.717 | 0.151 | 1.7745 | 0.15606 | 0.115 | 0.13464 | 734 | 198 | Webster Baffle Box | BaffleBox + ALUM | 4 | Alum | 7 | 9 | 57.0805 | 1.0847 | 4 | Alum | 420 | 50% | 90% | 0.88725 | 0.14045
46 | 1 | 0.0001836 | 340 | 46 | 1 | LDR | 7.475 | 0.335 | 892.731 | 39.971 | 0.586 | 0.84 | 4.38 | 0.281 | 523.1 | 33.572 | 0.0001836 | 3.356 | 0.165 | 0.00061616 | 3.0294e-05 | 0.449 | 0.49425 | 1 | 1 | 672 & 676 San Pablo Avenue Baffle Boxes | Replace existing storm manholes with two Baffle Boxes for removal of pollutants (sediment and detritus) (4b) | 2 | Baffle Boxes | -1 | 0 | 0 | 26.935 | 2 | BaffleBox, InletBasket, CDS, Others | 340 | 5% | 5% | 3.0808e-05 | 1.5147e-06
46 | 3 | 26.1918 | 342 | 46 | 3 | HDR | 29.2966 | 2.128 | 15135.696 | 1099.348 | 0.585 | 0.841 | 17.131 | 1.789 | 8850.484 | 924.087 | 26.1918 | 13.118 | 1.05 | 343.584 | 27.5014 | 0.448 | 0.49364 | 1 | 1 | 672 & 676 San Pablo Avenue Baffle Boxes | Replace existing storm manholes with two Baffle Boxes for removal of pollutants (sediment and detritus) (4b) | 2 | Baffle Boxes | -1 | 0 | 0 | 26.935 | 2 | BaffleBox, InletBasket, CDS, Others | 342 | 5% | 5% | 17.1792 | 1.3751
46 | 4 | 0.74302 | 343 | 46 | 4 | IND | 17.0006 | 1.432 | 5136.665 | 432.629 | 0.581 | 0.828 | 9.877 | 1.185 | 2984.427 | 358.031 | 0.74302 | 7.542 | 0.694 | 5.6038 | 0.51565 | 0.444 | 0.48499 | 1 | 1 | 672 & 676 San Pablo Avenue Baffle Boxes | Replace existing storm manholes with two Baffle Boxes for removal of pollutants (sediment and detritus) (4b) | 2 | Baffle Boxes | -1 | 0 | 0 | 26.935 | 2 | BaffleBox, InletBasket, CDS, Others | 343 | 5% | 5% | 0.28019 | 0.025783
15 | 2 | 21.2933 | 48 | 15 | 2 | MDR | 7.3702 | 0.422 | 5942.609 | 340.176 | 0.471 | 0.494 | 3.471 | 0.209 | 2798.745 | 168.156 | 21.2933 | 3.471 | 0.209 | 73.9092 | 4.4503 | 0.471 | 0.49432 | 2 | 2 | 808 Osceola Trail Baffle Box | Replace existing storm manholes with Baffle Boxes for removal of pollutants (sediment and detritus) (4.i) | 2 | Baffle Boxes | -1 | 0 | 0 | 25.075 | 2 | BaffleBox, InletBasket, CDS, Others | 48 | 5% | 5% | 3.6955 | 0.22252
15 | 6 | 2.7714 | 51 | 15 | 6 | OPE | 4.0278 | 0.208 | 188.418 | 9.726 | 0.473 | 0.496 | 1.905 | 0.103 | 89.126 | 4.828 | 2.7714 | 1.905 | 0.103 | 5.2795 | 0.28545 | 0.473 | 0.49643 | 2 | 2 | 808 Osceola Trail Baffle Box | Replace existing storm manholes with Baffle Boxes for removal of pollutants (sediment and detritus) (4.i) | 2 | Baffle Boxes | -1 | 0 | 0 | 25.075 | 2 | BaffleBox, InletBasket, CDS, Others | 51 | 5% | 5% | 0.26398 | 0.014273
15 | 13 | 1.0102 | 56 | 15 | 13 | WET | 5.949 | 0.459 | 2341.804 | 180.724 | 0.473 | 0.503 | 2.811 | 0.231 | 1106.548 | 90.851 | 1.0102 | 2.811 | 0.231 | 2.8398 | 0.23336 | 0.473 | 0.50271 | 2 | 2 | 808 Osceola Trail Baffle Box | Replace existing storm manholes with Baffle Boxes for removal of pollutants (sediment and detritus) (4.i) | 2 | Baffle Boxes | -1 | 0 | 0 | 25.075 | 2 | BaffleBox, InletBasket, CDS, Others | 56 | 5% | 5% | 0.14199 | 0.011668
46 | 3 | 3.7183 | 342 | 46 | 3 | HDR | 29.2966 | 2.128 | 15135.696 | 1099.348 | 0.585 | 0.841 | 17.131 | 1.789 | 8850.484 | 924.087 | 3.7183 | 13.118 | 1.05 | 48.7769 | 3.9042 | 0.448 | 0.49364 | 3 | 3 | CDS | Identified by Casselberry Staff 2/12/09 | 19 | CDS | -1 | 0 | 0 | 3.7183 | 2 | BaffleBox, InletBasket, CDS, Others | 342 | 5% | 5% | 2.4388 | 0.19521
10 | 4 | 0.74812 | 13 | 10 | 4 | IND | 13.1528 | 1.186 | 6233.588 | 562.16 | 0.215 | 0.107 | 2.826 | 0.127 | 1339.375 | 60.359 | 0.74812 | 1.344 | 0.064 | 1.0055 | 0.04788 | 0.102 | 0.054107 | 4 | 4 | Fountain/Aeration and Revegetation for Grassy Lake | Installation of an aeration system to satisfy the high BOD loading to this waterbody but constructed as a decorative fountain. The project would also include shoreline revegetation for both aesthetics and nutrient removal with environmental swale co | 20 | Others | -1 | 0 | 0 | 0.82718 | 2 | BaffleBox, InletBasket, CDS, Others | 13 | 5% | 5% | 0.050274 | 0.002394
10 | 12 | 0.00086083 | 18 | 10 | 12 | WAT | 0.23667 | 0.006 | 74.59 | 1.829 | 0.243 | 0.126 | 0.057 | 0.001 | 18.111 | 0.231 | 0.00086083 | 0.028 | 0 | 2.4103e-05 | 0 | 0.119 | 0.064699 | 4 | 4 | Fountain/Aeration and Revegetation for Grassy Lake | Installation of an aeration system to satisfy the high BOD loading to this waterbody but constructed as a decorative fountain. The project would also include shoreline revegetation for both aesthetics and nutrient removal with environmental swale co | 20 | Others | -1 | 0 | 0 | 0.82718 | 2 | BaffleBox, InletBasket, CDS, Others | 18 | 5% | 5% | 1.2052e-06 | 0
10 | 13 | 0.078197 | 19 | 10 | 13 | WET | 10.9043 | 0.715 | 2850.635 | 186.795 | 0.218 | 0.109 | 2.376 | 0.078 | 621.194 | 20.323 | 0.078197 | 1.134 | 0.039 | 0.088675 | 0.0030497 | 0.104 | 0.054868 | 4 | 4 | Fountain/Aeration and Revegetation for Grassy Lake | Installation of an aeration system to satisfy the high BOD loading to this waterbody but constructed as a decorative fountain. The project would also include shoreline revegetation for both aesthetics and nutrient removal with environmental swale co | 20 | Others | -1 | 0 | 0 | 0.82718 | 2 | BaffleBox, InletBasket, CDS, Others | 19 | 5% | 5% | 0.0044338 | 0.00015248
10 | 4 | 0.045686 | 13 | 10 | 4 | IND | 13.1528 | 1.186 | 6233.588 | 562.16 | 0.215 | 0.107 | 2.826 | 0.127 | 1339.375 | 60.359 | 0.045686 | 1.344 | 0.064 | 0.061402 | 0.0029239 | 0.102 | 0.054107 | 5 | 5 | Fountain/Aeration and Revegetation for Grassy Lake | Installation of an aeration system to satisfy the high BOD loading to this waterbody but constructed as a decorative fountain. The project would also include shoreline revegetation for both aesthetics and nutrient removal with environmental swale co | 20 | Others | -1 | 0 | 0 | 0.89533 | 2 | BaffleBox, InletBasket, CDS, Others | 13 | 5% | 5% | 0.0030701 | 0.0001462
10 | 13 | 0.84964 | 19 | 10 | 13 | WET | 10.9043 | 0.715 | 2850.635 | 186.795 | 0.218 | 0.109 | 2.376 | 0.078 | 621.194 | 20.323 | 0.84964 | 1.134 | 0.039 | 0.9635 | 0.033136 | 0.104 | 0.054868 | 5 | 5 | Fountain/Aeration and Revegetation for Grassy Lake | Installation of an aeration system to satisfy the high BOD loading to this waterbody but constructed as a decorative fountain. The project would also include shoreline revegetation for both aesthetics and nutrient removal with environmental swale co | 20 | Others | -1 | 0 | 0 | 0.89533 | 2 | BaffleBox, InletBasket, CDS, Others | 19 | 5% | 5% | 0.048175 | 0.0016568
10 | 1 | 0.34096 | 10 | 10 | 1 | LDR | 4.5114 | 0.203 | 82.102 | 3.701 | 0.219 | 0.108 | 0.986 | 0.022 | 17.951 | 0.401 | 0.34096 | 0.471 | 0.011 | 0.16059 | 0.0037505 | 0.104 | 0.05464 | 6 | 6 | Lake Concord Stormwater Park/ Anniversary Park | Baffle Box, Pervious Pavement, and Bioretention/Parking Lot - Portion of Redevelopment and Retrofit of City-owned property into an educational stormwater Park including installation of 2 baffle boxes and an exfiltration trench, and other BMPs (1) | 2 | Baffle Boxes | -1 | 0 | 0 | 1.2407 | 2 | BaffleBox, InletBasket, CDS, Others | 10 | 5% | 5% | 0.0080295 | 0.00018753
10 | 4 | 0.89973 | 13 | 10 | 4 | IND | 13.1528 | 1.186 | 6233.588 | 562.16 | 0.215 | 0.107 | 2.826 | 0.127 | 1339.375 | 60.359 | 0.89973 | 1.344 | 0.064 | 1.2092 | 0.057583 | 0.102 | 0.054107 | 6 | 6 | Lake Concord Stormwater Park/ Anniversary Park | Baffle Box, Pervious Pavement, and Bioretention/Parking Lot - Portion of Redevelopment and Retrofit of City-owned property into an educational stormwater Park including installation of 2 baffle boxes and an exfiltration trench, and other BMPs (1) | 2 | Baffle Boxes | -1 | 0 | 0 | 1.2407 | 2 | BaffleBox, InletBasket, CDS, Others | 13 | 5% | 5% | 0.060462 | 0.0028792
10 | 4 | 0.46403 | 13 | 10 | 4 | IND | 13.1528 | 1.186 | 6233.588 | 562.16 | 0.215 | 0.107 | 2.826 | 0.127 | 1339.375 | 60.359 | 0.46403 | 1.344 | 0.064 | 0.62365 | 0.029698 | 0.102 | 0.054107 | 9 | 9 | Lake Concord Stormwater Park/ Anniversary Park - Plumosa Baffle Box | Plumosa Baffle Box - Portion of Redevelopment and Retrofit of City-owned property into an educational stormwater Park including installation of 2 baffle boxes and an exfiltration trench, and other BMPs | 2 | Baffle Boxes | -1 | 0 | 0 | 5.3948 | 2 | BaffleBox, InletBasket, CDS, Others | 13 | 5% | 5% | 0.031183 | 0.0014849
13 | 2 | 3.9842 | 39 | 13 | 2 | MDR | 18.0436 | 0.628 | 3512.436 | 122.222 | 0.525 | 0.326 | 9.477 | 0.204 | 1844.865 | 39.803 | 3.9842 | 4.532 | 0.103 | 18.0565 | 0.41037 | 0.251 | 0.16422 | 9 | 9 | Lake Concord Stormwater Park/ Anniversary Park - Plumosa Baffle Box | Plumosa Baffle Box - Portion of Redevelopment and Retrofit of City-owned property into an educational stormwater Park including installation of 2 baffle boxes and an exfiltration trench, and other BMPs | 2 | Baffle Boxes | -1 | 0 | 0 | 5.3948 | 2 | BaffleBox, InletBasket, CDS, Others | 39 | 5% | 5% | 0.90282 | 0.020519
13 | 4 | 0.89765 | 41 | 13 | 4 | IND | 26.0926 | 1.754 | 7076.808 | 475.796 | 0.518 | 0.323 | 13.52 | 0.566 | 3666.784 | 153.491 | 0.89765 | 6.43 | 0.285 | 5.7719 | 0.25583 | 0.246 | 0.16272 | 9 | 9 | Lake Concord Stormwater Park/ Anniversary Park - Plumosa Baffle Box | Plumosa Baffle Box - Portion of Redevelopment and Retrofit of City-owned property into an educational stormwater Park including installation of 2 baffle boxes and an exfiltration trench, and other BMPs | 2 | Baffle Boxes | -1 | 0 | 0 | 5.3948 | 2 | BaffleBox, InletBasket, CDS, Others | 41 | 5% | 5% | 0.28859 | 0.012792
13 | 13 | 0.048857 | 46 | 13 | 13 | WET | 22.3406 | 1.095 | 1355.616 | 66.432 | 0.523 | 0.329 | 11.678 | 0.36 | 708.636 | 21.829 | 0.048857 | 5.575 | 0.182 | 0.27238 | 0.008892 | 0.25 | 0.16625 | 9 | 9 | Lake Concord Stormwater Park/ Anniversary Park - Plumosa Baffle Box | Plumosa Baffle Box - Portion of Redevelopment and Retrofit of City-owned property into an educational stormwater Park including installation of 2 baffle boxes and an exfiltration trench, and other BMPs | 2 | Baffle Boxes | -1 | 0 | 0 | 5.3948 | 2 | BaffleBox, InletBasket, CDS, Others | 46 | 5% | 5% | 0.013619 | 0.0004446
15 | 2 | 17.8989 | 48 | 15 | 2 | MDR | 7.3702 | 0.422 | 5942.609 | 340.176 | 0.471 | 0.494 | 3.471 | 0.209 | 2798.745 | 168.156 | 17.8989 | 3.471 | 0.209 | 62.127 | 3.7409 | 0.471 | 0.49432 | 11 | 11 | Lake Hodge Park Baffle Box | Replace existing storm manholes with Baffle Boxes for removal of pollutants (sediment and detritus) (4j) | 2 | Baffle Boxes | -1 | 0 | 0 | 52.1048 | 2 | BaffleBox, InletBasket, CDS, Others | 48 | 5% | 5% | 3.1064 | 0.18704
15 | 3 | 0.54593 | 49 | 15 | 3 | HDR | 15.855 | 1.386 | 5622.889 | 491.639 | 0.471 | 0.496 | 7.465 | 0.687 | 2647.371 | 243.749 | 0.54593 | 7.465 | 0.687 | 4.0754 | 0.37506 | 0.471 | 0.49579 | 11 | 11 | Lake Hodge Park Baffle Box | Replace existing storm manholes with Baffle Boxes for removal of pollutants (sediment and detritus) (4j) | 2 | Baffle Boxes | -1 | 0 | 0 | 52.1048 | 2 | BaffleBox, InletBasket, CDS, Others | 49 | 5% | 5% | 0.20377 | 0.018753
15 | 13 | 3.5338 | 56 | 15 | 13 | WET | 5.949 | 0.459 | 2341.804 | 180.724 | 0.473 | 0.503 | 2.811 | 0.231 | 1106.548 | 90.851 | 3.5338 | 2.811 | 0.231 | 9.9336 | 0.81631 | 0.473 | 0.50271 | 11 | 11 | Lake Hodge Park Baffle Box | Replace existing storm manholes with Baffle Boxes for removal of pollutants (sediment and detritus) (4j) | 2 | Baffle Boxes | -1 | 0 | 0 | 52.1048 | 2 | BaffleBox, InletBasket, CDS, Others | 56 | 5% | 5% | 0.49668 | 0.040816
23 | 2 | 27.5118 | 121 | 23 | 2 | MDR | 7.0851 | 0.345 | 2693.279 | 131.118 | 0.895 | 0.911 | 6.34 | 0.314 | 2410.131 | 119.396 | 27.5118 | 6.34 | 0.314 | 174.4247 | 8.6387 | 0.895 | 0.9106 | 11 | 11 | Lake Hodge Park Baffle Box | Replace existing storm manholes with Baffle Boxes for removal of pollutants (sediment and detritus) (4j) | 2 | Baffle Boxes | -1 | 0 | 0 | 52.1048 | 2 | BaffleBox, InletBasket, CDS, Others | 121 | 5% | 5% | 8.7212 | 0.43194
23 | 3 | 0.088348 | 122 | 23 | 3 | HDR | 15.1365 | 1.11 | 4936.678 | 361.861 | 0.895 | 0.911 | 13.544 | 1.011 | 4417.226 | 329.591 | 0.088348 | 13.544 | 1.011 | 1.1966 | 0.08932 | 0.895 | 0.91082 | 11 | 11 | Lake Hodge Park Baffle Box | Replace existing storm manholes with Baffle Boxes for removal of pollutants (sediment and detritus) (4j) | 2 | Baffle Boxes | -1 | 0 | 0 | 52.1048 | 2 | BaffleBox, InletBasket, CDS, Others | 122 | 5% | 5% | 0.059829 | 0.004466
23 | 4 | 1.7411 | 123 | 23 | 4 | IND | 10.0422 | 0.85 | 5417.453 | 458.426 | 0.893 | 0.909 | 8.963 | 0.773 | 4835.422 | 416.755 | 1.7411 | 8.963 | 0.773 | 15.6056 | 1.3459 | 0.893 | 0.9091 | 11 | 11 | Lake Hodge Park Baffle Box | Replace existing storm manholes with Baffle Boxes for removal of pollutants (sediment and detritus) (4j) | 2 | Baffle Boxes | -1 | 0 | 0 | 52.1048 | 2 | BaffleBox, InletBasket, CDS, Others | 123 | 5% | 5% | 0.78028 | 0.067294
23 | 6 | 0.040304 | 125 | 23 | 6 | OPE | 3.6976 | 0.161 | 262.851 | 11.454 | 0.896 | 0.912 | 3.313 | 0.147 | 235.546 | 10.445 | 0.040304 | 3.313 | 0.147 | 0.13353 | 0.0059247 | 0.896 | 0.91192 | 11 | 11 | Lake Hodge Park Baffle Box | Replace existing storm manholes with Baffle Boxes for removal of pollutants (sediment and detritus) (4j) | 2 | Baffle Boxes | -1 | 0 | 0 | 52.1048 | 2 | BaffleBox, InletBasket, CDS, Others | 125 | 5% | 5% | 0.0066763 | 0.00029623
23 | 13 | 0.74464 | 130 | 23 | 13 | WET | 8.0216 | 0.526 | 6987.131 | 457.734 | 0.893 | 0.91 | 7.166 | 0.478 | 6241.869 | 416.507 | 0.74464 | 7.166 | 0.478 | 5.3361 | 0.35594 | 0.893 | 0.90993 | 11 | 11 | Lake Hodge Park Baffle Box | Replace existing storm manholes with Baffle Boxes for removal of pollutants (sediment and detritus) (4j) | 2 | Baffle Boxes | -1 | 0 | 0 | 52.1048 | 2 | BaffleBox, InletBasket, CDS, Others | 130 | 5% | 5% | 0.26681 | 0.017797
46 | 3 | 4.9457 | 342 | 46 | 3 | HDR | 29.2966 | 2.128 | 15135.696 | 1099.348 | 0.585 | 0.841 | 17.131 | 1.789 | 8850.484 | 924.087 | 4.9457 | 13.118 | 1.05 | 64.8773 | 5.193 | 0.448 | 0.49364 | 12 | 12 | Madrid Drive at Desoto Drive Baffle Box | Replace existing storm manholes with Baffle Boxes for removal of pollutants (sediment and detritus) (4d) | 2 | Baffle Boxes | -1 | 0 | 0 | 4.9947 | 2 | BaffleBox, InletBasket, CDS, Others | 342 | 5% | 5% | 3.2439 | 0.25965
46 | 4 | 0.009062 | 343 | 46 | 4 | IND | 17.0006 | 1.432 | 5136.665 | 432.629 | 0.581 | 0.828 | 9.877 | 1.185 | 2984.427 | 358.031 | 0.009062 | 7.542 | 0.694 | 0.068345 | 0.006289 | 0.444 | 0.48499 | 12 | 12 | Madrid Drive at Desoto Drive Baffle Box | Replace existing storm manholes with Baffle Boxes for removal of pollutants (sediment and detritus) (4d) | 2 | Baffle Boxes | -1 | 0 | 0 | 4.9947 | 2 | BaffleBox, InletBasket, CDS, Others | 343 | 5% | 5% | 0.0034173 | 0.00031445
46 | 12 | 0.039932 | 349 | 46 | 12 | WAT | 1.258 | 0.048 | 618.54 | 23.423 | 0.591 | 0.9 | 0.744 | 0.043 | 365.844 | 21.08 | 0.039932 | 0.569 | 0.025 | 0.022721 | 0.0009983 | 0.452 | 0.53317 | 12 | 12 | Madrid Drive at Desoto Drive Baffle Box | Replace existing storm manholes with Baffle Boxes for removal of pollutants (sediment and detritus) (4d) | 2 | Baffle Boxes | -1 | 0 | 0 | 4.9947 | 2 | BaffleBox, InletBasket, CDS, Others | 349 | 5% | 5% | 0.0011361 | 4.9915e-05
10 | 2 | 0.10682 | 11 | 10 | 2 | MDR | 8.9213 | 0.434 | 10274.538 | 499.47 | 0.218 | 0.108 | 1.945 | 0.047 | 2239.911 | 53.782 | 0.10682 | 0.929 | 0.024 | 0.099233 | 0.0025636 | 0.104 | 0.054197 | 13 | 13 | Secret Lake Shoreline Revegetation | Remove existing nuisance vegetation from the east and southwest shores of Secret Lake and replace with beneficial species; install 2 reverse berms and swales | 20 | Others | -1 | 0 | 0 | 0.38534 | 2 | BaffleBox, InletBasket, CDS, Others | 11 | 5% | 5% | 0.0049617 | 0.00012818
10 | 6 | 0.26628 | 14 | 10 | 6 | OPE | 4.3929 | 0.187 | 159.987 | 6.814 | 0.221 | 0.111 | 0.972 | 0.021 | 35.403 | 0.756 | 0.26628 | 0.466 | 0.01 | 0.12409 | 0.0026628 | 0.106 | 0.056015 | 13 | 13 | Secret Lake Shoreline Revegetation | Remove existing nuisance vegetation from the east and southwest shores of Secret Lake and replace with beneficial species; install 2 reverse berms and swales | 20 | Others | -1 | 0 | 0 | 0.38534 | 2 | BaffleBox, InletBasket, CDS, Others | 14 | 5% | 5% | 0.0062043 | 0.00013314
10 | 12 | 0.012246 | 18 | 10 | 12 | WAT | 0.23667 | 0.006 | 74.59 | 1.829 | 0.243 | 0.126 | 0.057 | 0.001 | 18.111 | 0.231 | 0.012246 | 0.028 | 0 | 0.00034288 | 0 | 0.119 | 0.064699 | 13 | 13 | Secret Lake Shoreline Revegetation | Remove existing nuisance vegetation from the east and southwest shores of Secret Lake and replace with beneficial species; install 2 reverse berms and swales | 20 | Others | -1 | 0 | 0 | 0.38534 | 2 | BaffleBox, InletBasket, CDS, Others | 18 | 5% | 5% | 1.7144e-05 | 0
46 | 2 | 14.0842 | 341 | 46 | 2 | MDR | 13.7343 | 0.645 | 12517.372 | 587.845 | 0.585 | 0.835 | 8.036 | 0.539 | 7324.398 | 490.966 | 14.0842 | 6.155 | 0.317 | 86.688 | 4.4647 | 0.448 | 0.49116 | 14 | 15 | Sonora Drive at Desoto Drive Baffle box | Replace existing storm manholes with Baffle Boxes for removal of pollutants (sediment and detritus) (4a) | 2 | Baffle Boxes | -1 | 0 | 0 | 38.4965 | 2 | BaffleBox, InletBasket, CDS, Others | 341 | 5% | 5% | 4.3344 | 0.22323
46 | 3 | 21.4304 | 342 | 46 | 3 | HDR | 29.2966 | 2.128 | 15135.696 | 1099.348 | 0.585 | 0.841 | 17.131 | 1.789 | 8850.484 | 924.087 | 21.4304 | 13.118 | 1.05 | 281.1244 | 22.502 | 0.448 | 0.49364 | 14 | 15 | Sonora Drive at Desoto Drive Baffle box | Replace existing storm manholes with Baffle Boxes for removal of pollutants (sediment and detritus) (4a) | 2 | Baffle Boxes | -1 | 0 | 0 | 38.4965 | 2 | BaffleBox, InletBasket, CDS, Others | 342 | 5% | 5% | 14.0562 | 1.1251
46 | 4 | 2.9819 | 343 | 46 | 4 | IND | 17.0006 | 1.432 | 5136.665 | 432.629 | 0.581 | 0.828 | 9.877 | 1.185 | 2984.427 | 358.031 | 2.9819 | 7.542 | 0.694 | 22.4898 | 2.0695 | 0.444 | 0.48499 | 14 | 15 | Sonora Drive at Desoto Drive Baffle box | Replace existing storm manholes with Baffle Boxes for removal of pollutants (sediment and detritus) (4a) | 2 | Baffle Boxes | -1 | 0 | 0 | 38.4965 | 2 | BaffleBox, InletBasket, CDS, Others | 343 | 5% | 5% | 1.1245 | 0.10347
51 | 2 | 16.8365 | 381 | 51 | 2 | MDR | 12.3118 | 0.61 | 8989.592 | 445.055 | 0.471 | 0.624 | 5.799 | 0.38 | 4234.099 | 277.813 | 16.8365 | 2.104 | 0.147 | 35.4239 | 2.475 | 0.171 | 0.24118 | 25 | 26 | MA4 | Leaf Trap | 18 | Inlet Baskets | -1 | 0 | 0 | 16.8365 | 2 | BaffleBox, InletBasket, CDS, Others | 381 | 5% | 5% | 1.7712 | 0.12375
49 | 2 | 1.9353 | 364 | 49 | 2 | MDR | 15.7078 | 0.863 | 9137.034 | 501.793 | 0.968 | 0.952 | 15.207 | 0.822 | 8845.803 | 477.935 | 1.9353 | 5.468 | 0.323 | 10.5823 | 0.6251 | 0.348 | 0.37437 | 27 | 28 | MI12 | 2nd Generation Baffle Box | 2 | Baffle Boxes | -1 | 0 | 0 | 25.2903 | 2 | BaffleBox, InletBasket, CDS, Others | 364 | 5% | 5% | 0.52911 | 0.031255
52 | 2 | 23.355 | 389 | 52 | 2 | MDR | 10.1918 | 0.5 | 3048.036 | 149.407 | 0.162 | 0.281 | 1.65 | 0.14 | 493.434 | 41.993 | 23.355 | 0.14 | 0.034 | 3.2697 | 0.79407 | 0.014 | 0.067108 | 27 | 28 | MI12 | 2nd Generation Baffle Box | 2 | Baffle Boxes | -1 | 0 | 0 | 25.2903 | 2 | BaffleBox, InletBasket, CDS, Others | 389 | 5% | 5% | 0.16349 | 0.039704
44 | 2 | 0.17819 | 318 | 44 | 2 | MDR | 15.6987 | 0.788 | 13549.489 | 680.352 | 0.33 | 0.198 | 5.183 | 0.156 | 4473.784 | 134.856 | 0.17819 | 2.897 | 0.074 | 0.51623 | 0.013186 | 0.185 | 0.094305 | 29 | 30 | Hall Road Improvements | Digitized by Orange County Stormwater 2/2009 | 20 | Others | -1 | 0 | 0 | 0.84539 | 2 | BaffleBox, InletBasket, CDS, Others | 318 | 5% | 5% | 0.025811 | 0.00065932
44 | 4 | 0.6672 | 320 | 44 | 4 | IND | 19.3728 | 1.729 | 6451.954 | 575.835 | 0.327 | 0.198 | 6.341 | 0.343 | 2111.931 | 114.125 | 0.6672 | 3.531 | 0.162 | 2.3559 | 0.10809 | 0.182 | 0.093784 | 29 | 30 | Hall Road Improvements | Digitized by Orange County Stormwater 2/2009 | 20 | Others | -1 | 0 | 0 | 0.84539 | 2 | BaffleBox, InletBasket, CDS, Others | 320 | 5% | 5% | 0.11779 | 0.0054043
61 | 2 | 31.2231 | 452 | 61 | 2 | MDR | 14.6836 | 0.846 | 4285.373 | 247.044 | 0.522 | 0.455 | 7.661 | 0.385 | 2235.766 | 112.484 | 31.2231 | 0.549 | 0.028 | 17.1415 | 0.87425 | 0.037 | 0.032831 | 30 | 31 | Lake Sue Inlet Baskets | Inlet Baskets | 18 | Inlet Baskets | -1 | 0 | 0 | 81.1112 | 2 | BaffleBox, InletBasket, CDS, Others | 452 | 5% | 5% | 0.85707 | 0.043712
61 | 4 | 5.242 | 453 | 61 | 4 | IND | 23.5905 | 2.398 | 237.463 | 24.135 | 0.515 | 0.442 | 12.143 | 1.06 | 122.229 | 10.674 | 5.242 | 0.802 | 0.071 | 4.2041 | 0.37218 | 0.034 | 0.029784 | 30 | 31 | Lake Sue Inlet Baskets | Inlet Baskets | 18 | Inlet Baskets | -1 | 0 | 0 | 81.1112 | 2 | BaffleBox, InletBasket, CDS, Others | 453 | 5% | 5% | 0.2102 | 0.018609
63 | 2 | 44.4846 | 461 | 63 | 2 | MDR | 7.4475 | 0.374 | 3959.7 | 198.599 | 0.503 | 1.085 | 3.745 | 0.405 | 1991.138 | 215.521 | 44.4846 | 0.153 | 0.012 | 6.8061 | 0.53382 | 0.021 | 0.031522 | 30 | 31 | Lake Sue Inlet Baskets | Inlet Baskets | 18 | Inlet Baskets | -1 | 0 | 0 | 81.1112 | 2 | BaffleBox, InletBasket, CDS, Others | 461 | 5% | 5% | 0.34031 | 0.026691
63 | 4 | 0.16104 | 463 | 63 | 4 | IND | 11.8601 | 1.053 | 2855.017 | 253.563 | 0.492 | 1.055 | 5.832 | 1.112 | 1403.806 | 267.598 | 0.16104 | 0.219 | 0.03 | 0.035268 | 0.0048312 | 0.018 | 0.028585 | 30 | 31 | Lake Sue Inlet Baskets | Inlet Baskets | 18 | Inlet Baskets | -1 | 0 | 0 | 81.1112 | 2 | BaffleBox, InletBasket, CDS, Others | 463 | 5% | 5% | 0.0017634 | 0.00024156
63 | 6 | 0.0004618 | 464 | 63 | 6 | OPE | 3.3177 | 0.145 | 139.323 | 6.08 | 0.514 | 1.148 | 1.705 | 0.166 | 71.607 | 6.977 | 0.0004618 | 0.076 | 0.006 | 3.5097e-05 | 2.7708e-06 | 0.023 | 0.03821 | 30 | 31 | Lake Sue Inlet Baskets | Inlet Baskets | 18 | Inlet Baskets | -1 | 0 | 0 | 81.1112 | 2 | BaffleBox, InletBasket, CDS, Others | 464 | 5% | 5% | 1.7549e-06 | 1.3854e-07
44 | 1 | 19.3282 | 317 | 44 | 1 | LDR | 8.5464 | 0.409 | 1023.92 | 49.032 | 0.331 | 0.199 | 2.827 | 0.081 | 338.68 | 9.763 | 19.3282 | 1.581 | 0.039 | 30.5579 | 0.7538 | 0.185 | 0.094978 | 31 | 32 | OC CIP Lake Wauntta | Digitized by Orange County Stormwater 2/2009 | 20 | Others | -1 | 0 | 0 | 126.2368 | 2 | BaffleBox, InletBasket, CDS, Others | 317 | 5% | 5% | 1.5279 | 0.03769
44 | 2 | 36.9412 | 318 | 44 | 2 | MDR | 15.6987 | 0.788 | 13549.489 | 680.352 | 0.33 | 0.198 | 5.183 | 0.156 | 4473.784 | 134.856 | 36.9412 | 2.897 | 0.074 | 107.0188 | 2.7337 | 0.185 | 0.094305 | 31 | 32 | OC CIP Lake Wauntta | Digitized by Orange County Stormwater 2/2009 | 20 | Others | -1 | 0 | 0 | 126.2368 | 2 | BaffleBox, InletBasket, CDS, Others | 318 | 5% | 5% | 5.3509 | 0.13668
44 | 4 | 0.36318 | 320 | 44 | 4 | IND | 19.3728 | 1.729 | 6451.954 | 575.835 | 0.327 | 0.198 | 6.341 | 0.343 | 2111.931 | 114.125 | 0.36318 | 3.531 | 0.162 | 1.2824 | 0.058835 | 0.182 | 0.093784 | 31 | 32 | OC CIP Lake Wauntta | Digitized by Orange County Stormwater 2/2009 | 20 | Others | -1 | 0 | 0 | 126.2368 | 2 | BaffleBox, InletBasket, CDS, Others | 320 | 5% | 5% | 0.064119 | 0.0029417
44 | 12 | 69.0012 | 326 | 44 | 12 | WAT | 1.4724 | 0.06 | 593.132 | 23.988 | 0.34 | 0.213 | 0.5 | 0.013 | 201.564 | 5.118 | 69.0012 | 0.284 | 0.006 | 19.5963 | 0.41401 | 0.193 | 0.10639 | 31 | 32 | OC CIP Lake Wauntta | Digitized by Orange County Stormwater 2/2009 | 20 | Others | -1 | 0 | 0 | 126.2368 | 2 | BaffleBox, InletBasket, CDS, Others | 326 | 5% | 5% | 0.97982 | 0.0207
44 | 13 | 0.603 | 327 | 44 | 13 | WET | 1.4743 | 0.06 | 265.45 | 10.738 | 0.34 | 0.213 | 0.501 | 0.013 | 90.226 | 2.292 | 0.603 | 0.284 | 0.006 | 0.17125 | 0.003618 | 0.193 | 0.10643 | 31 | 32 | OC CIP Lake Wauntta | Digitized by Orange County Stormwater 2/2009 | 20 | Others | -1 | 0 | 0 | 126.2368 | 2 | BaffleBox, InletBasket, CDS, Others | 327 | 5% | 5% | 0.0085626 | 0.0001809
73 | 3 | 0.024563 | 515 | 73 | 3 | HDR | 11.5849 | 0.759 | 171.532 | 11.245 | 0.259 | 0.209 | 3.004 | 0.159 | 44.478 | 2.353 | 0.024563 | 0.023 | 0.002 | 0.00056495 | 4.9126e-05 | 0.002 | 0.0025716 | 32 | 33 | BMP-01: Lake Dot Water Quality Restoration | 2nd Generation Baffle Box | 2 | Baffle Boxes | -1 | 0 | 0 | 161.6008 | 2 | BaffleBox, InletBasket, CDS, Others | 515 | 5% | 5% | 2.8247e-05 | 2.4563e-06
73 | 4 | 2.6886 | 516 | 73 | 4 | IND | 8.0329 | 0.602 | 1692.908 | 126.871 | 0.248 | 0.201 | 1.992 | 0.121 | 419.906 | 25.485 | 2.6886 | 0.014 | 0.001 | 0.03764 | 0.0026886 | 0.002 | 0.002163 | 32 | 33 | BMP-01: Lake Dot Water Quality Restoration | 2nd Generation Baffle Box | 2 | Baffle Boxes | -1 | 0 | 0 | 161.6008 | 2 | BaffleBox, InletBasket, CDS, Others | 516 | 5% | 5% | 0.001882 | 0.00013443
74 | 3 | 37.2413 | 520 | 74 | 3 | HDR | 18.3934 | 1.413 | 1855.797 | 142.518 | 0.471 | 0.588 | 8.655 | 0.83 | 873.202 | 83.79 | 37.2413 | 0.018 | 0.002 | 0.67034 | 0.074483 | 0.001 | 0.0015571 | 32 | 33 | BMP-01: Lake Dot Water Quality Restoration | 2nd Generation Baffle Box | 2 | Baffle Boxes | -1 | 0 | 0 | 161.6008 | 2 | BaffleBox, InletBasket, CDS, Others | 520 | 5% | 5% | 0.033517 | 0.0037241
74 | 4 | 117.2506 | 521 | 74 | 4 | IND | 12.7547 | 1.119 | 2575.779 | 225.942 | 0.464 | 0.585 | 5.915 | 0.654 | 1194.586 | 132.125 | 117.2506 | 0.011 | 0.001 | 1.2898 | 0.11725 | 0.001 | 0.0013108 | 32 | 33 | BMP-01: Lake Dot Water Quality Restoration | 2nd Generation Baffle Box | 2 | Baffle Boxes | -1 | 0 | 0 | 161.6008 | 2 | BaffleBox, InletBasket, CDS, Others | 521 | 5% | 5% | 0.064488 | 0.0058625
74 | 10 | 2.1924 | 522 | 74 | 10 | RAN | 3.1166 | 0.125 | 6.844 | 0.275 | 0.48 | 0.591 | 1.495 | 0.074 | 3.283 | 0.163 | 2.1924 | 0.004 | 0 | 0.0087696 | 0 | 0.001 | 0.0021197 | 32 | 33 | BMP-01: Lake Dot Water Quality Restoration | 2nd Generation Baffle Box | 2 | Baffle Boxes | -1 | 0 | 0 | 161.6008 | 2 | BaffleBox, InletBasket, CDS, Others | 522 | 5% | 5% | 0.00043848 | 0
74 | 11 | 2.2013 | 523 | 74 | 11 | FOR | 1.6334 | 0.064 | 3.601 | 0.142 | 0.482 | 0.594 | 0.787 | 0.038 | 1.734 | 0.084 | 2.2013 | 0.002 | 0 | 0.0044026 | 0 | 0.002 | 0.0023472 | 32 | 33 | BMP-01: Lake Dot Water Quality Restoration | 2nd Generation Baffle Box | 2 | Baffle Boxes | -1 | 0 | 0 | 161.6008 | 2 | BaffleBox, InletBasket, CDS, Others | 523 | 5% | 5% | 0.00022013 | 0
78 | 4 | 0.0014213 | 542 | 0 | 0 |  | 0 | 0 | 0 | 0 | 0 | 0 | 0 | 0 | 0 | 0 | 0.0014213 | 0 | 0 | 0 | 0 | 0 | 0 | 32 | 33 | BMP-01: Lake Dot Water Quality Restoration | 2nd Generation Baffle Box | 2 | Baffle Boxes | -1 | 0 | 0 | 161.6008 | 2 | BaffleBox, InletBasket, CDS, Others | 542 | 5% | 5% | 0 | 0
74 | 4 | 0.18455 | 521 | 74 | 4 | IND | 12.7547 | 1.119 | 2575.779 | 225.942 | 0.464 | 0.585 | 5.915 | 0.654 | 1194.586 | 132.125 | 0.18455 | 0.011 | 0.001 | 0.0020301 | 0.00018455 | 0.001 | 0.0013108 | 33 | 34 | BMP-01: Lake Dot Water Quality Restoration |  | 2 | Baffle Boxes | -1 | 0 | 0 | 0.18455 | 2 | BaffleBox, InletBasket, CDS, Others | 521 | 5% | 5% | 0.0001015 | 9.2275e-06
74 | 3 | 0.90593 | 520 | 74 | 3 | HDR | 18.3934 | 1.413 | 1855.797 | 142.518 | 0.471 | 0.588 | 8.655 | 0.83 | 873.202 | 83.79 | 0.90593 | 0.018 | 0.002 | 0.016307 | 0.0018119 | 0.001 | 0.0015571 | 34 | 35 | BMP-01: Lake Dot Water Quality Restoration |  | 2 | Baffle Boxes | -1 | 0 | 0 | 1.1409 | 2 | BaffleBox, InletBasket, CDS, Others | 520 | 5% | 5% | 0.00081533 | 9.0593e-05
74 | 4 | 0.23497 | 521 | 74 | 4 | IND | 12.7547 | 1.119 | 2575.779 | 225.942 | 0.464 | 0.585 | 5.915 | 0.654 | 1194.586 | 132.125 | 0.23497 | 0.011 | 0.001 | 0.0025846 | 0.00023497 | 0.001 | 0.0013108 | 34 | 35 | BMP-01: Lake Dot Water Quality Restoration |  | 2 | Baffle Boxes | -1 | 0 | 0 | 1.1409 | 2 | BaffleBox, InletBasket, CDS, Others | 521 | 5% | 5% | 0.00012923 | 1.1748e-05
74 | 3 | 0.14314 | 520 | 74 | 3 | HDR | 18.3934 | 1.413 | 1855.797 | 142.518 | 0.471 | 0.588 | 8.655 | 0.83 | 873.202 | 83.79 | 0.14314 | 0.018 | 0.002 | 0.0025766 | 0.00028629 | 0.001 | 0.0015571 | 35 | 36 | BMP-01: Lake Dot Water Quality Restoration |  | 2 | Baffle Boxes | -1 | 0 | 0 | 0.14314 | 2 | BaffleBox, InletBasket, CDS, Others | 520 | 5% | 5% | 0.00012883 | 1.4314e-05
74 | 4 | 0.53858 | 521 | 74 | 4 | IND | 12.7547 | 1.119 | 2575.779 | 225.942 | 0.464 | 0.585 | 5.915 | 0.654 | 1194.586 | 132.125 | 0.53858 | 0.011 | 0.001 | 0.0059244 | 0.00053858 | 0.001 | 0.0013108 | 36 | 37 | BMP-01: Lake Dot Water Quality Restoration |  | 2 | Baffle Boxes | -1 | 0 | 0 | 0.53858 | 2 | BaffleBox, InletBasket, CDS, Others | 521 | 5% | 5% | 0.00029622 | 2.6929e-05
74 | 4 | 0.27347 | 521 | 74 | 4 | IND | 12.7547 | 1.119 | 2575.779 | 225.942 | 0.464 | 0.585 | 5.915 | 0.654 | 1194.586 | 132.125 | 0.27347 | 0.011 | 0.001 | 0.0030081 | 0.00027347 | 0.001 | 0.0013108 | 37 | 38 | BMP-01: Lake Dot Water Quality Restoration |  | 2 | Baffle Boxes | -1 | 0 | 0 | 0.27347 | 2 | BaffleBox, InletBasket, CDS, Others | 521 | 5% | 5% | 0.00015041 | 1.3673e-05
74 | 4 | 0.0075022 | 521 | 74 | 4 | IND | 12.7547 | 1.119 | 2575.779 | 225.942 | 0.464 | 0.585 | 5.915 | 0.654 | 1194.586 | 132.125 | 0.0075022 | 0.011 | 0.001 | 8.2524e-05 | 7.5022e-06 | 0.001 | 0.0013108 | 38 | 39 | BMP-01: Lake Dot Water Quality Restoration |  | 2 | Baffle Boxes | -1 | 0 | 0 | 0.0075022 | 2 | BaffleBox, InletBasket, CDS, Others | 521 | 5% | 5% | 4.1262e-06 | 3.7511e-07
74 | 4 | 15.2885 | 521 | 74 | 4 | IND | 12.7547 | 1.119 | 2575.779 | 225.942 | 0.464 | 0.585 | 5.915 | 0.654 | 1194.586 | 132.125 | 15.2885 | 0.011 | 0.001 | 0.16817 | 0.015289 | 0.001 | 0.0013108 | 39 | 40 | BMP-01: Lake Dot Water Quality Restoration |  | 2 | Baffle Boxes | -1 | 0 | 0 | 15.2885 | 2 | BaffleBox, InletBasket, CDS, Others | 521 | 5% | 5% | 0.0084087 | 0.00076443
74 | 4 | 0.14215 | 521 | 74 | 4 | IND | 12.7547 | 1.119 | 2575.779 | 225.942 | 0.464 | 0.585 | 5.915 | 0.654 | 1194.586 | 132.125 | 0.14215 | 0.011 | 0.001 | 0.0015637 | 0.00014215 | 0.001 | 0.0013108 | 40 | 41 | BMP-01: Lake Dot Water Quality Restoration |  | 2 | Baffle Boxes | -1 | 0 | 0 | 0.15202 | 2 | BaffleBox, InletBasket, CDS, Others | 521 | 5% | 5% | 7.8183e-05 | 7.1076e-06
74 | 10 | 0.0050406 | 522 | 74 | 10 | RAN | 3.1166 | 0.125 | 6.844 | 0.275 | 0.48 | 0.591 | 1.495 | 0.074 | 3.283 | 0.163 | 0.0050406 | 0.004 | 0 | 2.0162e-05 | 0 | 0.001 | 0.0021197 | 40 | 41 | BMP-01: Lake Dot Water Quality Restoration |  | 2 | Baffle Boxes | -1 | 0 | 0 | 0.15202 | 2 | BaffleBox, InletBasket, CDS, Others | 522 | 5% | 5% | 1.0081e-06 | 0
74 | 11 | 0.0048237 | 523 | 74 | 11 | FOR | 1.6334 | 0.064 | 3.601 | 0.142 | 0.482 | 0.594 | 0.787 | 0.038 | 1.734 | 0.084 | 0.0048237 | 0.002 | 0 | 9.6475e-06 | 0 | 0.002 | 0.0023472 | 40 | 41 | BMP-01: Lake Dot Water Quality Restoration |  | 2 | Baffle Boxes | -1 | 0 | 0 | 0.15202 | 2 | BaffleBox, InletBasket, CDS, Others | 523 | 5% | 5% | 4.8237e-07 | 0
74 | 4 | 9.5558 | 521 | 74 | 4 | IND | 12.7547 | 1.119 | 2575.779 | 225.942 | 0.464 | 0.585 | 5.915 | 0.654 | 1194.586 | 132.125 | 9.5558 | 0.011 | 0.001 | 0.10511 | 0.0095558 | 0.001 | 0.0013108 | 41 | 42 | BMP-01: Lake Dot Water Quality Restoration |  | 2 | Baffle Boxes | -1 | 0 | 0 | 9.5558 | 2 | BaffleBox, InletBasket, CDS, Others | 521 | 5% | 5% | 0.0052557 | 0.00047779
74 | 3 | 0.32337 | 520 | 74 | 3 | HDR | 18.3934 | 1.413 | 1855.797 | 142.518 | 0.471 | 0.588 | 8.655 | 0.83 | 873.202 | 83.79 | 0.32337 | 0.018 | 0.002 | 0.0058207 | 0.00064675 | 0.001 | 0.0015571 | 42 | 43 | BMP-01: Lake Dot Water Quality Restoration |  | 2 | Baffle Boxes | -1 | 0 | 0 | 0.73904 | 2 | BaffleBox, InletBasket, CDS, Others | 520 | 5% | 5% | 0.00029104 | 3.2337e-05
74 | 4 | 0.41567 | 521 | 74 | 4 | IND | 12.7547 | 1.119 | 2575.779 | 225.942 | 0.464 | 0.585 | 5.915 | 0.654 | 1194.586 | 132.125 | 0.41567 | 0.011 | 0.001 | 0.0045724 | 0.00041567 | 0.001 | 0.0013108 | 42 | 43 | BMP-01: Lake Dot Water Quality Restoration |  | 2 | Baffle Boxes | -1 | 0 | 0 | 0.73904 | 2 | BaffleBox, InletBasket, CDS, Others | 521 | 5% | 5% | 0.00022862 | 2.0784e-05
68 | 4 | 0.67376 | 484 | 68 | 4 | IND | 13.0109 | 1.271 | 1684.79 | 164.641 | 0.356 | 0.352 | 4.638 | 0.448 | 600.604 | 57.953 | 0.67376 | 0.04 | 0.008 | 0.026951 | 0.0053901 | 0.003 | 0.00609 | 43 | 44 | BMP-02: Hazel St Outfall Improvements |  | 18 | Inlet Baskets | -1 | 0 | 0 | 0.67376 | 2 | BaffleBox, InletBasket, CDS, Others | 484 | 5% | 5% | 0.0013475 | 0.00026951
68 | 2 | 10.0404 | 482 | 68 | 2 | MDR | 8.1781 | 0.451 | 3278.673 | 180.849 | 0.368 | 0.359 | 3.013 | 0.162 | 1208.098 | 65.009 | 10.0404 | 0.029 | 0.003 | 0.29117 | 0.030121 | 0.004 | 0.0066584 | 44 | 45 | BMP-02: Hazel St Outfall Improvements | Inlet Basket | 18 | Inlet Baskets | -1 | 0 | 0 | 15.9197 | 2 | BaffleBox, InletBasket, CDS, Others | 482 | 5% | 5% | 0.014559 | 0.0015061
68 | 4 | 3.6008 | 484 | 68 | 4 | IND | 13.0109 | 1.271 | 1684.79 | 164.641 | 0.356 | 0.352 | 4.638 | 0.448 | 600.604 | 57.953 | 3.6008 | 0.04 | 0.008 | 0.14403 | 0.028806 | 0.003 | 0.00609 | 44 | 45 | BMP-02: Hazel St Outfall Improvements | Inlet Basket | 18 | Inlet Baskets | -1 | 0 | 0 | 15.9197 | 2 | BaffleBox, InletBasket, CDS, Others | 484 | 5% | 5% | 0.0072015 | 0.0014403
70 | 2 | 1.4509 | 497 | 70 | 2 | MDR | 5.5229 | 0.254 | 1760.42 | 81.108 | 0.385 | 0.206 | 2.127 | 0.052 | 677.966 | 16.675 | 1.4509 | 0.036 | 0.002 | 0.052234 | 0.0029019 | 0.007 | 0.0084055 | 44 | 45 | BMP-02: Hazel St Outfall Improvements | Inlet Basket | 18 | Inlet Baskets | -1 | 0 | 0 | 15.9197 | 2 | BaffleBox, InletBasket, CDS, Others | 497 | 5% | 5% | 0.0026117 | 0.00014509
70 | 4 | 0.82758 | 499 | 70 | 4 | IND | 8.7985 | 0.717 | 2253.879 | 183.718 | 0.374 | 0.198 | 3.292 | 0.142 | 843.264 | 36.33 | 0.82758 | 0.05 | 0.006 | 0.041379 | 0.0049655 | 0.006 | 0.0076716 | 44 | 45 | BMP-02: Hazel St Outfall Improvements | Inlet Basket | 18 | Inlet Baskets | -1 | 0 | 0 | 15.9197 | 2 | BaffleBox, InletBasket, CDS, Others | 499 | 5% | 5% | 0.002069 | 0.00024827
68 | 4 | 1.4766 | 484 | 68 | 4 | IND | 13.0109 | 1.271 | 1684.79 | 164.641 | 0.356 | 0.352 | 4.638 | 0.448 | 600.604 | 57.953 | 1.4766 | 0.04 | 0.008 | 0.059065 | 0.011813 | 0.003 | 0.00609 | 45 | 46 | BMP-02: Hazel St Outfall Improvements | Inlet Basket | 18 | Inlet Baskets | -1 | 0 | 0 | 1.4766 | 2 | BaffleBox, InletBasket, CDS, Others | 484 | 5% | 5% | 0.0029532 | 0.00059065
68 | 2 | 82.2834 | 482 | 68 | 2 | MDR | 8.1781 | 0.451 | 3278.673 | 180.849 | 0.368 | 0.359 | 3.013 | 0.162 | 1208.098 | 65.009 | 82.2834 | 0.029 | 0.003 | 2.3862 | 0.24685 | 0.004 | 0.0066584 | 46 | 47 | BMP-02: Hazel St Outfall Improvements | Inlet Basket | 18 | Inlet Baskets | -1 | 0 | 0 | 100.0853 | 2 | BaffleBox, InletBasket, CDS, Others | 482 | 5% | 5% | 0.11931 | 0.012343
68 | 3 | 3.3818 | 483 | 68 | 3 | HDR | 18.7122 | 1.61 | 260.801 | 22.445 | 0.368 | 0.361 | 6.894 | 0.582 | 96.085 | 8.11 | 3.3818 | 0.067 | 0.012 | 0.22658 | 0.040581 | 0.004 | 0.0072138 | 46 | 47 | BMP-02: Hazel St Outfall Improvements | Inlet Basket | 18 | Inlet Baskets | -1 | 0 | 0 | 100.0853 | 2 | BaffleBox, InletBasket, CDS, Others | 483 | 5% | 5% | 0.011329 | 0.0020291
68 | 4 | 8.0959 | 484 | 68 | 4 | IND | 13.0109 | 1.271 | 1684.79 | 164.641 | 0.356 | 0.352 | 4.638 | 0.448 | 600.604 | 57.953 | 8.0959 | 0.04 | 0.008 | 0.32384 | 0.064767 | 0.003 | 0.00609 | 46 | 47 | BMP-02: Hazel St Outfall Improvements | Inlet Basket | 18 | Inlet Baskets | -1 | 0 | 0 | 100.0853 | 2 | BaffleBox, InletBasket, CDS, Others | 484 | 5% | 5% | 0.016192 | 0.0032384
68 | 6 | 5.3459 | 485 | 68 | 6 | OPE | 3.647 | 0.175 | 38.95 | 1.871 | 0.381 | 0.373 | 1.389 | 0.065 | 14.834 | 0.699 | 5.3459 | 0.015 | 0.001 | 0.080189 | 0.0053459 | 0.004 | 0.0081487 | 46 | 47 | BMP-02: Hazel St Outfall Improvements | Inlet Basket | 18 | Inlet Baskets | -1 | 0 | 0 | 100.0853 | 2 | BaffleBox, InletBasket, CDS, Others | 485 | 5% | 5% | 0.0040095 | 0.0002673
70 | 2 | 0.97829 | 497 | 70 | 2 | MDR | 5.5229 | 0.254 | 1760.42 | 81.108 | 0.385 | 0.206 | 2.127 | 0.052 | 677.966 | 16.675 | 0.97829 | 0.036 | 0.002 | 0.035218 | 0.0019566 | 0.007 | 0.0084055 | 46 | 47 | BMP-02: Hazel St Outfall Improvements | Inlet Basket | 18 | Inlet Baskets | -1 | 0 | 0 | 100.0853 | 2 | BaffleBox, InletBasket, CDS, Others | 497 | 5% | 5% | 0.0017609 | 9.7829e-05
54 | 2 | 19.7999 | 403 | 54 | 2 | MDR | 7.7954 | 0.381 | 2954.832 | 144.529 | 0.256 | 0.097 | 1.997 | 0.037 | 756.882 | 14.091 | 19.7999 | 0.157 | 0.004 | 3.1086 | 0.0792 | 0.02 | 0.010971 | 47 | 48 | BMP-02: Hazel St Outfall Improvements | Inlet Basket | 18 | Inlet Baskets | -1 | 0 | 0 | 118.6596 | 2 | BaffleBox, InletBasket, CDS, Others | 403 | 5% | 5% | 0.15543 | 0.00396
54 | 3 | 1.3206 | 404 | 54 | 3 | HDR | 17.8456 | 1.33 | 737.078 | 54.952 | 0.256 | 0.098 | 4.572 | 0.131 | 188.841 | 5.401 | 1.3206 | 0.36 | 0.015 | 0.47542 | 0.019809 | 0.02 | 0.011434 | 47 | 48 | BMP-02: Hazel St Outfall Improvements | Inlet Basket | 18 | Inlet Baskets | -1 | 0 | 0 | 118.6596 | 2 | BaffleBox, InletBasket, CDS, Others | 404 | 5% | 5% | 0.023771 | 0.00099046
54 | 4 | 0.63213 | 405 | 54 | 4 | IND | 12.8914 | 1.1 | 4692.599 | 400.236 | 0.246 | 0.095 | 3.169 | 0.104 | 1153.707 | 37.957 | 0.63213 | 0.239 | 0.011 | 0.15108 | 0.0069534 | 0.019 | 0.010459 | 47 | 48 | BMP-02: Hazel St Outfall Improvements | Inlet Basket | 18 | Inlet Baskets | -1 | 0 | 0 | 118.6596 | 2 | BaffleBox, InletBasket, CDS, Others | 405 | 5% | 5% | 0.007554 | 0.00034767
68 | 2 | 48.2284 | 482 | 68 | 2 | MDR | 8.1781 | 0.451 | 3278.673 | 180.849 | 0.368 | 0.359 | 3.013 | 0.162 | 1208.098 | 65.009 | 48.2284 | 0.029 | 0.003 | 1.3986 | 0.14469 | 0.004 | 0.0066584 | 47 | 48 | BMP-02: Hazel St Outfall Improvements | Inlet Basket | 18 | Inlet Baskets | -1 | 0 | 0 | 118.6596 | 2 | BaffleBox, InletBasket, CDS, Others | 482 | 5% | 5% | 0.069931 | 0.0072343
68 | 4 | 42.2054 | 484 | 68 | 4 | IND | 13.0109 | 1.271 | 1684.79 | 164.641 | 0.356 | 0.352 | 4.638 | 0.448 | 600.604 | 57.953 | 42.2054 | 0.04 | 0.008 | 1.6882 | 0.33764 | 0.003 | 0.00609 | 47 | 48 | BMP-02: Hazel St Outfall Improvements | Inlet Basket | 18 | Inlet Baskets | -1 | 0 | 0 | 118.6596 | 2 | BaffleBox, InletBasket, CDS, Others | 484 | 5% | 5% | 0.084411 | 0.016882
68 | 6 | 0.71605 | 485 | 68 | 6 | OPE | 3.647 | 0.175 | 38.95 | 1.871 | 0.381 | 0.373 | 1.389 | 0.065 | 14.834 | 0.699 | 0.71605 | 0.015 | 0.001 | 0.010741 | 0.00071605 | 0.004 | 0.0081487 | 47 | 48 | BMP-02: Hazel St Outfall Improvements | Inlet Basket | 18 | Inlet Baskets | -1 | 0 | 0 | 118.6596 | 2 | BaffleBox, InletBasket, CDS, Others | 485 | 5% | 5% | 0.00053704 | 3.5802e-05
68 | 10 | 1.7051 | 487 | 68 | 10 | RAN | 3.1548 | 0.143 | 5.938 | 0.27 | 0.389 | 0.381 | 1.227 | 0.054 | 2.309 | 0.103 | 1.7051 | 0.014 | 0.001 | 0.023871 | 0.0017051 | 0.005 | 0.0095852 | 47 | 48 | BMP-02: Hazel St Outfall Improvements | Inlet Basket | 18 | Inlet Baskets | -1 | 0 | 0 | 118.6596 | 2 | BaffleBox, InletBasket, CDS, Others | 487 | 5% | 5% | 0.0011936 | 8.5254e-05
68 | 13 | 0.43331 | 489 | 68 | 13 | WET | 1.2284 | 0.055 | 0.532 | 0.024 | 0.415 | 0.407 | 0.509 | 0.022 | 0.221 | 0.01 | 0.43331 | 0.005 | 0.001 | 0.0021666 | 0.00043331 | 0.004 | 0.010554 | 47 | 48 | BMP-02: Hazel St Outfall Improvements | Inlet Basket | 18 | Inlet Baskets | -1 | 0 | 0 | 118.6596 | 2 | BaffleBox, InletBasket, CDS, Others | 489 | 5% | 5% | 0.00010833 | 2.1666e-05
69 | 6 | 0.0020109 | 494 | 69 | 6 | OPE | 4.1906 | 0.17 | 61.542 | 2.496 | 0.675 | 0.481 | 2.829 | 0.082 | 41.551 | 1.202 | 0.0020109 | 0.07 | 0.006 | 0.00014076 | 1.2065e-05 | 0.017 | 0.034185 | 47 | 48 | BMP-02: Hazel St Outfall Improvements | Inlet Basket | 18 | Inlet Baskets | -1 | 0 | 0 | 118.6596 | 2 | BaffleBox, InletBasket, CDS, Others | 494 | 5% | 5% | 7.0382e-06 | 6.0327e-07
70 | 2 | 1.5682 | 497 | 70 | 2 | MDR | 5.5229 | 0.254 | 1760.42 | 81.108 | 0.385 | 0.206 | 2.127 | 0.052 | 677.966 | 16.675 | 1.5682 | 0.036 | 0.002 | 0.056454 | 0.0031363 | 0.007 | 0.0084055 | 47 | 48 | BMP-02: Hazel St Outfall Improvements | Inlet Basket | 18 | Inlet Baskets | -1 | 0 | 0 | 118.6596 | 2 | BaffleBox, InletBasket, CDS, Others | 497 | 5% | 5% | 0.0028227 | 0.00015682
70 | 4 | 2.0485 | 499 | 70 | 4 | IND | 8.7985 | 0.717 | 2253.879 | 183.718 | 0.374 | 0.198 | 3.292 | 0.142 | 843.264 | 36.33 | 2.0485 | 0.05 | 0.006 | 0.10243 | 0.012291 | 0.006 | 0.0076716 | 47 | 48 | BMP-02: Hazel St Outfall Improvements | Inlet Basket | 18 | Inlet Baskets | -1 | 0 | 0 | 118.6596 | 2 | BaffleBox, InletBasket, CDS, Others | 499 | 5% | 5% | 0.0051213 | 0.00061455
68 | 4 | 0.59088 | 484 | 68 | 4 | IND | 13.0109 | 1.271 | 1684.79 | 164.641 | 0.356 | 0.352 | 4.638 | 0.448 | 600.604 | 57.953 | 0.59088 | 0.04 | 0.008 | 0.023635 | 0.004727 | 0.003 | 0.00609 | 48 | 49 | BMP-02: Hazel St Outfall Improvements |  | 18 | Inlet Baskets | -1 | 0 | 0 | 1.7991 | 2 | BaffleBox, InletBasket, CDS, Others | 484 | 5% | 5% | 0.0011818 | 0.00023635
70 | 4 | 1.2082 | 499 | 70 | 4 | IND | 8.7985 | 0.717 | 2253.879 | 183.718 | 0.374 | 0.198 | 3.292 | 0.142 | 843.264 | 36.33 | 1.2082 | 0.05 | 0.006 | 0.060409 | 0.0072491 | 0.006 | 0.0076716 | 48 | 49 | BMP-02: Hazel St Outfall Improvements |  | 18 | Inlet Baskets | -1 | 0 | 0 | 1.7991 | 2 | BaffleBox, InletBasket, CDS, Others | 499 | 5% | 5% | 0.0030204 | 0.00036245
68 | 4 | 0.33711 | 484 | 68 | 4 | IND | 13.0109 | 1.271 | 1684.79 | 164.641 | 0.356 | 0.352 | 4.638 | 0.448 | 600.604 | 57.953 | 0.33711 | 0.04 | 0.008 | 0.013485 | 0.0026969 | 0.003 | 0.00609 | 49 | 50 | BMP-02: Hazel St Outfall Improvements |  | 18 | Inlet Baskets | -1 | 0 | 0 | 0.33711 | 2 | BaffleBox, InletBasket, CDS, Others | 484 | 5% | 5% | 0.00067423 | 0.00013485
68 | 2 | 0.14921 | 482 | 68 | 2 | MDR | 8.1781 | 0.451 | 3278.673 | 180.849 | 0.368 | 0.359 | 3.013 | 0.162 | 1208.098 | 65.009 | 0.14921 | 0.029 | 0.003 | 0.0043271 | 0.00044763 | 0.004 | 0.0066584 | 50 | 51 | BMP-02: Hazel St Outfall Improvements |  | 18 | Inlet Baskets | -1 | 0 | 0 | 0.14921 | 2 | BaffleBox, InletBasket, CDS, Others | 482 | 5% | 5% | 0.00021635 | 2.2382e-05
68 | 4 | 1.7378 | 484 | 68 | 4 | IND | 13.0109 | 1.271 | 1684.79 | 164.641 | 0.356 | 0.352 | 4.638 | 0.448 | 600.604 | 57.953 | 1.7378 | 0.04 | 0.008 | 0.06951 | 0.013902 | 0.003 | 0.00609 | 51 | 52 | BMP-02: Hazel St Outfall Improvements |  | 18 | Inlet Baskets | -1 | 0 | 0 | 1.7378 | 2 | BaffleBox, InletBasket, CDS, Others | 484 | 5% | 5% | 0.0034755 | 0.0006951
68 | 4 | 0.25923 | 484 | 68 | 4 | IND | 13.0109 | 1.271 | 1684.79 | 164.641 | 0.356 | 0.352 | 4.638 | 0.448 | 600.604 | 57.953 | 0.25923 | 0.04 | 0.008 | 0.010369 | 0.0020738 | 0.003 | 0.00609 | 52 | 53 | BMP-02: Hazel St Outfall Improvements |  | 18 | Inlet Baskets | -1 | 0 | 0 | 0.25923 | 2 | BaffleBox, InletBasket, CDS, Others | 484 | 5% | 5% | 0.00051846 | 0.00010369
68 | 4 | 6.6268 | 484 | 68 | 4 | IND | 13.0109 | 1.271 | 1684.79 | 164.641 | 0.356 | 0.352 | 4.638 | 0.448 | 600.604 | 57.953 | 6.6268 | 0.04 | 0.008 | 0.26507 | 0.053015 | 0.003 | 0.00609 | 53 | 54 | BMP-02: Hazel St Outfall Improvements |  | 18 | Inlet Baskets | -1 | 0 | 0 | 6.6268 | 2 | BaffleBox, InletBasket, CDS, Others | 484 | 5% | 5% | 0.013254 | 0.0026507
68 | 4 | 0.28213 | 484 | 68 | 4 | IND | 13.0109 | 1.271 | 1684.79 | 164.641 | 0.356 | 0.352 | 4.638 | 0.448 | 600.604 | 57.953 | 0.28213 | 0.04 | 0.008 | 0.011285 | 0.002257 | 0.003 | 0.00609 | 54 | 55 | BMP-02: Hazel St Outfall Improvements |  | 18 | Inlet Baskets | -1 | 0 | 0 | 0.28213 | 2 | BaffleBox, InletBasket, CDS, Others | 484 | 5% | 5% | 0.00056426 | 0.00011285
68 | 4 | 0.65343 | 484 | 68 | 4 | IND | 13.0109 | 1.271 | 1684.79 | 164.641 | 0.356 | 0.352 | 4.638 | 0.448 | 600.604 | 57.953 | 0.65343 | 0.04 | 0.008 | 0.026137 | 0.0052274 | 0.003 | 0.00609 | 55 | 56 | BMP-02: Hazel St Outfall Improvements |  | 18 | Inlet Baskets | -1 | 0 | 0 | 0.65343 | 2 | BaffleBox, InletBasket, CDS, Others | 484 | 5% | 5% | 0.0013069 | 0.00026137
68 | 4 | 2.5516 | 484 | 68 | 4 | IND | 13.0109 | 1.271 | 1684.79 | 164.641 | 0.356 | 0.352 | 4.638 | 0.448 | 600.604 | 57.953 | 2.5516 | 0.04 | 0.008 | 0.10206 | 0.020413 | 0.003 | 0.00609 | 56 | 57 | BMP-02: Hazel St Outfall Improvements |  | 18 | Inlet Baskets | -1 | 0 | 0 | 2.5516 | 2 | BaffleBox, InletBasket, CDS, Others | 484 | 5% | 5% | 0.0051032 | 0.0010206
68 | 4 | 1.2488 | 484 | 68 | 4 | IND | 13.0109 | 1.271 | 1684.79 | 164.641 | 0.356 | 0.352 | 4.638 | 0.448 | 600.604 | 57.953 | 1.2488 | 0.04 | 0.008 | 0.049953 | 0.0099905 | 0.003 | 0.00609 | 57 | 58 | BMP-02: Hazel St Outfall Improvements |  | 18 | Inlet Baskets | -1 | 0 | 0 | 1.2488 | 2 | BaffleBox, InletBasket, CDS, Others | 484 | 5% | 5% | 0.0024976 | 0.00049953
68 | 4 | 0.44802 | 484 | 68 | 4 | IND | 13.0109 | 1.271 | 1684.79 | 164.641 | 0.356 | 0.352 | 4.638 | 0.448 | 600.604 | 57.953 | 0.44802 | 0.04 | 0.008 | 0.017921 | 0.0035841 | 0.003 | 0.00609 | 58 | 59 | BMP-02: Hazel St Outfall Improvements |  | 18 | Inlet Baskets | -1 | 0 | 0 | 0.44802 | 2 | BaffleBox, InletBasket, CDS, Others | 484 | 5% | 5% | 0.00089604 | 0.00017921
68 | 4 | 1.4089 | 484 | 68 | 4 | IND | 13.0109 | 1.271 | 1684.79 | 164.641 | 0.356 | 0.352 | 4.638 | 0.448 | 600.604 | 57.953 | 1.4089 | 0.04 | 0.008 | 0.056357 | 0.011271 | 0.003 | 0.00609 | 59 | 60 | BMP-02: Hazel St Outfall Improvements |  | 18 | Inlet Baskets | -1 | 0 | 0 | 1.4089 | 2 | BaffleBox, InletBasket, CDS, Others | 484 | 5% | 5% | 0.0028179 | 0.00056357
68 | 4 | 0.15714 | 484 | 68 | 4 | IND | 13.0109 | 1.271 | 1684.79 | 164.641 | 0.356 | 0.352 | 4.638 | 0.448 | 600.604 | 57.953 | 0.15714 | 0.04 | 0.008 | 0.0062856 | 0.0012571 | 0.003 | 0.00609 | 60 | 61 | BMP-02: Hazel St Outfall Improvements |  | 18 | Inlet Baskets | -1 | 0 | 0 | 0.15714 | 2 | BaffleBox, InletBasket, CDS, Others | 484 | 5% | 5% | 0.00031428 | 6.2856e-05
68 | 4 | 0.48845 | 484 | 68 | 4 | IND | 13.0109 | 1.271 | 1684.79 | 164.641 | 0.356 | 0.352 | 4.638 | 0.448 | 600.604 | 57.953 | 0.48845 | 0.04 | 0.008 | 0.019538 | 0.0039076 | 0.003 | 0.00609 | 61 | 62 | BMP-02: Hazel St Outfall Improvements |  | 18 | Inlet Baskets | -1 | 0 | 0 | 0.48845 | 2 | BaffleBox, InletBasket, CDS, Others | 484 | 5% | 5% | 0.0009769 | 0.00019538
68 | 4 | 2.1111 | 484 | 68 | 4 | IND | 13.0109 | 1.271 | 1684.79 | 164.641 | 0.356 | 0.352 | 4.638 | 0.448 | 600.604 | 57.953 | 2.1111 | 0.04 | 0.008 | 0.084444 | 0.016889 | 0.003 | 0.00609 | 62 | 63 | BMP-02: Hazel St Outfall Improvements |  | 18 | Inlet Baskets | -1 | 0 | 0 | 2.1111 | 2 | BaffleBox, InletBasket, CDS, Others | 484 | 5% | 5% | 0.0042222 | 0.00084444
68 | 4 | 0.85948 | 484 | 68 | 4 | IND | 13.0109 | 1.271 | 1684.79 | 164.641 | 0.356 | 0.352 | 4.638 | 0.448 | 600.604 | 57.953 | 0.85948 | 0.04 | 0.008 | 0.034379 | 0.0068758 | 0.003 | 0.00609 | 63 | 64 | BMP-02: Hazel St Outfall Improvements |  | 18 | Inlet Baskets | -1 | 0 | 0 | 0.85948 | 2 | BaffleBox, InletBasket, CDS, Others | 484 | 5% | 5% | 0.001719 | 0.00034379
68 | 4 | 0.19625 | 484 | 68 | 4 | IND | 13.0109 | 1.271 | 1684.79 | 164.641 | 0.356 | 0.352 | 4.638 | 0.448 | 600.604 | 57.953 | 0.19625 | 0.04 | 0.008 | 0.00785 | 0.00157 | 0.003 | 0.00609 | 64 | 65 | BMP-02: Hazel St Outfall Improvements |  | 18 | Inlet Baskets | -1 | 0 | 0 | 0.19625 | 2 | BaffleBox, InletBasket, CDS, Others | 484 | 5% | 5% | 0.0003925 | 7.85e-05
68 | 4 | 0.83487 | 484 | 68 | 4 | IND | 13.0109 | 1.271 | 1684.79 | 164.641 | 0.356 | 0.352 | 4.638 | 0.448 | 600.604 | 57.953 | 0.83487 | 0.04 | 0.008 | 0.033395 | 0.006679 | 0.003 | 0.00609 | 65 | 66 | BMP-02: Hazel St Outfall Improvements |  | 18 | Inlet Baskets | -1 | 0 | 0 | 0.83487 | 2 | BaffleBox, InletBasket, CDS, Others | 484 | 5% | 5% | 0.0016697 | 0.00033395
68 | 4 | 0.58339 | 484 | 68 | 4 | IND | 13.0109 | 1.271 | 1684.79 | 164.641 | 0.356 | 0.352 | 4.638 | 0.448 | 600.604 | 57.953 | 0.58339 | 0.04 | 0.008 | 0.023336 | 0.0046671 | 0.003 | 0.00609 | 66 | 67 | BMP-02: Hazel St Outfall Improvements |  | 18 | Inlet Baskets | -1 | 0 | 0 | 0.58339 | 2 | BaffleBox, InletBasket, CDS, Others | 484 | 5% | 5% | 0.0011668 | 0.00023336
68 | 4 | 0.98805 | 484 | 68 | 4 | IND | 13.0109 | 1.271 | 1684.79 | 164.641 | 0.356 | 0.352 | 4.638 | 0.448 | 600.604 | 57.953 | 0.98805 | 0.04 | 0.008 | 0.039522 | 0.0079044 | 0.003 | 0.00609 | 67 | 68 | BMP-02: Hazel St Outfall Improvements |  | 18 | Inlet Baskets | -1 | 0 | 0 | 0.98805 | 2 | BaffleBox, InletBasket, CDS, Others | 484 | 5% | 5% | 0.0019761 | 0.00039522
68 | 2 | 0.065407 | 482 | 68 | 2 | MDR | 8.1781 | 0.451 | 3278.673 | 180.849 | 0.368 | 0.359 | 3.013 | 0.162 | 1208.098 | 65.009 | 0.065407 | 0.029 | 0.003 | 0.0018968 | 0.00019622 | 0.004 | 0.0066584 | 68 | 69 | BMP-02: Hazel St Outfall Improvements |  | 18 | Inlet Baskets | -1 | 0 | 0 | 2.9984 | 2 | BaffleBox, InletBasket, CDS, Others | 482 | 5% | 5% | 9.484e-05 | 9.811e-06
68 | 4 | 2.933 | 484 | 68 | 4 | IND | 13.0109 | 1.271 | 1684.79 | 164.641 | 0.356 | 0.352 | 4.638 | 0.448 | 600.604 | 57.953 | 2.933 | 0.04 | 0.008 | 0.11732 | 0.023464 | 0.003 | 0.00609 | 68 | 69 | BMP-02: Hazel St Outfall Improvements |  | 18 | Inlet Baskets | -1 | 0 | 0 | 2.9984 | 2 | BaffleBox, InletBasket, CDS, Others | 484 | 5% | 5% | 0.005866 | 0.0011732
63 | 4 | 0.0010366 | 463 | 63 | 4 | IND | 11.8601 | 1.053 | 2855.017 | 253.563 | 0.492 | 1.055 | 5.832 | 1.112 | 1403.806 | 267.598 | 0.0010366 | 0.219 | 0.03 | 0.00022702 | 3.1099e-05 | 0.018 | 0.028585 | 76 | 77 | BMP-04: Lake Highland CDS Unit | Inlet Basket | 18 | Inlet Baskets | -1 | 0 | 0 | 43.4934 | 2 | BaffleBox, InletBasket, CDS, Others | 463 | 5% | 5% | 1.1351e-05 | 1.555e-06
71 | 2 | 17.6492 | 504 | 71 | 2 | MDR | 9.0838 | 0.454 | 955.962 | 47.796 | 0.18 | 0.125 | 1.638 | 0.057 | 172.39 | 5.989 | 17.6492 | 0.013 | 0.001 | 0.22944 | 0.017649 | 0.001 | 0.0014855 | 76 | 77 | BMP-04: Lake Highland CDS Unit | Inlet Basket | 18 | Inlet Baskets | -1 | 0 | 0 | 43.4934 | 2 | BaffleBox, InletBasket, CDS, Others | 504 | 5% | 5% | 0.011472 | 0.00088246
71 | 4 | 17.6596 | 505 | 71 | 4 | IND | 14.4417 | 1.28 | 1471.032 | 130.382 | 0.173 | 0.121 | 2.492 | 0.155 | 253.873 | 15.745 | 17.6596 | 0.018 | 0.002 | 0.31787 | 0.035319 | 0.001 | 0.001355 | 76 | 77 | BMP-04: Lake Highland CDS Unit | Inlet Basket | 18 | Inlet Baskets | -1 | 0 | 0 | 43.4934 | 2 | BaffleBox, InletBasket, CDS, Others | 505 | 5% | 5% | 0.015894 | 0.001766
72 | 2 | 5.3412 | 510 | 72 | 2 | MDR | 5.0885 | 0.239 | 264.617 | 12.433 | 0.201 | 0.15 | 1.024 | 0.036 | 53.228 | 1.859 | 5.3412 | 0.008 | 0 | 0.04273 | 0 | 0.002 | 0.0017025 | 76 | 77 | BMP-04: Lake Highland CDS Unit | Inlet Basket | 18 | Inlet Baskets | -1 | 0 | 0 | 43.4934 | 2 | BaffleBox, InletBasket, CDS, Others | 510 | 5% | 5% | 0.0021365 | 0
72 | 4 | 2.8423 | 511 | 72 | 4 | IND | 8.0456 | 0.672 | 554.359 | 46.29 | 0.193 | 0.144 | 1.551 | 0.097 | 106.853 | 6.685 | 2.8423 | 0.011 | 0.001 | 0.031266 | 0.0028423 | 0.001 | 0.0015662 | 76 | 77 | BMP-04: Lake Highland CDS Unit | Inlet Basket | 18 | Inlet Baskets | -1 | 0 | 0 | 43.4934 | 2 | BaffleBox, InletBasket, CDS, Others | 511 | 5% | 5% | 0.0015633 | 0.00014212
71 | 4 | 0.37179 | 505 | 71 | 4 | IND | 14.4417 | 1.28 | 1471.032 | 130.382 | 0.173 | 0.121 | 2.492 | 0.155 | 253.873 | 15.745 | 0.37179 | 0.018 | 0.002 | 0.0066923 | 0.00074358 | 0.001 | 0.001355 | 77 | 78 | BMP-04: Lake Highland CDS Unit |  | 18 | Inlet Baskets | -1 | 0 | 0 | 0.37179 | 2 | BaffleBox, InletBasket, CDS, Others | 505 | 5% | 5% | 0.00033461 | 3.7179e-05
71 | 2 | 0.24166 | 504 | 71 | 2 | MDR | 9.0838 | 0.454 | 955.962 | 47.796 | 0.18 | 0.125 | 1.638 | 0.057 | 172.39 | 5.989 | 0.24166 | 0.013 | 0.001 | 0.0031416 | 0.00024166 | 0.001 | 0.0014855 | 78 | 79 | BMP-04: Lake Highland CDS Unit |  | 18 | Inlet Baskets | -1 | 0 | 0 | 0.60628 | 2 | BaffleBox, InletBasket, CDS, Others | 504 | 5% | 5% | 0.00015708 | 1.2083e-05
72 | 2 | 0.36462 | 510 | 72 | 2 | MDR | 5.0885 | 0.239 | 264.617 | 12.433 | 0.201 | 0.15 | 1.024 | 0.036 | 53.228 | 1.859 | 0.36462 | 0.008 | 0 | 0.0029169 | 0 | 0.002 | 0.0017025 | 78 | 79 | BMP-04: Lake Highland CDS Unit |  | 18 | Inlet Baskets | -1 | 0 | 0 | 0.60628 | 2 | BaffleBox, InletBasket, CDS, Others | 510 | 5% | 5% | 0.00014585 | 0
75 | 2 | 0.85465 | 525 | 75 | 2 | MDR | 4.0181 | 0.212 | 821.93 | 43.453 | 0.398 | 0.494 | 1.599 | 0.105 | 327.079 | 21.486 | 0.85465 | 0.004 | 0 | 0.0034186 | 0 | 0.001 | 0.0018526 | 79 | 81 | BMP-06: Overbrook Stormwater Improvements | 2nd Generation Baffle Box | 2 | Baffle Boxes | -1 | 0 | 0 | 4.1909 | 2 | BaffleBox, InletBasket, CDS, Others | 525 | 5% | 5% | 0.00017093 | 0
75 | 4 | 0.014921 | 527 | 75 | 4 | IND | 6.4171 | 0.599 | 216.238 | 20.191 | 0.386 | 0.477 | 2.475 | 0.286 | 83.408 | 9.627 | 0.014921 | 0.005 | 0.001 | 7.4606e-05 | 1.4921e-05 | 0.001 | 0.0016881 | 79 | 81 | BMP-06: Overbrook Stormwater Improvements | 2nd Generation Baffle Box | 2 | Baffle Boxes | -1 | 0 | 0 | 4.1909 | 2 | BaffleBox, InletBasket, CDS, Others | 527 | 5% | 5% | 3.7303e-06 | 7.4606e-07
76 | 2 | 0.83951 | 530 | 76 | 2 | MDR | 4.2138 | 0.209 | 811.452 | 40.21 | 0.207 | 0.148 | 0.871 | 0.031 | 167.702 | 5.958 | 0.83951 | 0.001 | 0 | 0.00083951 | 0 | 0 | 0.00039998 | 79 | 81 | BMP-06: Overbrook Stormwater Improvements | 2nd Generation Baffle Box | 2 | Baffle Boxes | -1 | 0 | 0 | 4.1909 | 2 | BaffleBox, InletBasket, CDS, Others | 530 | 5% | 5% | 4.1976e-05 | 0
76 | 4 | 2.4399 | 532 | 76 | 4 | IND | 6.7195 | 0.588 | 843.724 | 73.858 | 0.195 | 0.142 | 1.313 | 0.084 | 164.818 | 10.493 | 2.4399 | 0.001 | 0 | 0.0024399 | 0 | 0 | 0.00036669 | 79 | 81 | BMP-06: Overbrook Stormwater Improvements | 2nd Generation Baffle Box | 2 | Baffle Boxes | -1 | 0 | 0 | 4.1909 | 2 | BaffleBox, InletBasket, CDS, Others | 532 | 5% | 5% | 0.00012199 | 0
76 | 8 | 0.0012723 | 533 | 76 | 8 | AGR | 4.5948 | 0.246 | 506.728 | 27.16 | 0.228 | 0.166 | 1.046 | 0.041 | 115.387 | 4.515 | 0.0012723 | 0.002 | 0 | 2.5446e-06 | 0 | 0 | 0.0005983 | 79 | 81 | BMP-06: Overbrook Stormwater Improvements | 2nd Generation Baffle Box | 2 | Baffle Boxes | -1 | 0 | 0 | 4.1909 | 2 | BaffleBox, InletBasket, CDS, Others | 533 | 5% | 5% | 1.2723e-07 | 0
63 | 2 | 0.00089959 | 461 | 63 | 2 | MDR | 7.4475 | 0.374 | 3959.7 | 198.599 | 0.503 | 1.085 | 3.745 | 0.405 | 1991.138 | 215.521 | 0.00089959 | 0.153 | 0.012 | 0.00013764 | 1.0795e-05 | 0.021 | 0.031522 | 89 | 104 | BMP-11: Lake Druid Baffle Box | 2nd Generation Baffle Box | 2 | Baffle Boxes | -1 | 0 | 0 | 6.0754 | 2 | BaffleBox, InletBasket, CDS, Others | 461 | 5% | 5% | 6.8819e-06 | 5.3975e-07
63 | 4 | 0.00014173 | 463 | 63 | 4 | IND | 11.8601 | 1.053 | 2855.017 | 253.563 | 0.492 | 1.055 | 5.832 | 1.112 | 1403.806 | 267.598 | 0.00014173 | 0.219 | 0.03 | 3.1038e-05 | 4.2518e-06 | 0.018 | 0.028585 | 89 | 104 | BMP-11: Lake Druid Baffle Box | 2nd Generation Baffle Box | 2 | Baffle Boxes | -1 | 0 | 0 | 6.0754 | 2 | BaffleBox, InletBasket, CDS, Others | 463 | 5% | 5% | 1.5519e-06 | 2.1259e-07
66 | 2 | 5.5569 | 474 | 66 | 2 | MDR | 8.9792 | 0.44 | 638.788 | 31.3 | 0.204 | 0.154 | 1.833 | 0.068 | 130.37 | 4.828 | 5.5569 | 0.043 | 0.004 | 0.23895 | 0.022228 | 0.005 | 0.0099068 | 89 | 104 | BMP-11: Lake Druid Baffle Box | 2nd Generation Baffle Box | 2 | Baffle Boxes | -1 | 0 | 0 | 6.0754 | 2 | BaffleBox, InletBasket, CDS, Others | 474 | 5% | 5% | 0.011947 | 0.0011114
66 | 4 | 0.5175 | 476 | 66 | 4 | IND | 14.2977 | 1.24 | 925.139 | 80.228 | 0.195 | 0.149 | 2.787 | 0.184 | 180.32 | 11.917 | 0.5175 | 0.06 | 0.011 | 0.03105 | 0.0056925 | 0.004 | 0.0090274 | 89 | 104 | BMP-11: Lake Druid Baffle Box | 2nd Generation Baffle Box | 2 | Baffle Boxes | -1 | 0 | 0 | 6.0754 | 2 | BaffleBox, InletBasket, CDS, Others | 476 | 5% | 5% | 0.0015525 | 0.00028462
76 | 4 | 0.29708 | 532 | 76 | 4 | IND | 6.7195 | 0.588 | 843.724 | 73.858 | 0.195 | 0.142 | 1.313 | 0.084 | 164.818 | 10.493 | 0.29708 | 0.001 | 0 | 0.00029708 | 0 | 0 | 0.00036669 | 90 | 106 | BMP-13: Spring Lake Baffle Box @ Rio Grande | 2nd Generation Baffle Box | 2 | Baffle Boxes | -1 | 0 | 0 | 0.29708 | 2 | BaffleBox, InletBasket, CDS, Others | 532 | 5% | 5% | 1.4854e-05 | 0
63 | 4 | 0.12224 | 463 | 63 | 4 | IND | 11.8601 | 1.053 | 2855.017 | 253.563 | 0.492 | 1.055 | 5.832 | 1.112 | 1403.806 | 267.598 | 0.12224 | 0.219 | 0.03 | 0.02677 | 0.0036671 | 0.018 | 0.028585 | 91 | 109 | BMP-14: Lake Highland Inlet Baskets | Inlet Basket | 18 | Inlet Baskets | -1 | 0 | 0 | 179.5591 | 2 | BaffleBox, InletBasket, CDS, Others | 463 | 5% | 5% | 0.0013385 | 0.00018336
70 | 2 | 0.0094051 | 497 | 70 | 2 | MDR | 5.5229 | 0.254 | 1760.42 | 81.108 | 0.385 | 0.206 | 2.127 | 0.052 | 677.966 | 16.675 | 0.0094051 | 0.036 | 0.002 | 0.00033858 | 1.881e-05 | 0.007 | 0.0084055 | 91 | 109 | BMP-14: Lake Highland Inlet Baskets | Inlet Basket | 18 | Inlet Baskets | -1 | 0 | 0 | 179.5591 | 2 | BaffleBox, InletBasket, CDS, Others | 497 | 5% | 5% | 1.6929e-05 | 9.4051e-07
70 | 4 | 2.9297 | 499 | 70 | 4 | IND | 8.7985 | 0.717 | 2253.879 | 183.718 | 0.374 | 0.198 | 3.292 | 0.142 | 843.264 | 36.33 | 2.9297 | 0.05 | 0.006 | 0.14648 | 0.017578 | 0.006 | 0.0076716 | 91 | 109 | BMP-14: Lake Highland Inlet Baskets | Inlet Basket | 18 | Inlet Baskets | -1 | 0 | 0 | 179.5591 | 2 | BaffleBox, InletBasket, CDS, Others | 499 | 5% | 5% | 0.0073241 | 0.0008789
71 | 2 | 37.567 | 504 | 71 | 2 | MDR | 9.0838 | 0.454 | 955.962 | 47.796 | 0.18 | 0.125 | 1.638 | 0.057 | 172.39 | 5.989 | 37.567 | 0.013 | 0.001 | 0.48837 | 0.037567 | 0.001 | 0.0014855 | 91 | 109 | BMP-14: Lake Highland Inlet Baskets | Inlet Basket | 18 | Inlet Baskets | -1 | 0 | 0 | 179.5591 | 2 | BaffleBox, InletBasket, CDS, Others | 504 | 5% | 5% | 0.024419 | 0.0018784
71 | 4 | 69.8749 | 505 | 71 | 4 | IND | 14.4417 | 1.28 | 1471.032 | 130.382 | 0.173 | 0.121 | 2.492 | 0.155 | 253.873 | 15.745 | 69.8749 | 0.018 | 0.002 | 1.2577 | 0.13975 | 0.001 | 0.001355 | 91 | 109 | BMP-14: Lake Highland Inlet Baskets | Inlet Basket | 18 | Inlet Baskets | -1 | 0 | 0 | 179.5591 | 2 | BaffleBox, InletBasket, CDS, Others | 505 | 5% | 5% | 0.062887 | 0.0069875
71 | 6 | 1.0174 | 506 | 71 | 6 | OPE | 4.0542 | 0.176 | 6.166 | 0.268 | 0.188 | 0.133 | 0.763 | 0.024 | 1.161 | 0.036 | 1.0174 | 0.007 | 0 | 0.007122 | 0 | 0.002 | 0.0018632 | 91 | 109 | BMP-14: Lake Highland Inlet Baskets | Inlet Basket | 18 | Inlet Baskets | -1 | 0 | 0 | 179.5591 | 2 | BaffleBox, InletBasket, CDS, Others | 506 | 5% | 5% | 0.0003561 | 0
71 | 10 | 3.185 | 507 | 71 | 10 | RAN | 3.5088 | 0.144 | 11.168 | 0.459 | 0.194 | 0.138 | 0.682 | 0.02 | 2.169 | 0.063 | 3.185 | 0.007 | 0 | 0.022295 | 0 | 0.002 | 0.002178 | 91 | 109 | BMP-14: Lake Highland Inlet Baskets | Inlet Basket | 18 | Inlet Baskets | -1 | 0 | 0 | 179.5591 | 2 | BaffleBox, InletBasket, CDS, Others | 507 | 5% | 5% | 0.0011148 | 0
71 | 12 | 32.127 | 508 | 71 | 12 | WAT | 0.46869 | 0.01 | 15.047 | 0.313 | 0.21 | 0.149 | 0.098 | 0.001 | 3.161 | 0.047 | 32.127 | 0.001 | 0 | 0.032127 | 0 | 0.002 | 0.0023985 | 91 | 109 | BMP-14: Lake Highland Inlet Baskets | Inlet Basket | 18 | Inlet Baskets | -1 | 0 | 0 | 179.5591 | 2 | BaffleBox, InletBasket, CDS, Others | 508 | 5% | 5% | 0.0016064 | 0
71 | 13 | 0.23221 | 509 | 71 | 13 | WET | 1.3626 | 0.055 | 0.316 | 0.013 | 0.214 | 0.158 | 0.291 | 0.009 | 0.068 | 0.002 | 0.23221 | 0.002 | 0 | 0.00046442 | 0 | 0.001 | 0 | 91 | 109 | BMP-14: Lake Highland Inlet Baskets | Inlet Basket | 18 | Inlet Baskets | -1 | 0 | 0 | 179.5591 | 2 | BaffleBox, InletBasket, CDS, Others | 509 | 5% | 5% | 2.3221e-05 | 0
72 | 2 | 28.3783 | 510 | 72 | 2 | MDR | 5.0885 | 0.239 | 264.617 | 12.433 | 0.201 | 0.15 | 1.024 | 0.036 | 53.228 | 1.859 | 28.3783 | 0.008 | 0 | 0.22703 | 0 | 0.002 | 0.0017025 | 91 | 109 | BMP-14: Lake Highland Inlet Baskets | Inlet Basket | 18 | Inlet Baskets | -1 | 0 | 0 | 179.5591 | 2 | BaffleBox, InletBasket, CDS, Others | 510 | 5% | 5% | 0.011351 | 0
72 | 4 | 4.115 | 511 | 72 | 4 | IND | 8.0456 | 0.672 | 554.359 | 46.29 | 0.193 | 0.144 | 1.551 | 0.097 | 106.853 | 6.685 | 4.115 | 0.011 | 0.001 | 0.045265 | 0.004115 | 0.001 | 0.0015662 | 91 | 109 | BMP-14: Lake Highland Inlet Baskets | Inlet Basket | 18 | Inlet Baskets | -1 | 0 | 0 | 179.5591 | 2 | BaffleBox, InletBasket, CDS, Others | 511 | 5% | 5% | 0.0022632 | 0.00020575
71 | 4 | 0.17223 | 505 | 71 | 4 | IND | 14.4417 | 1.28 | 1471.032 | 130.382 | 0.173 | 0.121 | 2.492 | 0.155 | 253.873 | 15.745 | 0.17223 | 0.018 | 0.002 | 0.0031001 | 0.00034446 | 0.001 | 0.001355 | 92 | 110 | BMP-14: Lake Highland Inlet Baskets |  | 18 | Inlet Baskets | -1 | 0 | 0 | 0.17223 | 2 | BaffleBox, InletBasket, CDS, Others | 505 | 5% | 5% | 0.000155 | 1.7223e-05
71 | 4 | 0.2935 | 505 | 71 | 4 | IND | 14.4417 | 1.28 | 1471.032 | 130.382 | 0.173 | 0.121 | 2.492 | 0.155 | 253.873 | 15.745 | 0.2935 | 0.018 | 0.002 | 0.0052829 | 0.00058699 | 0.001 | 0.001355 | 93 | 111 | BMP-14: Lake Highland Inlet Baskets |  | 18 | Inlet Baskets | -1 | 0 | 0 | 0.2935 | 2 | BaffleBox, InletBasket, CDS, Others | 505 | 5% | 5% | 0.00026415 | 2.935e-05
71 | 4 | 0.46661 | 505 | 71 | 4 | IND | 14.4417 | 1.28 | 1471.032 | 130.382 | 0.173 | 0.121 | 2.492 | 0.155 | 253.873 | 15.745 | 0.46661 | 0.018 | 0.002 | 0.008399 | 0.00093322 | 0.001 | 0.001355 | 94 | 112 | BMP-14: Lake Highland Inlet Baskets |  | 18 | Inlet Baskets | -1 | 0 | 0 | 0.46661 | 2 | BaffleBox, InletBasket, CDS, Others | 505 | 5% | 5% | 0.00041995 | 4.6661e-05
70 | 4 | 0.1602 | 499 | 70 | 4 | IND | 8.7985 | 0.717 | 2253.879 | 183.718 | 0.374 | 0.198 | 3.292 | 0.142 | 843.264 | 36.33 | 0.1602 | 0.05 | 0.006 | 0.0080101 | 0.00096121 | 0.006 | 0.0076716 | 95 | 113 | BMP-14: Lake Highland Inlet Baskets |  | 18 | Inlet Baskets | -1 | 0 | 0 | 0.29845 | 2 | BaffleBox, InletBasket, CDS, Others | 499 | 5% | 5% | 0.00040051 | 4.8061e-05
71 | 4 | 0.13824 | 505 | 71 | 4 | IND | 14.4417 | 1.28 | 1471.032 | 130.382 | 0.173 | 0.121 | 2.492 | 0.155 | 253.873 | 15.745 | 0.13824 | 0.018 | 0.002 | 0.0024884 | 0.00027649 | 0.001 | 0.001355 | 95 | 113 | BMP-14: Lake Highland Inlet Baskets |  | 18 | Inlet Baskets | -1 | 0 | 0 | 0.29845 | 2 | BaffleBox, InletBasket, CDS, Others | 505 | 5% | 5% | 0.00012442 | 1.3824e-05
70 | 4 | 0.16452 | 499 | 70 | 4 | IND | 8.7985 | 0.717 | 2253.879 | 183.718 | 0.374 | 0.198 | 3.292 | 0.142 | 843.264 | 36.33 | 0.16452 | 0.05 | 0.006 | 0.008226 | 0.00098712 | 0.006 | 0.0076716 | 96 | 114 | BMP-14: Lake Highland Inlet Baskets |  | 18 | Inlet Baskets | -1 | 0 | 0 | 0.2997 | 2 | BaffleBox, InletBasket, CDS, Others | 499 | 5% | 5% | 0.0004113 | 4.9356e-05
71 | 4 | 0.13518 | 505 | 71 | 4 | IND | 14.4417 | 1.28 | 1471.032 | 130.382 | 0.173 | 0.121 | 2.492 | 0.155 | 253.873 | 15.745 | 0.13518 | 0.018 | 0.002 | 0.0024332 | 0.00027036 | 0.001 | 0.001355 | 96 | 114 | BMP-14: Lake Highland Inlet Baskets |  | 18 | Inlet Baskets | -1 | 0 | 0 | 0.2997 | 2 | BaffleBox, InletBasket, CDS, Others | 505 | 5% | 5% | 0.00012166 | 1.3518e-05
70 | 4 | 0.076592 | 499 | 70 | 4 | IND | 8.7985 | 0.717 | 2253.879 | 183.718 | 0.374 | 0.198 | 3.292 | 0.142 | 843.264 | 36.33 | 0.076592 | 0.05 | 0.006 | 0.0038296 | 0.00045955 | 0.006 | 0.0076716 | 97 | 115 | BMP-14: Lake Highland Inlet Baskets |  | 18 | Inlet Baskets | -1 | 0 | 0 | 0.14922 | 2 | BaffleBox, InletBasket, CDS, Others | 499 | 5% | 5% | 0.00019148 | 2.2978e-05
71 | 4 | 0.072632 | 505 | 71 | 4 | IND | 14.4417 | 1.28 | 1471.032 | 130.382 | 0.173 | 0.121 | 2.492 | 0.155 | 253.873 | 15.745 | 0.072632 | 0.018 | 0.002 | 0.0013074 | 0.00014526 | 0.001 | 0.001355 | 97 | 115 | BMP-14: Lake Highland Inlet Baskets |  | 18 | Inlet Baskets | -1 | 0 | 0 | 0.14922 | 2 | BaffleBox, InletBasket, CDS, Others | 505 | 5% | 5% | 6.5369e-05 | 7.2632e-06
63 | 2 | 1.0083 | 461 | 63 | 2 | MDR | 7.4475 | 0.374 | 3959.7 | 198.599 | 0.503 | 1.085 | 3.745 | 0.405 | 1991.138 | 215.521 | 1.0083 | 0.153 | 0.012 | 0.15428 | 0.0121 | 0.021 | 0.031522 | 98 | 116 | BMP-15: Mills Ave Retrofit |  | 20 | Others | -1 | 0 | 0 | 1.0556 | 2 | BaffleBox, InletBasket, CDS, Others | 461 | 5% | 5% | 0.0077138 | 0.000605
63 | 4 | 0.047236 | 463 | 63 | 4 | IND | 11.8601 | 1.053 | 2855.017 | 253.563 | 0.492 | 1.055 | 5.832 | 1.112 | 1403.806 | 267.598 | 0.047236 | 0.219 | 0.03 | 0.010345 | 0.0014171 | 0.018 | 0.028585 | 98 | 116 | BMP-15: Mills Ave Retrofit |  | 20 | Others | -1 | 0 | 0 | 1.0556 | 2 | BaffleBox, InletBasket, CDS, Others | 463 | 5% | 5% | 0.00051723 | 7.0854e-05
63 | 2 | 73.2896 | 461 | 63 | 2 | MDR | 7.4475 | 0.374 | 3959.7 | 198.599 | 0.503 | 1.085 | 3.745 | 0.405 | 1991.138 | 215.521 | 73.2896 | 0.153 | 0.012 | 11.2133 | 0.87947 | 0.021 | 0.031522 | 99 | 117 | BMP-15: Mills Ave Retrofit | Orlando CIP: Mills Ave Retrofit | 20 | Others | -1 | 0 | 0 | 127.4191 | 2 | BaffleBox, InletBasket, CDS, Others | 461 | 5% | 5% | 0.56067 | 0.043974
63 | 4 | 39.5106 | 463 | 63 | 4 | IND | 11.8601 | 1.053 | 2855.017 | 253.563 | 0.492 | 1.055 | 5.832 | 1.112 | 1403.806 | 267.598 | 39.5106 | 0.219 | 0.03 | 8.6528 | 1.1853 | 0.018 | 0.028585 | 99 | 117 | BMP-15: Mills Ave Retrofit | Orlando CIP: Mills Ave Retrofit | 20 | Others | -1 | 0 | 0 | 127.4191 | 2 | BaffleBox, InletBasket, CDS, Others | 463 | 5% | 5% | 0.43264 | 0.059266
63 | 12 | 0.10838 | 465 | 63 | 12 | WAT | 0.38816 | 0.008 | 21.9 | 0.454 | 0.538 | 1.309 | 0.209 | 0.011 | 11.783 | 0.594 | 0.10838 | 0.008 | 0 | 0.00086702 | 0 | 0.019 | 0.050847 | 99 | 117 | BMP-15: Mills Ave Retrofit | Orlando CIP: Mills Ave Retrofit | 20 | Others | -1 | 0 | 0 | 127.4191 | 2 | BaffleBox, InletBasket, CDS, Others | 465 | 5% | 5% | 4.3351e-05 | 0
69 | 4 | 4.8334 | 493 | 69 | 4 | IND | 14.9159 | 1.234 | 1131.699 | 93.64 | 0.651 | 0.447 | 9.715 | 0.552 | 737.083 | 41.902 | 4.8334 | 0.196 | 0.031 | 0.94735 | 0.14984 | 0.013 | 0.025516 | 99 | 117 | BMP-15: Mills Ave Retrofit | Orlando CIP: Mills Ave Retrofit | 20 | Others | -1 | 0 | 0 | 127.4191 | 2 | BaffleBox, InletBasket, CDS, Others | 493 | 5% | 5% | 0.047368 | 0.0074918
69 | 6 | 8.3705 | 494 | 69 | 6 | OPE | 4.1906 | 0.17 | 61.542 | 2.496 | 0.675 | 0.481 | 2.829 | 0.082 | 41.551 | 1.202 | 8.3705 | 0.07 | 0.006 | 0.58594 | 0.050223 | 0.017 | 0.034185 | 99 | 117 | BMP-15: Mills Ave Retrofit | Orlando CIP: Mills Ave Retrofit | 20 | Others | -1 | 0 | 0 | 127.4191 | 2 | BaffleBox, InletBasket, CDS, Others | 494 | 5% | 5% | 0.029297 | 0.0025112
69 | 13 | 0.029812 | 496 | 69 | 13 | WET | 1.4039 | 0.054 | 2.734 | 0.104 | 0.702 | 0.549 | 0.985 | 0.029 | 1.919 | 0.057 | 0.029812 | 0.021 | 0.003 | 0.00062606 | 8.9437e-05 | 0.015 | 0.048771 | 99 | 117 | BMP-15: Mills Ave Retrofit | Orlando CIP: Mills Ave Retrofit | 20 | Others | -1 | 0 | 0 | 127.4191 | 2 | BaffleBox, InletBasket, CDS, Others | 496 | 5% | 5% | 3.1303e-05 | 4.4719e-06
71 | 2 | 0.010775 | 504 | 71 | 2 | MDR | 9.0838 | 0.454 | 955.962 | 47.796 | 0.18 | 0.125 | 1.638 | 0.057 | 172.39 | 5.989 | 0.010775 | 0.013 | 0.001 | 0.00014007 | 1.0775e-05 | 0.001 | 0.0014855 | 99 | 117 | BMP-15: Mills Ave Retrofit | Orlando CIP: Mills Ave Retrofit | 20 | Others | -1 | 0 | 0 | 127.4191 | 2 | BaffleBox, InletBasket, CDS, Others | 504 | 5% | 5% | 7.0036e-06 | 5.3874e-07
71 | 4 | 1.2656 | 505 | 71 | 4 | IND | 14.4417 | 1.28 | 1471.032 | 130.382 | 0.173 | 0.121 | 2.492 | 0.155 | 253.873 | 15.745 | 1.2656 | 0.018 | 0.002 | 0.022782 | 0.0025313 | 0.001 | 0.001355 | 99 | 117 | BMP-15: Mills Ave Retrofit | Orlando CIP: Mills Ave Retrofit | 20 | Others | -1 | 0 | 0 | 127.4191 | 2 | BaffleBox, InletBasket, CDS, Others | 505 | 5% | 5% | 0.0011391 | 0.00012656
63 | 2 | 0.094165 | 461 | 63 | 2 | MDR | 7.4475 | 0.374 | 3959.7 | 198.599 | 0.503 | 1.085 | 3.745 | 0.405 | 1991.138 | 215.521 | 0.094165 | 0.153 | 0.012 | 0.014407 | 0.00113 | 0.021 | 0.031522 | 100 | 118 | BMP-15: Mills Ave Retrofit |  | 20 | Others | -1 | 0 | 0 | 0.094165 | 2 | BaffleBox, InletBasket, CDS, Others | 461 | 5% | 5% | 0.00072036 | 5.6499e-05
63 | 2 | 0.026089 | 461 | 63 | 2 | MDR | 7.4475 | 0.374 | 3959.7 | 198.599 | 0.503 | 1.085 | 3.745 | 0.405 | 1991.138 | 215.521 | 0.026089 | 0.153 | 0.012 | 0.0039916 | 0.00031307 | 0.021 | 0.031522 | 101 | 119 | BMP-15: Mills Ave Retrofit |  | 20 | Others | -1 | 0 | 0 | 0.026089 | 2 | BaffleBox, InletBasket, CDS, Others | 461 | 5% | 5% | 0.00019958 | 1.5653e-05
63 | 2 | 0.025895 | 461 | 63 | 2 | MDR | 7.4475 | 0.374 | 3959.7 | 198.599 | 0.503 | 1.085 | 3.745 | 0.405 | 1991.138 | 215.521 | 0.025895 | 0.153 | 0.012 | 0.0039619 | 0.00031074 | 0.021 | 0.031522 | 102 | 120 | BMP-15: Mills Ave Retrofit |  | 20 | Others | -1 | 0 | 0 | 0.025895 | 2 | BaffleBox, InletBasket, CDS, Others | 461 | 5% | 5% | 0.0001981 | 1.5537e-05
63 | 2 | 0.028036 | 461 | 63 | 2 | MDR | 7.4475 | 0.374 | 3959.7 | 198.599 | 0.503 | 1.085 | 3.745 | 0.405 | 1991.138 | 215.521 | 0.028036 | 0.153 | 0.012 | 0.0042894 | 0.00033643 | 0.021 | 0.031522 | 103 | 121 | BMP-15: Mills Ave Retrofit |  | 20 | Others | -1 | 0 | 0 | 0.028036 | 2 | BaffleBox, InletBasket, CDS, Others | 461 | 5% | 5% | 0.00021447 | 1.6821e-05
63 | 2 | 0.026382 | 461 | 63 | 2 | MDR | 7.4475 | 0.374 | 3959.7 | 198.599 | 0.503 | 1.085 | 3.745 | 0.405 | 1991.138 | 215.521 | 0.026382 | 0.153 | 0.012 | 0.0040365 | 0.00031658 | 0.021 | 0.031522 | 104 | 122 | BMP-15: Mills Ave Retrofit |  | 20 | Others | -1 | 0 | 0 | 0.026382 | 2 | BaffleBox, InletBasket, CDS, Others | 461 | 5% | 5% | 0.00020182 | 1.5829e-05
63 | 2 | 0.023036 | 461 | 63 | 2 | MDR | 7.4475 | 0.374 | 3959.7 | 198.599 | 0.503 | 1.085 | 3.745 | 0.405 | 1991.138 | 215.521 | 0.023036 | 0.153 | 0.012 | 0.0035245 | 0.00027643 | 0.021 | 0.031522 | 105 | 123 | BMP-15: Mills Ave Retrofit |  | 20 | Others | -1 | 0 | 0 | 0.023036 | 2 | BaffleBox, InletBasket, CDS, Others | 461 | 5% | 5% | 0.00017623 | 1.3822e-05
63 | 2 | 0.022117 | 461 | 63 | 2 | MDR | 7.4475 | 0.374 | 3959.7 | 198.599 | 0.503 | 1.085 | 3.745 | 0.405 | 1991.138 | 215.521 | 0.022117 | 0.153 | 0.012 | 0.0033838 | 0.0002654 | 0.021 | 0.031522 | 106 | 124 | BMP-15: Mills Ave Retrofit |  | 20 | Others | -1 | 0 | 0 | 0.022117 | 2 | BaffleBox, InletBasket, CDS, Others | 461 | 5% | 5% | 0.00016919 | 1.327e-05
63 | 2 | 0.021348 | 461 | 63 | 2 | MDR | 7.4475 | 0.374 | 3959.7 | 198.599 | 0.503 | 1.085 | 3.745 | 0.405 | 1991.138 | 215.521 | 0.021348 | 0.153 | 0.012 | 0.0032663 | 0.00025618 | 0.021 | 0.031522 | 107 | 125 | BMP-15: Mills Ave Retrofit |  | 20 | Others | -1 | 0 | 0 | 0.021348 | 2 | BaffleBox, InletBasket, CDS, Others | 461 | 5% | 5% | 0.00016332 | 1.2809e-05
63 | 2 | 0.020203 | 461 | 63 | 2 | MDR | 7.4475 | 0.374 | 3959.7 | 198.599 | 0.503 | 1.085 | 3.745 | 0.405 | 1991.138 | 215.521 | 0.020203 | 0.153 | 0.012 | 0.003091 | 0.00024243 | 0.021 | 0.031522 | 108 | 126 | BMP-15: Mills Ave Retrofit |  | 20 | Others | -1 | 0 | 0 | 0.020203 | 2 | BaffleBox, InletBasket, CDS, Others | 461 | 5% | 5% | 0.00015455 | 1.2122e-05
63 | 2 | 0.022368 | 461 | 63 | 2 | MDR | 7.4475 | 0.374 | 3959.7 | 198.599 | 0.503 | 1.085 | 3.745 | 0.405 | 1991.138 | 215.521 | 0.022368 | 0.153 | 0.012 | 0.0034223 | 0.00026842 | 0.021 | 0.031522 | 109 | 127 | BMP-15: Mills Ave Retrofit |  | 20 | Others | -1 | 0 | 0 | 0.022368 | 2 | BaffleBox, InletBasket, CDS, Others | 461 | 5% | 5% | 0.00017112 | 1.3421e-05
63 | 2 | 0.020337 | 461 | 63 | 2 | MDR | 7.4475 | 0.374 | 3959.7 | 198.599 | 0.503 | 1.085 | 3.745 | 0.405 | 1991.138 | 215.521 | 0.020337 | 0.153 | 0.012 | 0.0031116 | 0.00024404 | 0.021 | 0.031522 | 110 | 128 | BMP-15: Mills Ave Retrofit |  | 20 | Others | -1 | 0 | 0 | 0.020337 | 2 | BaffleBox, InletBasket, CDS, Others | 461 | 5% | 5% | 0.00015558 | 1.2202e-05
63 | 4 | 0.54848 | 463 | 63 | 4 | IND | 11.8601 | 1.053 | 2855.017 | 253.563 | 0.492 | 1.055 | 5.832 | 1.112 | 1403.806 | 267.598 | 0.54848 | 0.219 | 0.03 | 0.12012 | 0.016454 | 0.018 | 0.028585 | 111 | 129 | BMP-15: Mills Ave Retrofit |  | 20 | Others | -1 | 0 | 0 | 0.54848 | 2 | BaffleBox, InletBasket, CDS, Others | 463 | 5% | 5% | 0.0060059 | 0.00082272
69 | 4 | 3.8557 | 493 | 69 | 4 | IND | 14.9159 | 1.234 | 1131.699 | 93.64 | 0.651 | 0.447 | 9.715 | 0.552 | 737.083 | 41.902 | 3.8557 | 0.196 | 0.031 | 0.75571 | 0.11953 | 0.013 | 0.025516 | 112 | 130 | BMP-15: Mills Ave Retrofit |  | 20 | Others | -1 | 0 | 0 | 3.8557 | 2 | BaffleBox, InletBasket, CDS, Others | 493 | 5% | 5% | 0.037786 | 0.0059763
69 | 4 | 0.22771 | 493 | 69 | 4 | IND | 14.9159 | 1.234 | 1131.699 | 93.64 | 0.651 | 0.447 | 9.715 | 0.552 | 737.083 | 41.902 | 0.22771 | 0.196 | 0.031 | 0.044631 | 0.0070589 | 0.013 | 0.025516 | 113 | 131 | BMP-15: Mills Ave Retrofit |  | 20 | Others | -1 | 0 | 0 | 0.22771 | 2 | BaffleBox, InletBasket, CDS, Others | 493 | 5% | 5% | 0.0022315 | 0.00035295
63 | 2 | 0.046153 | 461 | 63 | 2 | MDR | 7.4475 | 0.374 | 3959.7 | 198.599 | 0.503 | 1.085 | 3.745 | 0.405 | 1991.138 | 215.521 | 0.046153 | 0.153 | 0.012 | 0.0070615 | 0.00055384 | 0.021 | 0.031522 | 114 | 132 | BMP-15: Mills Ave Retrofit |  | 20 | Others | -1 | 0 | 0 | 4.3195 | 2 | BaffleBox, InletBasket, CDS, Others | 461 | 5% | 5% | 0.00035307 | 2.7692e-05
63 | 4 | 4.2349 | 463 | 63 | 4 | IND | 11.8601 | 1.053 | 2855.017 | 253.563 | 0.492 | 1.055 | 5.832 | 1.112 | 1403.806 | 267.598 | 4.2349 | 0.219 | 0.03 | 0.92744 | 0.12705 | 0.018 | 0.028585 | 114 | 132 | BMP-15: Mills Ave Retrofit |  | 20 | Others | -1 | 0 | 0 | 4.3195 | 2 | BaffleBox, InletBasket, CDS, Others | 463 | 5% | 5% | 0.046372 | 0.0063523
63 | 12 | 0.038483 | 465 | 63 | 12 | WAT | 0.38816 | 0.008 | 21.9 | 0.454 | 0.538 | 1.309 | 0.209 | 0.011 | 11.783 | 0.594 | 0.038483 | 0.008 | 0 | 0.00030786 | 0 | 0.019 | 0.050847 | 114 | 132 | BMP-15: Mills Ave Retrofit |  | 20 | Others | -1 | 0 | 0 | 4.3195 | 2 | BaffleBox, InletBasket, CDS, Others | 465 | 5% | 5% | 1.5393e-05 | 0
69 | 2 | 12.3502 | 491 | 69 | 2 | MDR | 9.3846 | 0.438 | 505.751 | 23.618 | 0.663 | 0.46 | 6.225 | 0.202 | 335.457 | 10.872 | 12.3502 | 0.139 | 0.012 | 1.7167 | 0.1482 | 0.015 | 0.02792 | 115 | 133 | BMP-16: Lake Formosa Inlet Baskets | Inlet Basket | 18 | Inlet Baskets | -1 | 0 | 0 | 13.4148 | 2 | BaffleBox, InletBasket, CDS, Others | 491 | 5% | 5% | 0.085834 | 0.0074101
69 | 4 | 0.82712 | 493 | 69 | 4 | IND | 14.9159 | 1.234 | 1131.699 | 93.64 | 0.651 | 0.447 | 9.715 | 0.552 | 737.083 | 41.902 | 0.82712 | 0.196 | 0.031 | 0.16212 | 0.025641 | 0.013 | 0.025516 | 115 | 133 | BMP-16: Lake Formosa Inlet Baskets | Inlet Basket | 18 | Inlet Baskets | -1 | 0 | 0 | 13.4148 | 2 | BaffleBox, InletBasket, CDS, Others | 493 | 5% | 5% | 0.0081058 | 0.001282
69 | 12 | 0.22249 | 495 | 69 | 12 | WAT | 0.48289 | 0.009 | 15.291 | 0.299 | 0.697 | 0.525 | 0.337 | 0.005 | 10.662 | 0.157 | 0.22249 | 0.007 | 0 | 0.0015574 | 0 | 0.015 | 0.043256 | 115 | 133 | BMP-16: Lake Formosa Inlet Baskets | Inlet Basket | 18 | Inlet Baskets | -1 | 0 | 0 | 13.4148 | 2 | BaffleBox, InletBasket, CDS, Others | 495 | 5% | 5% | 7.7871e-05 | 0
70 | 2 | 0.0074202 | 497 | 70 | 2 | MDR | 5.5229 | 0.254 | 1760.42 | 81.108 | 0.385 | 0.206 | 2.127 | 0.052 | 677.966 | 16.675 | 0.0074202 | 0.036 | 0.002 | 0.00026713 | 1.484e-05 | 0.007 | 0.0084055 | 115 | 133 | BMP-16: Lake Formosa Inlet Baskets | Inlet Basket | 18 | Inlet Baskets | -1 | 0 | 0 | 13.4148 | 2 | BaffleBox, InletBasket, CDS, Others | 497 | 5% | 5% | 1.3356e-05 | 7.4202e-07
70 | 4 | 0.0076003 | 499 | 70 | 4 | IND | 8.7985 | 0.717 | 2253.879 | 183.718 | 0.374 | 0.198 | 3.292 | 0.142 | 843.264 | 36.33 | 0.0076003 | 0.05 | 0.006 | 0.00038002 | 4.5602e-05 | 0.006 | 0.0076716 | 115 | 133 | BMP-16: Lake Formosa Inlet Baskets | Inlet Basket | 18 | Inlet Baskets | -1 | 0 | 0 | 13.4148 | 2 | BaffleBox, InletBasket, CDS, Others | 499 | 5% | 5% | 1.9001e-05 | 2.2801e-06
69 | 4 | 0.055803 | 493 | 69 | 4 | IND | 14.9159 | 1.234 | 1131.699 | 93.64 | 0.651 | 0.447 | 9.715 | 0.552 | 737.083 | 41.902 | 0.055803 | 0.196 | 0.031 | 0.010937 | 0.0017299 | 0.013 | 0.025516 | 116 | 134 | BMP-16: Lake Formosa Inlet Baskets |  | 18 | Inlet Baskets | -1 | 0 | 0 | 0.056013 | 2 | BaffleBox, InletBasket, CDS, Others | 493 | 5% | 5% | 0.00054687 | 8.6495e-05
70 | 4 | 0.00020969 | 499 | 70 | 4 | IND | 8.7985 | 0.717 | 2253.879 | 183.718 | 0.374 | 0.198 | 3.292 | 0.142 | 843.264 | 36.33 | 0.00020969 | 0.05 | 0.006 | 1.0485e-05 | 1.2582e-06 | 0.006 | 0.0076716 | 116 | 134 | BMP-16: Lake Formosa Inlet Baskets |  | 18 | Inlet Baskets | -1 | 0 | 0 | 0.056013 | 2 | BaffleBox, InletBasket, CDS, Others | 499 | 5% | 5% | 5.2423e-07 | 6.2908e-08
69 | 4 | 0.013428 | 493 | 69 | 4 | IND | 14.9159 | 1.234 | 1131.699 | 93.64 | 0.651 | 0.447 | 9.715 | 0.552 | 737.083 | 41.902 | 0.013428 | 0.196 | 0.031 | 0.0026319 | 0.00041627 | 0.013 | 0.025516 | 117 | 135 | BMP-16: Lake Formosa Inlet Baskets |  | 18 | Inlet Baskets | -1 | 0 | 0 | 0.013428 | 2 | BaffleBox, InletBasket, CDS, Others | 493 | 5% | 5% | 0.00013159 | 2.0813e-05
67 | 2 | 6.3465 | 479 | 67 | 2 | MDR | 7.3777 | 0.315 | 483.982 | 20.653 | 0.386 | 0.24 | 2.851 | 0.076 | 187.011 | 4.955 | 6.3465 | 0.065 | 0.005 | 0.41252 | 0.031732 | 0.009 | 0.015341 | 118 | 136 | BMP-17: Winyah (Westchester Ave/Wilkinson St) Baffle Box | 2nd Generation Baffle Box | 2 | Baffle Boxes | -1 | 0 | 0 | 32.2375 | 2 | BaffleBox, InletBasket, CDS, Others | 479 | 5% | 5% | 0.020626 | 0.0015866
67 | 4 | 0.0068379 | 480 | 67 | 4 | IND | 11.7478 | 0.886 | 601.685 | 45.401 | 0.378 | 0.234 | 4.445 | 0.207 | 227.67 | 10.61 | 0.0068379 | 0.092 | 0.012 | 0.00062909 | 8.2055e-05 | 0.008 | 0.014045 | 118 | 136 | BMP-17: Winyah (Westchester Ave/Wilkinson St) Baffle Box | 2nd Generation Baffle Box | 2 | Baffle Boxes | -1 | 0 | 0 | 32.2375 | 2 | BaffleBox, InletBasket, CDS, Others | 480 | 5% | 5% | 3.1454e-05 | 4.1028e-06
68 | 2 | 25.8306 | 482 | 68 | 2 | MDR | 8.1781 | 0.451 | 3278.673 | 180.849 | 0.368 | 0.359 | 3.013 | 0.162 | 1208.098 | 65.009 | 25.8306 | 0.029 | 0.003 | 0.74909 | 0.077492 | 0.004 | 0.0066584 | 118 | 136 | BMP-17: Winyah (Westchester Ave/Wilkinson St) Baffle Box | 2nd Generation Baffle Box | 2 | Baffle Boxes | -1 | 0 | 0 | 32.2375 | 2 | BaffleBox, InletBasket, CDS, Others | 482 | 5% | 5% | 0.037454 | 0.0038746
68 | 4 | 0.0025701 | 484 | 68 | 4 | IND | 13.0109 | 1.271 | 1684.79 | 164.641 | 0.356 | 0.352 | 4.638 | 0.448 | 600.604 | 57.953 | 0.0025701 | 0.04 | 0.008 | 0.0001028 | 2.0561e-05 | 0.003 | 0.00609 | 118 | 136 | BMP-17: Winyah (Westchester Ave/Wilkinson St) Baffle Box | 2nd Generation Baffle Box | 2 | Baffle Boxes | -1 | 0 | 0 | 32.2375 | 2 | BaffleBox, InletBasket, CDS, Others | 484 | 5% | 5% | 5.1401e-06 | 1.028e-06
68 | 6 | 0.0024584 | 485 | 68 | 6 | OPE | 3.647 | 0.175 | 38.95 | 1.871 | 0.381 | 0.373 | 1.389 | 0.065 | 14.834 | 0.699 | 0.0024584 | 0.015 | 0.001 | 3.6875e-05 | 2.4584e-06 | 0.004 | 0.0081487 | 118 | 136 | BMP-17: Winyah (Westchester Ave/Wilkinson St) Baffle Box | 2nd Generation Baffle Box | 2 | Baffle Boxes | -1 | 0 | 0 | 32.2375 | 2 | BaffleBox, InletBasket, CDS, Others | 485 | 5% | 5% | 1.8438e-06 | 1.2292e-07
68 | 12 | 0.048552 | 488 | 68 | 12 | WAT | 0.42254 | 0.01 | 7.543 | 0.172 | 0.41 | 0.392 | 0.173 | 0.004 | 3.091 | 0.068 | 0.048552 | 0.002 | 0 | 9.7104e-05 | 0 | 0.004 | 0.010155 | 118 | 136 | BMP-17: Winyah (Westchester Ave/Wilkinson St) Baffle Box | 2nd Generation Baffle Box | 2 | Baffle Boxes | -1 | 0 | 0 | 32.2375 | 2 | BaffleBox, InletBasket, CDS, Others | 488 | 5% | 5% | 4.8552e-06 | 0
63 | 2 | 47.8867 | 461 | 63 | 2 | MDR | 7.4475 | 0.374 | 3959.7 | 198.599 | 0.503 | 1.085 | 3.745 | 0.405 | 1991.138 | 215.521 | 47.8867 | 0.153 | 0.012 | 7.3267 | 0.57464 | 0.021 | 0.031522 | 119 | 137 | BMP-18: Lake Rowena Inlet Baskets | Inlet Basket | 18 | Inlet Baskets | -1 | 0 | 0 | 50.8936 | 2 | BaffleBox, InletBasket, CDS, Others | 461 | 5% | 5% | 0.36633 | 0.028732
63 | 6 | 2.8972 | 464 | 63 | 6 | OPE | 3.3177 | 0.145 | 139.323 | 6.08 | 0.514 | 1.148 | 1.705 | 0.166 | 71.607 | 6.977 | 2.8972 | 0.076 | 0.006 | 0.22019 | 0.017383 | 0.023 | 0.03821 | 119 | 137 | BMP-18: Lake Rowena Inlet Baskets | Inlet Basket | 18 | Inlet Baskets | -1 | 0 | 0 | 50.8936 | 2 | BaffleBox, InletBasket, CDS, Others | 464 | 5% | 5% | 0.011009 | 0.00086917
63 | 12 | 0.1097 | 465 | 63 | 12 | WAT | 0.38816 | 0.008 | 21.9 | 0.454 | 0.538 | 1.309 | 0.209 | 0.011 | 11.783 | 0.594 | 0.1097 | 0.008 | 0 | 0.00087764 | 0 | 0.019 | 0.050847 | 119 | 137 | BMP-18: Lake Rowena Inlet Baskets | Inlet Basket | 18 | Inlet Baskets | -1 | 0 | 0 | 50.8936 | 2 | BaffleBox, InletBasket, CDS, Others | 465 | 5% | 5% | 4.3882e-05 | 0
63 | 2 | 0.12287 | 461 | 63 | 2 | MDR | 7.4475 | 0.374 | 3959.7 | 198.599 | 0.503 | 1.085 | 3.745 | 0.405 | 1991.138 | 215.521 | 0.12287 | 0.153 | 0.012 | 0.0188 | 0.0014745 | 0.021 | 0.031522 | 120 | 138 | BMP-18: Lake Rowena Inlet Baskets |  | 18 | Inlet Baskets | -1 | 0 | 0 | 1.1843 | 2 | BaffleBox, InletBasket, CDS, Others | 461 | 5% | 5% | 0.00093999 | 7.3724e-05
63 | 4 | 1.0312 | 463 | 63 | 4 | IND | 11.8601 | 1.053 | 2855.017 | 253.563 | 0.492 | 1.055 | 5.832 | 1.112 | 1403.806 | 267.598 | 1.0312 | 0.219 | 0.03 | 0.22584 | 0.030936 | 0.018 | 0.028585 | 120 | 138 | BMP-18: Lake Rowena Inlet Baskets |  | 18 | Inlet Baskets | -1 | 0 | 0 | 1.1843 | 2 | BaffleBox, InletBasket, CDS, Others | 463 | 5% | 5% | 0.011292 | 0.0015468
63 | 12 | 0.030231 | 465 | 63 | 12 | WAT | 0.38816 | 0.008 | 21.9 | 0.454 | 0.538 | 1.309 | 0.209 | 0.011 | 11.783 | 0.594 | 0.030231 | 0.008 | 0 | 0.00024185 | 0 | 0.019 | 0.050847 | 120 | 138 | BMP-18: Lake Rowena Inlet Baskets |  | 18 | Inlet Baskets | -1 | 0 | 0 | 1.1843 | 2 | BaffleBox, InletBasket, CDS, Others | 465 | 5% | 5% | 1.2093e-05 | 0
63 | 12 | 0.00065172 | 465 | 63 | 12 | WAT | 0.38816 | 0.008 | 21.9 | 0.454 | 0.538 | 1.309 | 0.209 | 0.011 | 11.783 | 0.594 | 0.00065172 | 0.008 | 0 | 5.2137e-06 | 0 | 0.019 | 0.050847 | 121 | 139 | BMP-18: Lake Rowena Inlet Baskets |  | 18 | Inlet Baskets | -1 | 0 | 0 | 0.00065172 | 2 | BaffleBox, InletBasket, CDS, Others | 465 | 5% | 5% | 2.6069e-07 | 0
75 | 2 | 0.0011236 | 525 | 75 | 2 | MDR | 4.0181 | 0.212 | 821.93 | 43.453 | 0.398 | 0.494 | 1.599 | 0.105 | 327.079 | 21.486 | 0.0011236 | 0.004 | 0 | 4.4945e-06 | 0 | 0.001 | 0.0018526 | 122 | 145 | BMP-21: Lake Ivanhoe Inlet Baskets | Inlet Basket | 18 | Inlet Baskets | -1 | 0 | 0 | 0.001744 | 2 | BaffleBox, InletBasket, CDS, Others | 525 | 5% | 5% | 2.2473e-07 | 0
75 | 4 | 0.00061357 | 527 | 75 | 4 | IND | 6.4171 | 0.599 | 216.238 | 20.191 | 0.386 | 0.477 | 2.475 | 0.286 | 83.408 | 9.627 | 0.00061357 | 0.005 | 0.001 | 3.0679e-06 | 6.1357e-07 | 0.001 | 0.0016881 | 122 | 145 | BMP-21: Lake Ivanhoe Inlet Baskets | Inlet Basket | 18 | Inlet Baskets | -1 | 0 | 0 | 0.001744 | 2 | BaffleBox, InletBasket, CDS, Others | 527 | 5% | 5% | 1.5339e-07 | 3.0679e-08
63 | 2 | 0.25377 | 461 | 63 | 2 | MDR | 7.4475 | 0.374 | 3959.7 | 198.599 | 0.503 | 1.085 | 3.745 | 0.405 | 1991.138 | 215.521 | 0.25377 | 0.153 | 0.012 | 0.038826 | 0.0030452 | 0.021 | 0.031522 | 123 | 150 | BMP-22: Lake Druid Inlet Baskets | Inlet Basket | 18 | Inlet Baskets | -1 | 0 | 0 | 38.8058 | 2 | BaffleBox, InletBasket, CDS, Others | 461 | 5% | 5% | 0.0019413 | 0.00015226
63 | 4 | 0.013578 | 463 | 63 | 4 | IND | 11.8601 | 1.053 | 2855.017 | 253.563 | 0.492 | 1.055 | 5.832 | 1.112 | 1403.806 | 267.598 | 0.013578 | 0.219 | 0.03 | 0.0029736 | 0.00040734 | 0.018 | 0.028585 | 123 | 150 | BMP-22: Lake Druid Inlet Baskets | Inlet Basket | 18 | Inlet Baskets | -1 | 0 | 0 | 38.8058 | 2 | BaffleBox, InletBasket, CDS, Others | 463 | 5% | 5% | 0.00014868 | 2.0367e-05
64 | 2 | 0.0047459 | 467 | 64 | 2 | MDR | 5.5472 | 0.253 | 157.66 | 7.198 | 0.461 | 0.148 | 2.559 | 0.038 | 72.724 | 1.068 | 0.0047459 | 0.062 | 0.003 | 0.00029424 | 1.4238e-05 | 0.011 | 0.011427 | 123 | 150 | BMP-22: Lake Druid Inlet Baskets | Inlet Basket | 18 | Inlet Baskets | -1 | 0 | 0 | 38.8058 | 2 | BaffleBox, InletBasket, CDS, Others | 467 | 5% | 5% | 1.4712e-05 | 7.1188e-07
66 | 2 | 36.3161 | 474 | 66 | 2 | MDR | 8.9792 | 0.44 | 638.788 | 31.3 | 0.204 | 0.154 | 1.833 | 0.068 | 130.37 | 4.828 | 36.3161 | 0.043 | 0.004 | 1.5616 | 0.14526 | 0.005 | 0.0099068 | 123 | 150 | BMP-22: Lake Druid Inlet Baskets | Inlet Basket | 18 | Inlet Baskets | -1 | 0 | 0 | 38.8058 | 2 | BaffleBox, InletBasket, CDS, Others | 474 | 5% | 5% | 0.07808 | 0.0072632
66 | 3 | 1.8684 | 475 | 66 | 3 | HDR | 20.5454 | 1.565 | 205.302 | 15.639 | 0.204 | 0.155 | 4.192 | 0.243 | 41.885 | 2.424 | 1.8684 | 0.099 | 0.017 | 0.18497 | 0.031763 | 0.005 | 0.010705 | 123 | 150 | BMP-22: Lake Druid Inlet Baskets | Inlet Basket | 18 | Inlet Baskets | -1 | 0 | 0 | 38.8058 | 2 | BaffleBox, InletBasket, CDS, Others | 475 | 5% | 5% | 0.0092487 | 0.0015882
66 | 4 | 0.030103 | 476 | 66 | 4 | IND | 14.2977 | 1.24 | 925.139 | 80.228 | 0.195 | 0.149 | 2.787 | 0.184 | 180.32 | 11.917 | 0.030103 | 0.06 | 0.011 | 0.0018062 | 0.00033114 | 0.004 | 0.0090274 | 123 | 150 | BMP-22: Lake Druid Inlet Baskets | Inlet Basket | 18 | Inlet Baskets | -1 | 0 | 0 | 38.8058 | 2 | BaffleBox, InletBasket, CDS, Others | 476 | 5% | 5% | 9.031e-05 | 1.6557e-05
66 | 13 | 0.31908 | 478 | 66 | 13 | WET | 1.3285 | 0.053 | 27.154 | 1.085 | 0.248 | 0.197 | 0.329 | 0.01 | 6.723 | 0.214 | 0.31908 | 0.007 | 0.001 | 0.0022335 | 0.00031908 | 0.005 | 0.017895 | 123 | 150 | BMP-22: Lake Druid Inlet Baskets | Inlet Basket | 18 | Inlet Baskets | -1 | 0 | 0 | 38.8058 | 2 | BaffleBox, InletBasket, CDS, Others | 478 | 5% | 5% | 0.00011168 | 1.5954e-05
10 | 3 | 0.0078669 | 12 | 10 | 3 | HDR | 20.4816 | 1.592 | 2308.35 | 179.368 | 0.218 | 0.11 | 4.463 | 0.176 | 503.021 | 19.791 | 0.0078669 | 2.131 | 0.089 | 0.016764 | 0.00070015 | 0.104 | 0.055829 | 126 | 157 | Cassel Creek |  | 20 | Others | -1 | 0 | 0 | 668.471 | 2 | BaffleBox, InletBasket, CDS, Others | 12 | 5% | 5% | 0.00083821 | 3.5008e-05
10 | 4 | 18.3147 | 13 | 10 | 4 | IND | 13.1528 | 1.186 | 6233.588 | 562.16 | 0.215 | 0.107 | 2.826 | 0.127 | 1339.375 | 60.359 | 18.3147 | 1.344 | 0.064 | 24.615 | 1.1721 | 0.102 | 0.054107 | 126 | 157 | Cassel Creek |  | 20 | Others | -1 | 0 | 0 | 668.471 | 2 | BaffleBox, InletBasket, CDS, Others | 13 | 5% | 5% | 1.2308 | 0.058607
10 | 12 | 0.42177 | 18 | 10 | 12 | WAT | 0.23667 | 0.006 | 74.59 | 1.829 | 0.243 | 0.126 | 0.057 | 0.001 | 18.111 | 0.231 | 0.42177 | 0.028 | 0 | 0.011809 | 0 | 0.119 | 0.064699 | 126 | 157 | Cassel Creek |  | 20 | Others | -1 | 0 | 0 | 668.471 | 2 | BaffleBox, InletBasket, CDS, Others | 18 | 5% | 5% | 0.00059047 | 0
10 | 13 | 0.25796 | 19 | 10 | 13 | WET | 10.9043 | 0.715 | 2850.635 | 186.795 | 0.218 | 0.109 | 2.376 | 0.078 | 621.194 | 20.323 | 0.25796 | 1.134 | 0.039 | 0.29253 | 0.010061 | 0.104 | 0.054868 | 126 | 157 | Cassel Creek |  | 20 | Others | -1 | 0 | 0 | 668.471 | 2 | BaffleBox, InletBasket, CDS, Others | 19 | 5% | 5% | 0.014627 | 0.00050303
46 | 2 | 0.91807 | 341 | 46 | 2 | MDR | 13.7343 | 0.645 | 12517.372 | 587.845 | 0.585 | 0.835 | 8.036 | 0.539 | 7324.398 | 490.966 | 0.91807 | 6.155 | 0.317 | 5.6507 | 0.29103 | 0.448 | 0.49116 | 126 | 157 | Cassel Creek |  | 20 | Others | -1 | 0 | 0 | 668.471 | 2 | BaffleBox, InletBasket, CDS, Others | 341 | 5% | 5% | 0.28254 | 0.014551
46 | 4 | 1.1357 | 343 | 46 | 4 | IND | 17.0006 | 1.432 | 5136.665 | 432.629 | 0.581 | 0.828 | 9.877 | 1.185 | 2984.427 | 358.031 | 1.1357 | 7.542 | 0.694 | 8.5657 | 0.7882 | 0.444 | 0.48499 | 126 | 157 | Cassel Creek |  | 20 | Others | -1 | 0 | 0 | 668.471 | 2 | BaffleBox, InletBasket, CDS, Others | 343 | 5% | 5% | 0.42829 | 0.03941
46 | 11 | 0.9471 | 348 | 46 | 11 | FOR | 4.1376 | 0.165 | 692.937 | 27.684 | 0.596 | 0.881 | 2.465 | 0.146 | 412.881 | 24.4 | 0.9471 | 1.91 | 0.086 | 1.809 | 0.081451 | 0.462 | 0.51922 | 126 | 157 | Cassel Creek |  | 20 | Others | -1 | 0 | 0 | 668.471 | 2 | BaffleBox, InletBasket, CDS, Others | 348 | 5% | 5% | 0.090448 | 0.0040725
47 | 2 | 2.5383 | 351 | 47 | 2 | MDR | 28.2266 | 1.305 | 1525.204 | 70.53 | 0.791 | 0.733 | 22.329 | 0.957 | 1206.523 | 51.714 | 2.5383 | 10.132 | 0.512 | 25.7181 | 1.2996 | 0.359 | 0.3925 | 126 | 157 | Cassel Creek |  | 20 | Others | -1 | 0 | 0 | 668.471 | 2 | BaffleBox, InletBasket, CDS, Others | 351 | 5% | 5% | 1.2859 | 0.06498
48 | 1 | 6.257 | 356 | 48 | 1 | LDR | 7.7301 | 0.343 | 49.907 | 2.216 | 0.537 | 0.606 | 4.152 | 0.208 | 26.807 | 1.343 | 6.257 | 1.891 | 0.112 | 11.8319 | 0.70078 | 0.245 | 0.32609 | 126 | 157 | Cassel Creek |  | 20 | Others | -1 | 0 | 0 | 668.471 | 2 | BaffleBox, InletBasket, CDS, Others | 356 | 5% | 5% | 0.5916 | 0.035039
48 | 2 | 338.0039 | 357 | 48 | 2 | MDR | 14.2002 | 0.661 | 5134.972 | 239.151 | 0.536 | 0.605 | 7.618 | 0.4 | 2754.654 | 144.695 | 338.0039 | 3.462 | 0.214 | 1170.1694 | 72.3328 | 0.244 | 0.32348 | 126 | 157 | Cassel Creek |  | 20 | Others | -1 | 0 | 0 | 668.471 | 2 | BaffleBox, InletBasket, CDS, Others | 357 | 5% | 5% | 58.5085 | 3.6166
48 | 3 | 47.418 | 358 | 48 | 3 | HDR | 30.2853 | 2.187 | 4047.436 | 292.289 | 0.536 | 0.607 | 16.239 | 1.328 | 2170.2 | 177.473 | 47.418 | 7.374 | 0.721 | 349.6606 | 34.1884 | 0.243 | 0.32955 | 126 | 157 | Cassel Creek |  | 20 | Others | -1 | 0 | 0 | 668.471 | 2 | BaffleBox, InletBasket, CDS, Others | 358 | 5% | 5% | 17.483 | 1.7094
48 | 4 | 100.2429 | 359 | 48 | 4 | IND | 17.5641 | 1.47 | 2818.413 | 235.959 | 0.533 | 0.603 | 9.355 | 0.887 | 1501.072 | 142.35 | 100.2429 | 4.213 | 0.473 | 422.3234 | 47.4149 | 0.24 | 0.32137 | 126 | 157 | Cassel Creek |  | 20 | Others | -1 | 0 | 0 | 668.471 | 2 | BaffleBox, InletBasket, CDS, Others | 359 | 5% | 5% | 21.1162 | 2.3707
48 | 10 | 8.2292 | 360 | 48 | 10 | RAN | 6.3932 | 0.255 | 55.004 | 2.196 | 0.541 | 0.61 | 3.458 | 0.156 | 29.75 | 1.34 | 8.2292 | 1.588 | 0.086 | 13.068 | 0.70771 | 0.248 | 0.33507 | 126 | 157 | Cassel Creek |  | 20 | Others | -1 | 0 | 0 | 668.471 | 2 | BaffleBox, InletBasket, CDS, Others | 360 | 5% | 5% | 0.6534 | 0.035386
48 | 11 | 24.3628 | 361 | 48 | 11 | FOR | 4.2881 | 0.17 | 123.722 | 4.909 | 0.544 | 0.614 | 2.334 | 0.104 | 67.345 | 3.014 | 24.3628 | 1.092 | 0.06 | 26.6041 | 1.4618 | 0.255 | 0.35186 | 126 | 157 | Cassel Creek |  | 20 | Others | -1 | 0 | 0 | 668.471 | 2 | BaffleBox, InletBasket, CDS, Others | 361 | 5% | 5% | 1.3302 | 0.073088
48 | 12 | 6.9596 | 362 | 48 | 12 | WAT | 1.3066 | 0.049 | 10.132 | 0.378 | 0.547 | 0.615 | 0.715 | 0.03 | 5.547 | 0.233 | 6.9596 | 0.328 | 0.017 | 2.2827 | 0.11831 | 0.251 | 0.35605 | 126 | 157 | Cassel Creek |  | 20 | Others | -1 | 0 | 0 | 668.471 | 2 | BaffleBox, InletBasket, CDS, Others | 362 | 5% | 5% | 0.11414 | 0.0059156
48 | 13 | 47.2818 | 363 | 48 | 13 | WET | 1.3092 | 0.049 | 67.807 | 2.532 | 0.548 | 0.615 | 0.717 | 0.03 | 37.126 | 1.558 | 47.2818 | 0.329 | 0.017 | 15.5557 | 0.80379 | 0.251 | 0.35619 | 126 | 157 | Cassel Creek |  | 20 | Others | -1 | 0 | 0 | 668.471 | 2 | BaffleBox, InletBasket, CDS, Others | 363 | 5% | 5% | 0.77779 | 0.04019
49 | 2 | 64.421 | 364 | 49 | 2 | MDR | 15.7078 | 0.863 | 9137.034 | 501.793 | 0.968 | 0.952 | 15.207 | 0.822 | 8845.803 | 477.935 | 64.421 | 5.468 | 0.323 | 352.2539 | 20.808 | 0.348 | 0.37437 | 126 | 157 | Cassel Creek |  | 20 | Others | -1 | 0 | 0 | 668.471 | 2 | BaffleBox, InletBasket, CDS, Others | 364 | 5% | 5% | 17.6127 | 1.0404
50 | 2 | 0.45366 | 372 | 50 | 2 | MDR | 9.4137 | 0.47 | 2288.714 | 114.345 | 0.394 | 0.426 | 3.711 | 0.2 | 902.154 | 48.682 | 0.45366 | 0.668 | 0.058 | 0.30304 | 0.026312 | 0.071 | 0.12408 | 126 | 157 | Cassel Creek |  | 20 | Others | -1 | 0 | 0 | 668.471 | 2 | BaffleBox, InletBasket, CDS, Others | 372 | 5% | 5% | 0.015152 | 0.0013156
50 | 4 | 0.26998 | 374 | 50 | 4 | IND | 14.8186 | 1.314 | 2091.768 | 185.527 | 0.389 | 0.423 | 5.761 | 0.555 | 813.253 | 78.391 | 0.26998 | 1.015 | 0.162 | 0.27403 | 0.043737 | 0.069 | 0.12289 | 126 | 157 | Cassel Creek |  | 20 | Others | -1 | 0 | 0 | 668.471 | 2 | BaffleBox, InletBasket, CDS, Others | 374 | 5% | 5% | 0.013702 | 0.0021869
43 | 2 | 0.17545 | 306 | 43 | 2 | MDR | 14.0634 | 0.759 | 7259.995 | 391.71 | 0.384 | 0.389 | 5.405 | 0.295 | 2790.364 | 152.2 | 0.17545 | 3.02 | 0.14 | 0.52987 | 0.024563 | 0.215 | 0.18394 | 127 | 158 | Lake Ann Baffle Box | Baffle Box | 2 | Baffle Boxes | -1 | 0 | 0 | 242.0082 | 2 | BaffleBox, InletBasket, CDS, Others | 306 | 5% | 5% | 0.026493 | 0.0012282
43 | 4 | 0.92985 | 308 | 43 | 4 | IND | 17.3446 | 1.669 | 998.834 | 96.117 | 0.381 | 0.389 | 6.612 | 0.65 | 380.786 | 37.427 | 0.92985 | 3.68 | 0.306 | 3.4219 | 0.28454 | 0.212 | 0.18339 | 127 | 158 | Lake Ann Baffle Box | Baffle Box | 2 | Baffle Boxes | -1 | 0 | 0 | 242.0082 | 2 | BaffleBox, InletBasket, CDS, Others | 308 | 5% | 5% | 0.17109 | 0.014227
46 | 1 | 9.6183 | 340 | 46 | 1 | LDR | 7.475 | 0.335 | 892.731 | 39.971 | 0.586 | 0.84 | 4.38 | 0.281 | 523.1 | 33.572 | 9.6183 | 3.356 | 0.165 | 32.2791 | 1.587 | 0.449 | 0.49425 | 127 | 158 | Lake Ann Baffle Box | Baffle Box | 2 | Baffle Boxes | -1 | 0 | 0 | 242.0082 | 2 | BaffleBox, InletBasket, CDS, Others | 340 | 5% | 5% | 1.614 | 0.079351
46 | 2 | 26.5387 | 341 | 46 | 2 | MDR | 13.7343 | 0.645 | 12517.372 | 587.845 | 0.585 | 0.835 | 8.036 | 0.539 | 7324.398 | 490.966 | 26.5387 | 6.155 | 0.317 | 163.3457 | 8.4128 | 0.448 | 0.49116 | 127 | 158 | Lake Ann Baffle Box | Baffle Box | 2 | Baffle Boxes | -1 | 0 | 0 | 242.0082 | 2 | BaffleBox, InletBasket, CDS, Others | 341 | 5% | 5% | 8.1673 | 0.42064
46 | 3 | 41.9592 | 342 | 46 | 3 | HDR | 29.2966 | 2.128 | 15135.696 | 1099.348 | 0.585 | 0.841 | 17.131 | 1.789 | 8850.484 | 924.087 | 41.9592 | 13.118 | 1.05 | 550.421 | 44.0572 | 0.448 | 0.49364 | 127 | 158 | Lake Ann Baffle Box | Baffle Box | 2 | Baffle Boxes | -1 | 0 | 0 | 242.0082 | 2 | BaffleBox, InletBasket, CDS, Others | 342 | 5% | 5% | 27.521 | 2.2029
46 | 4 | 29.1141 | 343 | 46 | 4 | IND | 17.0006 | 1.432 | 5136.665 | 432.629 | 0.581 | 0.828 | 9.877 | 1.185 | 2984.427 | 358.031 | 29.1141 | 7.542 | 0.694 | 219.5782 | 20.2052 | 0.444 | 0.48499 | 127 | 158 | Lake Ann Baffle Box | Baffle Box | 2 | Baffle Boxes | -1 | 0 | 0 | 242.0082 | 2 | BaffleBox, InletBasket, CDS, Others | 343 | 5% | 5% | 10.9789 | 1.0103
46 | 7 | 0.7958 | 345 | 46 | 7 | PAS | 14.9685 | 0.742 | 1156.009 | 57.267 | 0.588 | 0.848 | 8.801 | 0.629 | 679.717 | 48.583 | 0.7958 | 6.758 | 0.371 | 5.378 | 0.29524 | 0.451 | 0.49972 | 127 | 158 | Lake Ann Baffle Box | Baffle Box | 2 | Baffle Boxes | -1 | 0 | 0 | 242.0082 | 2 | BaffleBox, InletBasket, CDS, Others | 345 | 5% | 5% | 0.2689 | 0.014762
46 | 10 | 16.0616 | 347 | 46 | 10 | RAN | 6.179 | 0.249 | 242.464 | 9.764 | 0.59 | 0.855 | 3.643 | 0.213 | 142.966 | 8.351 | 16.0616 | 2.801 | 0.126 | 44.9886 | 2.0238 | 0.453 | 0.5045 | 127 | 158 | Lake Ann Baffle Box | Baffle Box | 2 | Baffle Boxes | -1 | 0 | 0 | 242.0082 | 2 | BaffleBox, InletBasket, CDS, Others | 347 | 5% | 5% | 2.2494 | 0.10119
46 | 11 | 46.5147 | 348 | 46 | 11 | FOR | 4.1376 | 0.165 | 692.937 | 27.684 | 0.596 | 0.881 | 2.465 | 0.146 | 412.881 | 24.4 | 46.5147 | 1.91 | 0.086 | 88.843 | 4.0003 | 0.462 | 0.51922 | 127 | 158 | Lake Ann Baffle Box | Baffle Box | 2 | Baffle Boxes | -1 | 0 | 0 | 242.0082 | 2 | BaffleBox, InletBasket, CDS, Others | 348 | 5% | 5% | 4.4422 | 0.20001
46 | 12 | 17.71 | 349 | 46 | 12 | WAT | 1.258 | 0.048 | 618.54 | 23.423 | 0.591 | 0.9 | 0.744 | 0.043 | 365.844 | 21.08 | 17.71 | 0.569 | 0.025 | 10.077 | 0.44275 | 0.452 | 0.53317 | 127 | 158 | Lake Ann Baffle Box | Baffle Box | 2 | Baffle Boxes | -1 | 0 | 0 | 242.0082 | 2 | BaffleBox, InletBasket, CDS, Others | 349 | 5% | 5% | 0.50385 | 0.022137
46 | 13 | 46.3053 | 350 | 46 | 13 | WET | 1.2605 | 0.048 | 423.33 | 16.035 | 0.592 | 0.901 | 0.746 | 0.043 | 250.472 | 14.442 | 46.3053 | 0.571 | 0.025 | 26.4403 | 1.1576 | 0.453 | 0.53354 | 127 | 158 | Lake Ann Baffle Box | Baffle Box | 2 | Baffle Boxes | -1 | 0 | 0 | 242.0082 | 2 | BaffleBox, InletBasket, CDS, Others | 350 | 5% | 5% | 1.322 | 0.057882
57 | 2 | 2.3512 | 418 | 57 | 2 | MDR | 9.3885 | 0.403 | 3228.257 | 138.483 | 0.658 | 0.448 | 6.173 | 0.181 | 2122.675 | 62.088 | 2.3512 | 1.112 | 0.056 | 2.6145 | 0.13167 | 0.118 | 0.13805 | 136 | 167 | Bonita Drive CDS | BaffleBox + Bafflebox treatment train | 2 | Baffle Boxes | -1 | 0 | 0 | 2.3512 | 2 | BaffleBox, InletBasket, CDS, Others | 418 | 5% | 5% | 0.13073 | 0.0065834
57 | 2 | 24.5216 | 418 | 57 | 2 | MDR | 9.3885 | 0.403 | 3228.257 | 138.483 | 0.658 | 0.448 | 6.173 | 0.181 | 2122.675 | 62.088 | 24.5216 | 1.112 | 0.056 | 27.268 | 1.3732 | 0.118 | 0.13805 | 137 | 168 | Bryan CDS | CDS | 19 | CDS | -1 | 0 | 0 | 27.6611 | 2 | BaffleBox, InletBasket, CDS, Others | 418 | 5% | 5% | 1.3634 | 0.06866
59 | 2 | 0.75667 | 437 | 59 | 2 | MDR | 8.787 | 0.433 | 2451.334 | 120.688 | 0.245 | 0.087 | 2.154 | 0.038 | 600.843 | 10.559 | 0.75667 | 0.164 | 0.003 | 0.12409 | 0.00227 | 0.019 | 0.0066397 | 137 | 168 | Bryan CDS | CDS | 19 | CDS | -1 | 0 | 0 | 27.6611 | 2 | BaffleBox, InletBasket, CDS, Others | 437 | 5% | 5% | 0.0062047 | 0.0001135
58 | 2 | 11.8648 | 427 | 58 | 2 | MDR | 9.8281 | 0.44 | 3808.185 | 170.631 | 0.501 | 0.315 | 4.924 | 0.139 | 1908.105 | 53.755 | 11.8648 | 0.633 | 0.023 | 7.5104 | 0.27289 | 0.064 | 0.052984 | 139 | 170 | E.Lake Sue CDS | CDS | 19 | CDS | -1 | 0 | 0 | 11.8648 | 2 | BaffleBox, InletBasket, CDS, Others | 427 | 5% | 5% | 0.37552 | 0.013645
57 | 2 | 42.6463 | 418 | 57 | 2 | MDR | 9.3885 | 0.403 | 3228.257 | 138.483 | 0.658 | 0.448 | 6.173 | 0.181 | 2122.675 | 62.088 | 42.6463 | 1.112 | 0.056 | 47.4227 | 2.3882 | 0.118 | 0.13805 | 140 | 171 | ELIZABETH DRIVE BAFFLE BOX | BaffleBox | 2 | Baffle Boxes | -1 | 0 | 0 | 45.5872 | 2 | BaffleBox, InletBasket, CDS, Others | 418 | 5% | 5% | 2.3711 | 0.11941
58 | 2 | 3.3874 | 427 | 58 | 2 | MDR | 9.8281 | 0.44 | 3808.185 | 170.631 | 0.501 | 0.315 | 4.924 | 0.139 | 1908.105 | 53.755 | 3.3874 | 0.633 | 0.023 | 2.1442 | 0.07791 | 0.064 | 0.052984 | 141 | 172 | Glencoe Baffle Box | BaffleBox | 2 | Baffle Boxes | -1 | 0 | 0 | 3.3874 | 2 | BaffleBox, InletBasket, CDS, Others | 427 | 5% | 5% | 0.10721 | 0.0038955
51 | 2 | 10.5233 | 381 | 51 | 2 | MDR | 12.3118 | 0.61 | 8989.592 | 445.055 | 0.471 | 0.624 | 5.799 | 0.38 | 4234.099 | 277.813 | 10.5233 | 2.104 | 0.147 | 22.141 | 1.5469 | 0.171 | 0.24118 | 143 | 174 | Green Cove CDS 2 | CDS | 19 | CDS | -1 | 0 | 0 | 10.5233 | 2 | BaffleBox, InletBasket, CDS, Others | 381 | 5% | 5% | 1.1071 | 0.077346
58 | 2 | 4.2098 | 427 | 58 | 2 | MDR | 9.8281 | 0.44 | 3808.185 | 170.631 | 0.501 | 0.315 | 4.924 | 0.139 | 1908.105 | 53.755 | 4.2098 | 0.633 | 0.023 | 2.6648 | 0.096826 | 0.064 | 0.052984 | 146 | 178 | Lakeview Baffle | BaffleBox | 2 | Baffle Boxes | -1 | 0 | 0 | 6.9132 | 2 | BaffleBox, InletBasket, CDS, Others | 427 | 5% | 5% | 0.13324 | 0.0048413
58 | 4 | 2.7034 | 429 | 58 | 4 | IND | 15.6534 | 1.223 | 3061.189 | 239.111 | 0.496 | 0.309 | 7.77 | 0.378 | 1519.482 | 73.842 | 2.7034 | 0.973 | 0.063 | 2.6304 | 0.17031 | 0.062 | 0.051479 | 146 | 178 | Lakeview Baffle | BaffleBox | 2 | Baffle Boxes | -1 | 0 | 0 | 6.9132 | 2 | BaffleBox, InletBasket, CDS, Others | 429 | 5% | 5% | 0.13152 | 0.0085156
58 | 2 | 8.1341 | 427 | 58 | 2 | MDR | 9.8281 | 0.44 | 3808.185 | 170.631 | 0.501 | 0.315 | 4.924 | 0.139 | 1908.105 | 53.755 | 8.1341 | 0.633 | 0.023 | 5.1489 | 0.18708 | 0.064 | 0.052984 | 147 | 179 | Lakeview CDS | CDS | 19 | CDS | -1 | 0 | 0 | 8.1482 | 2 | BaffleBox, InletBasket, CDS, Others | 427 | 5% | 5% | 0.25744 | 0.0093542
58 | 4 | 0.014116 | 429 | 58 | 4 | IND | 15.6534 | 1.223 | 3061.189 | 239.111 | 0.496 | 0.309 | 7.77 | 0.378 | 1519.482 | 73.842 | 0.014116 | 0.973 | 0.063 | 0.013735 | 0.00088931 | 0.062 | 0.051479 | 147 | 179 | Lakeview CDS | CDS | 19 | CDS | -1 | 0 | 0 | 8.1482 | 2 | BaffleBox, InletBasket, CDS, Others | 429 | 5% | 5% | 0.00068675 | 4.4466e-05
58 | 2 | 5.2764 | 427 | 58 | 2 | MDR | 9.8281 | 0.44 | 3808.185 | 170.631 | 0.501 | 0.315 | 4.924 | 0.139 | 1908.105 | 53.755 | 5.2764 | 0.633 | 0.023 | 3.34 | 0.12136 | 0.064 | 0.052984 | 148 | 180 | Lakeview Oxford Baffle | BaffleBox | 2 | Baffle Boxes | -1 | 0 | 0 | 5.2764 | 2 | BaffleBox, InletBasket, CDS, Others | 427 | 5% | 5% | 0.167 | 0.0060678
51 | 2 | 5.0446 | 381 | 51 | 2 | MDR | 12.3118 | 0.61 | 8989.592 | 445.055 | 0.471 | 0.624 | 5.799 | 0.38 | 4234.099 | 277.813 | 5.0446 | 2.104 | 0.147 | 10.6138 | 0.74155 | 0.171 | 0.24118 | 152 | 184 | McKean Circle CDS | CDS | 19 | CDS | -1 | 0 | 0 | 5.5677 | 2 | BaffleBox, InletBasket, CDS, Others | 381 | 5% | 5% | 0.53069 | 0.037078
57 | 2 | 0.52311 | 418 | 57 | 2 | MDR | 9.3885 | 0.403 | 3228.257 | 138.483 | 0.658 | 0.448 | 6.173 | 0.181 | 2122.675 | 62.088 | 0.52311 | 1.112 | 0.056 | 0.5817 | 0.029294 | 0.118 | 0.13805 | 152 | 184 | McKean Circle CDS | CDS | 19 | CDS | -1 | 0 | 0 | 5.5677 | 2 | BaffleBox, InletBasket, CDS, Others | 418 | 5% | 5% | 0.029085 | 0.0014647
49 | 2 | 0.41097 | 364 | 49 | 2 | MDR | 15.7078 | 0.863 | 9137.034 | 501.793 | 0.968 | 0.952 | 15.207 | 0.822 | 8845.803 | 477.935 | 0.41097 | 5.468 | 0.323 | 2.2472 | 0.13274 | 0.348 | 0.37437 | 155 | 187 | Moss Baffle | BaffleBox | 2 | Baffle Boxes | -1 | 0 | 0 | 3.019 | 2 | BaffleBox, InletBasket, CDS, Others | 364 | 5% | 5% | 0.11236 | 0.0066372
51 | 2 | 2.608 | 381 | 51 | 2 | MDR | 12.3118 | 0.61 | 8989.592 | 445.055 | 0.471 | 0.624 | 5.799 | 0.38 | 4234.099 | 277.813 | 2.608 | 2.104 | 0.147 | 5.4872 | 0.38338 | 0.171 | 0.24118 | 155 | 187 | Moss Baffle | BaffleBox | 2 | Baffle Boxes | -1 | 0 | 0 | 3.019 | 2 | BaffleBox, InletBasket, CDS, Others | 381 | 5% | 5% | 0.27436 | 0.019169
51 | 2 | 18.5377 | 381 | 51 | 2 | MDR | 12.3118 | 0.61 | 8989.592 | 445.055 | 0.471 | 0.624 | 5.799 | 0.38 | 4234.099 | 277.813 | 18.5377 | 2.104 | 0.147 | 39.0034 | 2.725 | 0.171 | 0.24118 | 156 | 188 | N.Park CDS | CDS | 19 | CDS | -1 | 0 | 0 | 22.6641 | 2 | BaffleBox, InletBasket, CDS, Others | 381 | 5% | 5% | 1.9502 | 0.13625
51 | 8 | 4.086 | 385 | 51 | 8 | AGR | 11.8279 | 0.639 | 192.513 | 10.397 | 0.484 | 0.72 | 5.724 | 0.46 | 93.165 | 7.491 | 4.086 | 2.204 | 0.194 | 9.0056 | 0.79269 | 0.186 | 0.30445 | 156 | 188 | N.Park CDS | CDS | 19 | CDS | -1 | 0 | 0 | 22.6641 | 2 | BaffleBox, InletBasket, CDS, Others | 385 | 5% | 5% | 0.45028 | 0.039635
57 | 8 | 0.040363 | 422 | 57 | 8 | AGR | 9.0386 | 0.423 | 258.618 | 12.091 | 0.682 | 0.481 | 6.164 | 0.203 | 176.355 | 5.816 | 0.040363 | 1.198 | 0.076 | 0.048354 | 0.0030676 | 0.133 | 0.18051 | 156 | 188 | N.Park CDS | CDS | 19 | CDS | -1 | 0 | 0 | 22.6641 | 2 | BaffleBox, InletBasket, CDS, Others | 422 | 5% | 5% | 0.0024177 | 0.00015338
57 | 2 | 1.4824 | 418 | 57 | 2 | MDR | 9.3885 | 0.403 | 3228.257 | 138.483 | 0.658 | 0.448 | 6.173 | 0.181 | 2122.675 | 62.088 | 1.4824 | 1.112 | 0.056 | 1.6484 | 0.083014 | 0.118 | 0.13805 | 158 | 190 | OSCEOLA COURT BAFFLE BOX | BaffleBox | 2 | Baffle Boxes | -1 | 0 | 0 | 1.4824 | 2 | BaffleBox, InletBasket, CDS, Others | 418 | 5% | 5% | 0.082421 | 0.0041507
51 | 2 | 0.00020955 | 381 | 51 | 2 | MDR | 12.3118 | 0.61 | 8989.592 | 445.055 | 0.471 | 0.624 | 5.799 | 0.38 | 4234.099 | 277.813 | 0.00020955 | 2.104 | 0.147 | 0.0004409 | 3.0804e-05 | 0.171 | 0.24118 | 159 | 191 | Palmer Baffle Box | BaffleBox | 2 | Baffle Boxes | -1 | 0 | 0 | 18.3303 | 2 | BaffleBox, InletBasket, CDS, Others | 381 | 5% | 5% | 2.2045e-05 | 1.5402e-06
57 | 1 | 0.22805 | 417 | 57 | 1 | LDR | 4.6876 | 0.186 | 139.13 | 5.53 | 0.659 | 0.451 | 3.088 | 0.084 | 91.641 | 2.495 | 0.22805 | 0.559 | 0.026 | 0.12748 | 0.0059292 | 0.119 | 0.14049 | 159 | 191 | Palmer Baffle Box | BaffleBox | 2 | Baffle Boxes | -1 | 0 | 0 | 18.3303 | 2 | BaffleBox, InletBasket, CDS, Others | 417 | 5% | 5% | 0.0063739 | 0.00029646
57 | 2 | 17.9212 | 418 | 57 | 2 | MDR | 9.3885 | 0.403 | 3228.257 | 138.483 | 0.658 | 0.448 | 6.173 | 0.181 | 2122.675 | 62.088 | 17.9212 | 1.112 | 0.056 | 19.9284 | 1.0036 | 0.118 | 0.13805 | 159 | 191 | Palmer Baffle Box | BaffleBox | 2 | Baffle Boxes | -1 | 0 | 0 | 18.3303 | 2 | BaffleBox, InletBasket, CDS, Others | 418 | 5% | 5% | 0.99642 | 0.050179
57 | 3 | 0.18088 | 419 | 57 | 3 | HDR | 21.498 | 1.4 | 434.255 | 28.275 | 0.657 | 0.449 | 14.134 | 0.629 | 285.499 | 12.707 | 0.18088 | 2.545 | 0.202 | 0.46034 | 0.036538 | 0.118 | 0.14437 | 159 | 191 | Palmer Baffle Box | BaffleBox | 2 | Baffle Boxes | -1 | 0 | 0 | 18.3303 | 2 | BaffleBox, InletBasket, CDS, Others | 419 | 5% | 5% | 0.023017 | 0.0018269
49 | 2 | 11.2707 | 364 | 49 | 2 | MDR | 15.7078 | 0.863 | 9137.034 | 501.793 | 0.968 | 0.952 | 15.207 | 0.822 | 8845.803 | 477.935 | 11.2707 | 5.468 | 0.323 | 61.628 | 3.6404 | 0.348 | 0.37437 | 160 | 192 | Pinetree Road CDS | CDS | 19 | CDS | -1 | 0 | 0 | 64.7707 | 2 | BaffleBox, InletBasket, CDS, Others | 364 | 5% | 5% | 3.0814 | 0.18202
49 | 6 | 0.085736 | 367 | 49 | 6 | OPE | 8.9839 | 0.454 | 34.467 | 1.743 | 0.968 | 0.953 | 8.698 | 0.433 | 33.371 | 1.66 | 0.085736 | 3.15 | 0.174 | 0.27007 | 0.014918 | 0.351 | 0.3822 | 160 | 192 | Pinetree Road CDS | CDS | 19 | CDS | -1 | 0 | 0 | 64.7707 | 2 | BaffleBox, InletBasket, CDS, Others | 367 | 5% | 5% | 0.013503 | 0.00074591
49 | 12 | 0.81135 | 369 | 49 | 12 | WAT | 1.4432 | 0.064 | 17.524 | 0.771 | 0.964 | 0.951 | 1.391 | 0.06 | 16.894 | 0.733 | 0.81135 | 0.503 | 0.026 | 0.40811 | 0.021095 | 0.349 | 0.41264 | 160 | 192 | Pinetree Road CDS | CDS | 19 | CDS | -1 | 0 | 0 | 64.7707 | 2 | BaffleBox, InletBasket, CDS, Others | 369 | 5% | 5% | 0.020405 | 0.0010547
51 | 2 | 50.1396 | 381 | 51 | 2 | MDR | 12.3118 | 0.61 | 8989.592 | 445.055 | 0.471 | 0.624 | 5.799 | 0.38 | 4234.099 | 277.813 | 50.1396 | 2.104 | 0.147 | 105.4938 | 7.3705 | 0.171 | 0.24118 | 160 | 192 | Pinetree Road CDS | CDS | 19 | CDS | -1 | 0 | 0 | 64.7707 | 2 | BaffleBox, InletBasket, CDS, Others | 381 | 5% | 5% | 5.2747 | 0.36853
51 | 6 | 0.062939 | 384 | 51 | 6 | OPE | 5.4756 | 0.237 | 44.616 | 1.932 | 0.474 | 0.653 | 2.597 | 0.155 | 21.161 | 1.262 | 0.062939 | 0.958 | 0.061 | 0.060296 | 0.0038393 | 0.175 | 0.25879 | 160 | 192 | Pinetree Road CDS | CDS | 19 | CDS | -1 | 0 | 0 | 64.7707 | 2 | BaffleBox, InletBasket, CDS, Others | 384 | 5% | 5% | 0.0030148 | 0.00019197
57 | 2 | 1.8425 | 418 | 57 | 2 | MDR | 9.3885 | 0.403 | 3228.257 | 138.483 | 0.658 | 0.448 | 6.173 | 0.181 | 2122.675 | 62.088 | 1.8425 | 1.112 | 0.056 | 2.0489 | 0.10318 | 0.118 | 0.13805 | 162 | 194 | Trismen Baffle box | BaffleBox | 2 | Baffle Boxes | -1 | 0 | 0 | 1.8425 | 2 | BaffleBox, InletBasket, CDS, Others | 418 | 5% | 5% | 0.10244 | 0.0051591
57 | 2 | 0.20077 | 418 | 57 | 2 | MDR | 9.3885 | 0.403 | 3228.257 | 138.483 | 0.658 | 0.448 | 6.173 | 0.181 | 2122.675 | 62.088 | 0.20077 | 1.112 | 0.056 | 0.22326 | 0.011243 | 0.118 | 0.13805 | 163 | 195 | Trismen CDS | CDS | 19 | CDS | -1 | 0 | 0 | 0.20077 | 2 | BaffleBox, InletBasket, CDS, Others | 418 | 5% | 5% | 0.011163 | 0.00056215
54 | 2 | 0.51853 | 403 | 54 | 2 | MDR | 7.7954 | 0.381 | 2954.832 | 144.529 | 0.256 | 0.097 | 1.997 | 0.037 | 756.882 | 14.091 | 0.51853 | 0.157 | 0.004 | 0.081409 | 0.0020741 | 0.02 | 0.010971 | 211 | -1 |  |  | 0 |  | 43 | 14 | 2.4172 | 2.4188 | 2 | BaffleBox, InletBasket, CDS, Others | 403 | 5% | 5% | 0.0040705 | 0.00010371
54 | 4 | 1.9003 | 405 | 54 | 4 | IND | 12.8914 | 1.1 | 4692.599 | 400.236 | 0.246 | 0.095 | 3.169 | 0.104 | 1153.707 | 37.957 | 1.9003 | 0.239 | 0.011 | 0.45417 | 0.020903 | 0.019 | 0.010459 | 211 | -1 |  |  | 0 |  | 43 | 14 | 2.4172 | 2.4188 | 2 | BaffleBox, InletBasket, CDS, Others | 405 | 5% | 5% | 0.022709 | 0.0010452
54 | 4 | 0.54863 | 405 | 54 | 4 | IND | 12.8914 | 1.1 | 4692.599 | 400.236 | 0.246 | 0.095 | 3.169 | 0.104 | 1153.707 | 37.957 | 0.54863 | 0.239 | 0.011 | 0.13112 | 0.0060349 | 0.019 | 0.010459 | 214 | -1 |  |  | 0 |  | 46 | 14 | 0.54825 | 0.54863 | 2 | BaffleBox, InletBasket, CDS, Others | 405 | 5% | 5% | 0.0065561 | 0.00030175
54 | 4 | 0.4822 | 405 | 54 | 4 | IND | 12.8914 | 1.1 | 4692.599 | 400.236 | 0.246 | 0.095 | 3.169 | 0.104 | 1153.707 | 37.957 | 0.4822 | 0.239 | 0.011 | 0.11524 | 0.0053042 | 0.019 | 0.010459 | 215 | -1 |  |  | 0 |  | 47 | 14 | 0.48187 | 0.4822 | 2 | BaffleBox, InletBasket, CDS, Others | 405 | 5% | 5% | 0.0057622 | 0.00026521
54 | 4 | 0.96738 | 405 | 54 | 4 | IND | 12.8914 | 1.1 | 4692.599 | 400.236 | 0.246 | 0.095 | 3.169 | 0.104 | 1153.707 | 37.957 | 0.96738 | 0.239 | 0.011 | 0.2312 | 0.010641 | 0.019 | 0.010459 | 217 | -1 |  |  | 0 |  | 49 | 14 | 0.96672 | 0.96738 | 2 | BaffleBox, InletBasket, CDS, Others | 405 | 5% | 5% | 0.01156 | 0.00053206
54 | 4 | 0.48219 | 405 | 54 | 4 | IND | 12.8914 | 1.1 | 4692.599 | 400.236 | 0.246 | 0.095 | 3.169 | 0.104 | 1153.707 | 37.957 | 0.48219 | 0.239 | 0.011 | 0.11524 | 0.0053041 | 0.019 | 0.010459 | 218 | -1 |  |  | 0 |  | 50 | 14 | 0.48186 | 0.48219 | 2 | BaffleBox, InletBasket, CDS, Others | 405 | 5% | 5% | 0.0057622 | 0.00026521
68 | 2 | 1.9461e-05 | 482 | 68 | 2 | MDR | 8.1781 | 0.451 | 3278.673 | 180.849 | 0.368 | 0.359 | 3.013 | 0.162 | 1208.098 | 65.009 | 1.9461e-05 | 0.029 | 0.003 | 5.6438e-07 | 5.8384e-08 | 0.004 | 0.0066584 | 222 | -1 |  |  | 0 |  | 54 | 14 | 0.50499 | 0.0043911 | 2 | BaffleBox, InletBasket, CDS, Others | 482 | 5% | 5% | 2.8219e-08 | 2.9192e-09
68 | 4 | 0.0043717 | 484 | 68 | 4 | IND | 13.0109 | 1.271 | 1684.79 | 164.641 | 0.356 | 0.352 | 4.638 | 0.448 | 600.604 | 57.953 | 0.0043717 | 0.04 | 0.008 | 0.00017487 | 3.4973e-05 | 0.003 | 0.00609 | 222 | -1 |  |  | 0 |  | 54 | 14 | 0.50499 | 0.0043911 | 2 | BaffleBox, InletBasket, CDS, Others | 484 | 5% | 5% | 8.7434e-06 | 1.7487e-06
68 | 2 | 0.00030473 | 482 | 68 | 2 | MDR | 8.1781 | 0.451 | 3278.673 | 180.849 | 0.368 | 0.359 | 3.013 | 0.162 | 1208.098 | 65.009 | 0.00030473 | 0.029 | 0.003 | 8.8372e-06 | 9.142e-07 | 0.004 | 0.0066584 | 587 | 47 | BMP-02: Hazel St Outfall Improvements | Inlet Basket | 18 | Inlet Baskets | 54 | 14 | 0.50499 | 0.50094 | 2 | BaffleBox, InletBasket, CDS, Others | 482 | 5% | 5% | 4.4186e-07 | 4.571e-08
68 | 4 | 0.50064 | 484 | 68 | 4 | IND | 13.0109 | 1.271 | 1684.79 | 164.641 | 0.356 | 0.352 | 4.638 | 0.448 | 600.604 | 57.953 | 0.50064 | 0.04 | 0.008 | 0.020026 | 0.0040051 | 0.003 | 0.00609 | 587 | 47 | BMP-02: Hazel St Outfall Improvements | Inlet Basket | 18 | Inlet Baskets | 54 | 14 | 0.50499 | 0.50094 | 2 | BaffleBox, InletBasket, CDS, Others | 484 | 5% | 5% | 0.0010013 | 0.00020026
72 | 2 | 0.47117 | 510 | 72 | 2 | MDR | 5.0885 | 0.239 | 264.617 | 12.433 | 0.201 | 0.15 | 1.024 | 0.036 | 53.228 | 1.859 | 0.47117 | 0.008 | 0 | 0.0037694 | 0 | 0.002 | 0.0017025 | 594 | 77 | BMP-04: Lake Highland CDS Unit | Inlet Basket | 18 | Inlet Baskets | 56 | 14 | 0.55552 | 0.47117 | 2 | BaffleBox, InletBasket, CDS, Others | 510 | 5% | 5% | 0.00018847 | 0
72 | 2 | 0.08473 | 510 | 72 | 2 | MDR | 5.0885 | 0.239 | 264.617 | 12.433 | 0.201 | 0.15 | 1.024 | 0.036 | 53.228 | 1.859 | 0.08473 | 0.008 | 0 | 0.00067784 | 0 | 0.002 | 0.0017025 | 627 | 109 | BMP-14: Lake Highland Inlet Baskets | Inlet Basket | 18 | Inlet Baskets | 56 | 14 | 0.55552 | 0.08473 | 2 | BaffleBox, InletBasket, CDS, Others | 510 | 5% | 5% | 3.3892e-05 | 0
63 | 4 | 0.00098122 | 463 | 63 | 4 | IND | 11.8601 | 1.053 | 2855.017 | 253.563 | 0.492 | 1.055 | 5.832 | 1.112 | 1403.806 | 267.598 | 0.00098122 | 0.219 | 0.03 | 0.00021489 | 2.9437e-05 | 0.018 | 0.028585 | 91 | 109 | BMP-14: Lake Highland Inlet Baskets | Inlet Basket | 18 | Inlet Baskets | -1 | 0 | 0 | 179.5591 | 2 | BaffleBox, InletBasket, CDS, Others | 463 | 5% | 5% | 1.0744e-05 | 1.4718e-06
71 | 4 | 0.00098122 | 505 | 71 | 4 | IND | 14.4417 | 1.28 | 1471.032 | 130.382 | 0.173 | 0.121 | 2.492 | 0.155 | 253.873 | 15.745 | 0.00098122 | 0.018 | 0.002 | 1.7662e-05 | 1.9624e-06 | 0.001 | 0.001355 | 91 | 109 | BMP-14: Lake Highland Inlet Baskets | Inlet Basket | 18 | Inlet Baskets | -1 | 0 | 0 | 179.5591 | 2 | BaffleBox, InletBasket, CDS, Others | 505 | 5% | 5% | 8.831e-07 | 9.8122e-08
63 | 4 | 0.0002533 | 463 | 63 | 4 | IND | 11.8601 | 1.053 | 2855.017 | 253.563 | 0.492 | 1.055 | 5.832 | 1.112 | 1403.806 | 267.598 | 0.0002533 | 0.219 | 0.03 | 5.5473e-05 | 7.5991e-06 | 0.018 | 0.028585 | 99 | 117 | BMP-15: Mills Ave Retrofit | Orlando CIP: Mills Ave Retrofit | 20 | Others | -1 | 0 | 0 | 127.4191 | 2 | BaffleBox, InletBasket, CDS, Others | 463 | 5% | 5% | 2.7737e-06 | 3.7995e-07
71 | 4 | 0.0002533 | 505 | 71 | 4 | IND | 14.4417 | 1.28 | 1471.032 | 130.382 | 0.173 | 0.121 | 2.492 | 0.155 | 253.873 | 15.745 | 0.0002533 | 0.018 | 0.002 | 4.5594e-06 | 5.066e-07 | 0.001 | 0.001355 | 99 | 117 | BMP-15: Mills Ave Retrofit | Orlando CIP: Mills Ave Retrofit | 20 | Others | -1 | 0 | 0 | 127.4191 | 2 | BaffleBox, InletBasket, CDS, Others | 505 | 5% | 5% | 2.2797e-07 | 2.533e-08
73 | 4 | 0.0029926 | 516 | 73 | 4 | IND | 8.0329 | 0.602 | 1692.908 | 126.871 | 0.248 | 0.201 | 1.992 | 0.121 | 419.906 | 25.485 | 0.0029926 | 0.014 | 0.001 | 4.1896e-05 | 2.9926e-06 | 0.002 | 0.002163 | 510 | -1 |  |  | 0 |  | 347 | 15 | 412.7223 | 128.2552 | 15 | Drainage Wells | 516 | 64% | 64% | 2.6814e-05 | 1.9153e-06
75 | 2 | 0.12589 | 525 | 75 | 2 | MDR | 4.0181 | 0.212 | 821.93 | 43.453 | 0.398 | 0.494 | 1.599 | 0.105 | 327.079 | 21.486 | 0.12589 | 0.004 | 0 | 0.00050358 | 0 | 0.001 | 0.0018526 | 510 | -1 |  |  | 0 |  | 347 | 15 | 412.7223 | 128.2552 | 15 | Drainage Wells | 525 | 64% | 64% | 0.00032229 | 0
75 | 4 | 0.28223 | 527 | 75 | 4 | IND | 6.4171 | 0.599 | 216.238 | 20.191 | 0.386 | 0.477 | 2.475 | 0.286 | 83.408 | 9.627 | 0.28223 | 0.005 | 0.001 | 0.0014111 | 0.00028223 | 0.001 | 0.0016881 | 510 | -1 |  |  | 0 |  | 347 | 15 | 412.7223 | 128.2552 | 15 | Drainage Wells | 527 | 64% | 64% | 0.00090313 | 0.00018063
76 | 2 | 10.9625 | 530 | 76 | 2 | MDR | 4.2138 | 0.209 | 811.452 | 40.21 | 0.207 | 0.148 | 0.871 | 0.031 | 167.702 | 5.958 | 10.9625 | 0.001 | 0 | 0.010963 | 0 | 0 | 0.00039998 | 510 | -1 |  |  | 0 |  | 347 | 15 | 412.7223 | 128.2552 | 15 | Drainage Wells | 530 | 64% | 64% | 0.007016 | 0
76 | 3 | 1.3217 | 531 | 76 | 3 | HDR | 9.6413 | 0.743 | 247.926 | 19.112 | 0.207 | 0.149 | 1.992 | 0.111 | 51.232 | 2.857 | 1.3217 | 0.002 | 0 | 0.0026433 | 0 | 0 | 0.00043602 | 510 | -1 |  |  | 0 |  | 347 | 15 | 412.7223 | 128.2552 | 15 | Drainage Wells | 531 | 64% | 64% | 0.0016917 | 0
76 | 4 | 9.5068 | 532 | 76 | 4 | IND | 6.7195 | 0.588 | 843.724 | 73.858 | 0.195 | 0.142 | 1.313 | 0.084 | 164.818 | 10.493 | 9.5068 | 0.001 | 0 | 0.0095068 | 0 | 0 | 0.00036669 | 510 | -1 |  |  | 0 |  | 347 | 15 | 412.7223 | 128.2552 | 15 | Drainage Wells | 532 | 64% | 64% | 0.0060843 | 0
76 | 8 | 61.1672 | 533 | 76 | 8 | AGR | 4.5948 | 0.246 | 506.728 | 27.16 | 0.228 | 0.166 | 1.046 | 0.041 | 115.387 | 4.515 | 61.1672 | 0.002 | 0 | 0.12233 | 0 | 0 | 0.0005983 | 510 | -1 |  |  | 0 |  | 347 | 15 | 412.7223 | 128.2552 | 15 | Drainage Wells | 533 | 64% | 64% | 0.078294 | 0
76 | 12 | 40.6234 | 535 | 76 | 12 | WAT | 0.21682 | 0.004 | 9.259 | 0.192 | 0.237 | 0.182 | 0.051 | 0.001 | 2.194 | 0.035 | 40.6234 | 0 | 0 | 0 | 0 | 0 | 0.00043432 | 510 | -1 |  |  | 0 |  | 347 | 15 | 412.7223 | 128.2552 | 15 | Drainage Wells | 535 | 64% | 64% | 0 | 0
58 | 2 | 5.0921 | 427 | 58 | 2 | MDR | 9.8281 | 0.44 | 3808.185 | 170.631 | 0.501 | 0.315 | 4.924 | 0.139 | 1908.105 | 53.755 | 5.0921 | 0.633 | 0.023 | 3.2233 | 0.11712 | 0.064 | 0.052984 | 511 | -1 |  |  | 0 |  | 348 | 15 | 179.3064 | 177.3074 | 15 | Drainage Wells | 427 | 64% | 64% | 2.0629 | 0.074955
58 | 4 | 1.1185 | 429 | 58 | 4 | IND | 15.6534 | 1.223 | 3061.189 | 239.111 | 0.496 | 0.309 | 7.77 | 0.378 | 1519.482 | 73.842 | 1.1185 | 0.973 | 0.063 | 1.0883 | 0.070465 | 0.062 | 0.051479 | 511 | -1 |  |  | 0 |  | 348 | 15 | 179.3064 | 177.3074 | 15 | Drainage Wells | 429 | 64% | 64% | 0.69651 | 0.045098
61 | 2 | 8.8616 | 452 | 61 | 2 | MDR | 14.6836 | 0.846 | 4285.373 | 247.044 | 0.522 | 0.455 | 7.661 | 0.385 | 2235.766 | 112.484 | 8.8616 | 0.549 | 0.028 | 4.865 | 0.24812 | 0.037 | 0.032831 | 511 | -1 |  |  | 0 |  | 348 | 15 | 179.3064 | 177.3074 | 15 | Drainage Wells | 452 | 64% | 64% | 3.1136 | 0.1588
63 | 2 | 4.4503 | 461 | 63 | 2 | MDR | 7.4475 | 0.374 | 3959.7 | 198.599 | 0.503 | 1.085 | 3.745 | 0.405 | 1991.138 | 215.521 | 4.4503 | 0.153 | 0.012 | 0.68089 | 0.053404 | 0.021 | 0.031522 | 511 | -1 |  |  | 0 |  | 348 | 15 | 179.3064 | 177.3074 | 15 | Drainage Wells | 461 | 64% | 64% | 0.43577 | 0.034178
63 | 4 | 0.41596 | 463 | 63 | 4 | IND | 11.8601 | 1.053 | 2855.017 | 253.563 | 0.492 | 1.055 | 5.832 | 1.112 | 1403.806 | 267.598 | 0.41596 | 0.219 | 0.03 | 0.091095 | 0.012479 | 0.018 | 0.028585 | 511 | -1 |  |  | 0 |  | 348 | 15 | 179.3064 | 177.3074 | 15 | Drainage Wells | 463 | 64% | 64% | 0.058301 | 0.0079864
67 | 2 | 58.0641 | 479 | 67 | 2 | MDR | 7.3777 | 0.315 | 483.982 | 20.653 | 0.386 | 0.24 | 2.851 | 0.076 | 187.011 | 4.955 | 58.0641 | 0.065 | 0.005 | 3.7742 | 0.29032 | 0.009 | 0.015341 | 511 | -1 |  |  | 0 |  | 348 | 15 | 179.3064 | 177.3074 | 15 | Drainage Wells | 479 | 64% | 64% | 2.4155 | 0.18581
67 | 4 | 43.0364 | 480 | 67 | 4 | IND | 11.7478 | 0.886 | 601.685 | 45.401 | 0.378 | 0.234 | 4.445 | 0.207 | 227.67 | 10.61 | 43.0364 | 0.092 | 0.012 | 3.9593 | 0.51644 | 0.008 | 0.014045 | 511 | -1 |  |  | 0 |  | 348 | 15 | 179.3064 | 177.3074 | 15 | Drainage Wells | 480 | 64% | 64% | 2.534 | 0.33052
67 | 12 | 47.0348 | 481 | 67 | 12 | WAT | 0.37569 | 0.007 | 17.658 | 0.319 | 0.416 | 0.275 | 0.156 | 0.002 | 7.346 | 0.088 | 47.0348 | 0.003 | 0 | 0.1411 | 0 | 0.009 | 0.023488 | 511 | -1 |  |  | 0 |  | 348 | 15 | 179.3064 | 177.3074 | 15 | Drainage Wells | 481 | 64% | 64% | 0.090307 | 0
68 | 2 | 0.14362 | 482 | 68 | 2 | MDR | 8.1781 | 0.451 | 3278.673 | 180.849 | 0.368 | 0.359 | 3.013 | 0.162 | 1208.098 | 65.009 | 0.14362 | 0.029 | 0.003 | 0.0041649 | 0.00043086 | 0.004 | 0.0066584 | 511 | -1 |  |  | 0 |  | 348 | 15 | 179.3064 | 177.3074 | 15 | Drainage Wells | 482 | 64% | 64% | 0.0026656 | 0.00027575
68 | 4 | 0.31136 | 484 | 68 | 4 | IND | 13.0109 | 1.271 | 1684.79 | 164.641 | 0.356 | 0.352 | 4.638 | 0.448 | 600.604 | 57.953 | 0.31136 | 0.04 | 0.008 | 0.012454 | 0.0024909 | 0.003 | 0.00609 | 511 | -1 |  |  | 0 |  | 348 | 15 | 179.3064 | 177.3074 | 15 | Drainage Wells | 484 | 64% | 64% | 0.0079708 | 0.0015942
68 | 6 | 0.0042062 | 485 | 68 | 6 | OPE | 3.647 | 0.175 | 38.95 | 1.871 | 0.381 | 0.373 | 1.389 | 0.065 | 14.834 | 0.699 | 0.0042062 | 0.015 | 0.001 | 6.3093e-05 | 4.2062e-06 | 0.004 | 0.0081487 | 511 | -1 |  |  | 0 |  | 348 | 15 | 179.3064 | 177.3074 | 15 | Drainage Wells | 485 | 64% | 64% | 4.0379e-05 | 2.692e-06
69 | 4 | 8.4848 | 493 | 69 | 4 | IND | 14.9159 | 1.234 | 1131.699 | 93.64 | 0.651 | 0.447 | 9.715 | 0.552 | 737.083 | 41.902 | 8.4848 | 0.196 | 0.031 | 1.663 | 0.26303 | 0.013 | 0.025516 | 511 | -1 |  |  | 0 |  | 348 | 15 | 179.3064 | 177.3074 | 15 | Drainage Wells | 493 | 64% | 64% | 1.0643 | 0.16834
69 | 6 | 0.25349 | 494 | 69 | 6 | OPE | 4.1906 | 0.17 | 61.542 | 2.496 | 0.675 | 0.481 | 2.829 | 0.082 | 41.551 | 1.202 | 0.25349 | 0.07 | 0.006 | 0.017745 | 0.001521 | 0.017 | 0.034185 | 511 | -1 |  |  | 0 |  | 348 | 15 | 179.3064 | 177.3074 | 15 | Drainage Wells | 494 | 64% | 64% | 0.011356 | 0.00097341
70 | 4 | 0.025198 | 499 | 70 | 4 | IND | 8.7985 | 0.717 | 2253.879 | 183.718 | 0.374 | 0.198 | 3.292 | 0.142 | 843.264 | 36.33 | 0.025198 | 0.05 | 0.006 | 0.0012599 | 0.00015119 | 0.006 | 0.0076716 | 511 | -1 |  |  | 0 |  | 348 | 15 | 179.3064 | 177.3074 | 15 | Drainage Wells | 499 | 64% | 64% | 0.00080634 | 9.676e-05
70 | 6 | 0.011079 | 500 | 70 | 6 | OPE | 2.4604 | 0.099 | 11.619 | 0.465 | 0.397 | 0.22 | 0.976 | 0.022 | 4.608 | 0.102 | 0.011079 | 0.018 | 0.001 | 0.00019942 | 1.1079e-05 | 0.007 | 0.010205 | 511 | -1 |  |  | 0 |  | 348 | 15 | 179.3064 | 177.3074 | 15 | Drainage Wells | 500 | 64% | 64% | 0.00012763 | 7.0905e-06
58 | 2 | 8.4303 | 427 | 58 | 2 | MDR | 9.8281 | 0.44 | 3808.185 | 170.631 | 0.501 | 0.315 | 4.924 | 0.139 | 1908.105 | 53.755 | 8.4303 | 0.633 | 0.023 | 5.3364 | 0.1939 | 0.064 | 0.052984 | 512 | -1 |  |  | 0 |  | 349 | 15 | 97.4573 | 97.5239 | 15 | Drainage Wells | 427 | 64% | 64% | 3.4153 | 0.12409
58 | 4 | 1.4631 | 429 | 58 | 4 | IND | 15.6534 | 1.223 | 3061.189 | 239.111 | 0.496 | 0.309 | 7.77 | 0.378 | 1519.482 | 73.842 | 1.4631 | 0.973 | 0.063 | 1.4236 | 0.092175 | 0.062 | 0.051479 | 512 | -1 |  |  | 0 |  | 349 | 15 | 97.4573 | 97.5239 | 15 | Drainage Wells | 429 | 64% | 64% | 0.9111 | 0.058992
58 | 6 | 0.17725 | 430 | 58 | 6 | OPE | 4.3897 | 0.172 | 211.467 | 8.278 | 0.506 | 0.326 | 2.221 | 0.056 | 106.999 | 2.698 | 0.17725 | 0.292 | 0.01 | 0.051757 | 0.0017725 | 0.066 | 0.057901 | 512 | -1 |  |  | 0 |  | 349 | 15 | 97.4573 | 97.5239 | 15 | Drainage Wells | 430 | 64% | 64% | 0.033125 | 0.0011344
61 | 2 | 1.5866 | 452 | 61 | 2 | MDR | 14.6836 | 0.846 | 4285.373 | 247.044 | 0.522 | 0.455 | 7.661 | 0.385 | 2235.766 | 112.484 | 1.5866 | 0.549 | 0.028 | 0.87102 | 0.044424 | 0.037 | 0.032831 | 512 | -1 |  |  | 0 |  | 349 | 15 | 97.4573 | 97.5239 | 15 | Drainage Wells | 452 | 64% | 64% | 0.55745 | 0.028431
62 | 2 | 75.0749 | 456 | 62 | 2 | MDR | 5.1315 | 0.314 | 561.15 | 34.379 | 0.358 | 0.211 | 1.836 | 0.066 | 200.824 | 7.256 | 75.0749 | 0.076 | 0.003 | 5.7057 | 0.22522 | 0.015 | 0.0089443 | 512 | -1 |  |  | 0 |  | 349 | 15 | 97.4573 | 97.5239 | 15 | Drainage Wells | 456 | 64% | 64% | 3.6516 | 0.14414
62 | 3 | 2.09 | 457 | 62 | 3 | HDR | 11.7405 | 1.123 | 36.883 | 3.528 | 0.358 | 0.213 | 4.201 | 0.239 | 13.198 | 0.75 | 2.09 | 0.174 | 0.011 | 0.36367 | 0.02299 | 0.015 | 0.0094965 | 512 | -1 |  |  | 0 |  | 349 | 15 | 97.4573 | 97.5239 | 15 | Drainage Wells | 457 | 64% | 64% | 0.23275 | 0.014714
62 | 6 | 4.0022 | 459 | 62 | 6 | OPE | 2.2752 | 0.121 | 9.099 | 0.486 | 0.368 | 0.223 | 0.837 | 0.027 | 3.348 | 0.108 | 4.0022 | 0.038 | 0.001 | 0.15208 | 0.0040022 | 0.017 | 0.01064 | 512 | -1 |  |  | 0 |  | 349 | 15 | 97.4573 | 97.5239 | 15 | Drainage Wells | 459 | 64% | 64% | 0.097332 | 0.0025614
62 | 12 | 4.6525 | 460 | 62 | 12 | WAT | 0.26594 | 0.007 | 1.888 | 0.048 | 0.387 | 0.245 | 0.103 | 0.002 | 0.73 | 0.012 | 4.6525 | 0.004 | 0 | 0.01861 | 0 | 0.014 | 0.014003 | 512 | -1 |  |  | 0 |  | 349 | 15 | 97.4573 | 97.5239 | 15 | Drainage Wells | 460 | 64% | 64% | 0.01191 | 0
63 | 2 | 0.0015941 | 461 | 63 | 2 | MDR | 7.4475 | 0.374 | 3959.7 | 198.599 | 0.503 | 1.085 | 3.745 | 0.405 | 1991.138 | 215.521 | 0.0015941 | 0.153 | 0.012 | 0.00024389 | 1.9129e-05 | 0.021 | 0.031522 | 512 | -1 |  |  | 0 |  | 349 | 15 | 97.4573 | 97.5239 | 15 | Drainage Wells | 461 | 64% | 64% | 0.00015609 | 1.2242e-05
68 | 2 | 1.3909 | 482 | 68 | 2 | MDR | 8.1781 | 0.451 | 3278.673 | 180.849 | 0.368 | 0.359 | 3.013 | 0.162 | 1208.098 | 65.009 | 1.3909 | 0.029 | 0.003 | 0.040337 | 0.0041728 | 0.004 | 0.0066584 | 513 | -1 |  |  | 0 |  | 350 | 15 | 658.9289 | 321.9759 | 15 | Drainage Wells | 482 | 64% | 64% | 0.025816 | 0.0026706
68 | 4 | 0.019209 | 484 | 68 | 4 | IND | 13.0109 | 1.271 | 1684.79 | 164.641 | 0.356 | 0.352 | 4.638 | 0.448 | 600.604 | 57.953 | 0.019209 | 0.04 | 0.008 | 0.00076838 | 0.00015368 | 0.003 | 0.00609 | 513 | -1 |  |  | 0 |  | 350 | 15 | 658.9289 | 321.9759 | 15 | Drainage Wells | 484 | 64% | 64% | 0.00049176 | 9.8352e-05
69 | 2 | 6.5405 | 491 | 69 | 2 | MDR | 9.3846 | 0.438 | 505.751 | 23.618 | 0.663 | 0.46 | 6.225 | 0.202 | 335.457 | 10.872 | 6.5405 | 0.139 | 0.012 | 0.90913 | 0.078486 | 0.015 | 0.02792 | 513 | -1 |  |  | 0 |  | 350 | 15 | 658.9289 | 321.9759 | 15 | Drainage Wells | 491 | 64% | 64% | 0.58184 | 0.050231
69 | 3 | 0.67223 | 492 | 69 | 3 | HDR | 21.4728 | 1.56 | 40.956 | 2.976 | 0.663 | 0.462 | 14.241 | 0.72 | 27.162 | 1.374 | 0.67223 | 0.318 | 0.047 | 0.21377 | 0.031595 | 0.015 | 0.030219 | 513 | -1 |  |  | 0 |  | 350 | 15 | 658.9289 | 321.9759 | 15 | Drainage Wells | 492 | 64% | 64% | 0.13681 | 0.020221
69 | 4 | 3.3167 | 493 | 69 | 4 | IND | 14.9159 | 1.234 | 1131.699 | 93.64 | 0.651 | 0.447 | 9.715 | 0.552 | 737.083 | 41.902 | 3.3167 | 0.196 | 0.031 | 0.65008 | 0.10282 | 0.013 | 0.025516 | 513 | -1 |  |  | 0 |  | 350 | 15 | 658.9289 | 321.9759 | 15 | Drainage Wells | 493 | 64% | 64% | 0.41605 | 0.065804
70 | 2 | 84.5342 | 497 | 70 | 2 | MDR | 5.5229 | 0.254 | 1760.42 | 81.108 | 0.385 | 0.206 | 2.127 | 0.052 | 677.966 | 16.675 | 84.5342 | 0.036 | 0.002 | 3.0432 | 0.16907 | 0.007 | 0.0084055 | 513 | -1 |  |  | 0 |  | 350 | 15 | 658.9289 | 321.9759 | 15 | Drainage Wells | 497 | 64% | 64% | 1.9477 | 0.1082
70 | 3 | 6.9252 | 498 | 70 | 3 | HDR | 12.6366 | 0.906 | 99.975 | 7.166 | 0.385 | 0.207 | 4.866 | 0.188 | 38.494 | 1.486 | 6.9252 | 0.082 | 0.008 | 0.56786 | 0.055401 | 0.007 | 0.0091169 | 513 | -1 |  |  | 0 |  | 350 | 15 | 658.9289 | 321.9759 | 15 | Drainage Wells | 498 | 64% | 64% | 0.36343 | 0.035457
70 | 4 | 142.9076 | 499 | 70 | 4 | IND | 8.7985 | 0.717 | 2253.879 | 183.718 | 0.374 | 0.198 | 3.292 | 0.142 | 843.264 | 36.33 | 142.9076 | 0.05 | 0.006 | 7.1454 | 0.85745 | 0.006 | 0.0076716 | 513 | -1 |  |  | 0 |  | 350 | 15 | 658.9289 | 321.9759 | 15 | Drainage Wells | 499 | 64% | 64% | 4.573 | 0.54877
70 | 6 | 1.3123 | 500 | 70 | 6 | OPE | 2.4604 | 0.099 | 11.619 | 0.465 | 0.397 | 0.22 | 0.976 | 0.022 | 4.608 | 0.102 | 1.3123 | 0.018 | 0.001 | 0.023622 | 0.0013123 | 0.007 | 0.010205 | 513 | -1 |  |  | 0 |  | 350 | 15 | 658.9289 | 321.9759 | 15 | Drainage Wells | 500 | 64% | 64% | 0.015118 | 0.00083989
70 | 10 | 2.9017 | 501 | 70 | 10 | RAN | 2.1291 | 0.08 | 6.701 | 0.253 | 0.405 | 0.229 | 0.863 | 0.018 | 2.716 | 0.058 | 2.9017 | 0.018 | 0.001 | 0.052231 | 0.0029017 | 0.008 | 0.011846 | 513 | -1 |  |  | 0 |  | 350 | 15 | 658.9289 | 321.9759 | 15 | Drainage Wells | 501 | 64% | 64% | 0.033428 | 0.0018571
70 | 12 | 59.7945 | 502 | 70 | 12 | WAT | 0.2829 | 0.005 | 34.355 | 0.664 | 0.416 | 0.251 | 0.118 | 0.001 | 14.285 | 0.166 | 59.7945 | 0.002 | 0 | 0.11959 | 0 | 0.007 | 0.013176 | 513 | -1 |  |  | 0 |  | 350 | 15 | 658.9289 | 321.9759 | 15 | Drainage Wells | 502 | 64% | 64% | 0.076537 | 0
70 | 13 | 0.40275 | 503 | 70 | 13 | WET | 0.82208 | 0.031 | 3.13 | 0.118 | 0.42 | 0.268 | 0.345 | 0.008 | 1.315 | 0.032 | 0.40275 | 0.006 | 0 | 0.0024165 | 0 | 0.007 | 0.014822 | 513 | -1 |  |  | 0 |  | 350 | 15 | 658.9289 | 321.9759 | 15 | Drainage Wells | 503 | 64% | 64% | 0.0015466 | 0
71 | 2 | 4.0987e-06 | 504 | 71 | 2 | MDR | 9.0838 | 0.454 | 955.962 | 47.796 | 0.18 | 0.125 | 1.638 | 0.057 | 172.39 | 5.989 | 4.0987e-06 | 0.013 | 0.001 | 5.3283e-08 | 4.0987e-09 | 0.001 | 0.0014855 | 513 | -1 |  |  | 0 |  | 350 | 15 | 658.9289 | 321.9759 | 15 | Drainage Wells | 504 | 64% | 64% | 3.4101e-08 | 2.6232e-09
71 | 4 | 4.8007 | 505 | 71 | 4 | IND | 14.4417 | 1.28 | 1471.032 | 130.382 | 0.173 | 0.121 | 2.492 | 0.155 | 253.873 | 15.745 | 4.8007 | 0.018 | 0.002 | 0.086412 | 0.0096014 | 0.001 | 0.001355 | 513 | -1 |  |  | 0 |  | 350 | 15 | 658.9289 | 321.9759 | 15 | Drainage Wells | 505 | 64% | 64% | 0.055304 | 0.0061449
71 | 6 | 0.4975 | 506 | 71 | 6 | OPE | 4.0542 | 0.176 | 6.166 | 0.268 | 0.188 | 0.133 | 0.763 | 0.024 | 1.161 | 0.036 | 0.4975 | 0.007 | 0 | 0.0034825 | 0 | 0.002 | 0.0018632 | 513 | -1 |  |  | 0 |  | 350 | 15 | 658.9289 | 321.9759 | 15 | Drainage Wells | 506 | 64% | 64% | 0.0022288 | 0
72 | 2 | 1.48 | 510 | 72 | 2 | MDR | 5.0885 | 0.239 | 264.617 | 12.433 | 0.201 | 0.15 | 1.024 | 0.036 | 53.228 | 1.859 | 1.48 | 0.008 | 0 | 0.01184 | 0 | 0.002 | 0.0017025 | 513 | -1 |  |  | 0 |  | 350 | 15 | 658.9289 | 321.9759 | 15 | Drainage Wells | 510 | 64% | 64% | 0.0075774 | 0
72 | 4 | 0.82364 | 511 | 72 | 4 | IND | 8.0456 | 0.672 | 554.359 | 46.29 | 0.193 | 0.144 | 1.551 | 0.097 | 106.853 | 6.685 | 0.82364 | 0.011 | 0.001 | 0.00906 | 0.00082364 | 0.001 | 0.0015662 | 513 | -1 |  |  | 0 |  | 350 | 15 | 658.9289 | 321.9759 | 15 | Drainage Wells | 511 | 64% | 64% | 0.0057984 | 0.00052713
73 | 2 | 1.7322 | 514 | 73 | 2 | MDR | 5.0631 | 0.214 | 299.067 | 12.628 | 0.259 | 0.209 | 1.313 | 0.045 | 77.57 | 2.635 | 1.7322 | 0.01 | 0.001 | 0.017322 | 0.0017322 | 0.002 | 0.0023691 | 513 | -1 |  |  | 0 |  | 350 | 15 | 658.9289 | 321.9759 | 15 | Drainage Wells | 514 | 64% | 64% | 0.011086 | 0.0011086
73 | 3 | 0.53824 | 515 | 73 | 3 | HDR | 11.5849 | 0.759 | 171.532 | 11.245 | 0.259 | 0.209 | 3.004 | 0.159 | 44.478 | 2.353 | 0.53824 | 0.023 | 0.002 | 0.01238 | 0.0010765 | 0.002 | 0.0025716 | 513 | -1 |  |  | 0 |  | 350 | 15 | 658.9289 | 321.9759 | 15 | Drainage Wells | 515 | 64% | 64% | 0.007923 | 0.00068895
73 | 4 | 1.3772 | 516 | 73 | 4 | IND | 8.0329 | 0.602 | 1692.908 | 126.871 | 0.248 | 0.201 | 1.992 | 0.121 | 419.906 | 25.485 | 1.3772 | 0.014 | 0.001 | 0.019281 | 0.0013772 | 0.002 | 0.002163 | 513 | -1 |  |  | 0 |  | 350 | 15 | 658.9289 | 321.9759 | 15 | Drainage Wells | 516 | 64% | 64% | 0.01234 | 0.00088142
75 | 2 | 0.0059437 | 525 | 75 | 2 | MDR | 4.0181 | 0.212 | 821.93 | 43.453 | 0.398 | 0.494 | 1.599 | 0.105 | 327.079 | 21.486 | 0.0059437 | 0.004 | 0 | 2.3775e-05 | 0 | 0.001 | 0.0018526 | 513 | -1 |  |  | 0 |  | 350 | 15 | 658.9289 | 321.9759 | 15 | Drainage Wells | 525 | 64% | 64% | 1.5216e-05 | 0
70 | 2 | 3.8316 | 497 | 70 | 2 | MDR | 5.5229 | 0.254 | 1760.42 | 81.108 | 0.385 | 0.206 | 2.127 | 0.052 | 677.966 | 16.675 | 3.8316 | 0.036 | 0.002 | 0.13794 | 0.0076633 | 0.007 | 0.0084055 | 514 | -1 |  |  | 0 |  | 351 | 15 | 246.5229 | 115.6053 | 15 | Drainage Wells | 497 | 64% | 64% | 0.088281 | 0.0049045
70 | 4 | 0.011822 | 499 | 70 | 4 | IND | 8.7985 | 0.717 | 2253.879 | 183.718 | 0.374 | 0.198 | 3.292 | 0.142 | 843.264 | 36.33 | 0.011822 | 0.05 | 0.006 | 0.00059109 | 7.093e-05 | 0.006 | 0.0076716 | 514 | -1 |  |  | 0 |  | 351 | 15 | 246.5229 | 115.6053 | 15 | Drainage Wells | 499 | 64% | 64% | 0.0003783 | 4.5395e-05
73 | 2 | 0.57134 | 514 | 73 | 2 | MDR | 5.0631 | 0.214 | 299.067 | 12.628 | 0.259 | 0.209 | 1.313 | 0.045 | 77.57 | 2.635 | 0.57134 | 0.01 | 0.001 | 0.0057134 | 0.00057134 | 0.002 | 0.0023691 | 514 | -1 |  |  | 0 |  | 351 | 15 | 246.5229 | 115.6053 | 15 | Drainage Wells | 514 | 64% | 64% | 0.0036566 | 0.00036566
73 | 4 | 0.00020736 | 516 | 73 | 4 | IND | 8.0329 | 0.602 | 1692.908 | 126.871 | 0.248 | 0.201 | 1.992 | 0.121 | 419.906 | 25.485 | 0.00020736 | 0.014 | 0.001 | 2.903e-06 | 2.0736e-07 | 0.002 | 0.002163 | 514 | -1 |  |  | 0 |  | 351 | 15 | 246.5229 | 115.6053 | 15 | Drainage Wells | 516 | 64% | 64% | 1.8579e-06 | 1.3271e-07
75 | 2 | 66.6906 | 525 | 75 | 2 | MDR | 4.0181 | 0.212 | 821.93 | 43.453 | 0.398 | 0.494 | 1.599 | 0.105 | 327.079 | 21.486 | 66.6906 | 0.004 | 0 | 0.26676 | 0 | 0.001 | 0.0018526 | 514 | -1 |  |  | 0 |  | 351 | 15 | 246.5229 | 115.6053 | 15 | Drainage Wells | 525 | 64% | 64% | 0.17073 | 0
75 | 3 | 9.4167 | 526 | 75 | 3 | HDR | 9.1935 | 0.757 | 92.045 | 7.584 | 0.398 | 0.506 | 3.659 | 0.383 | 36.633 | 3.837 | 9.4167 | 0.008 | 0.002 | 0.075333 | 0.018833 | 0.001 | 0.0020218 | 514 | -1 |  |  | 0 |  | 351 | 15 | 246.5229 | 115.6053 | 15 | Drainage Wells | 526 | 64% | 64% | 0.048213 | 0.012053
75 | 4 | 8.8764 | 527 | 75 | 4 | IND | 6.4171 | 0.599 | 216.238 | 20.191 | 0.386 | 0.477 | 2.475 | 0.286 | 83.408 | 9.627 | 8.8764 | 0.005 | 0.001 | 0.044382 | 0.0088764 | 0.001 | 0.0016881 | 514 | -1 |  |  | 0 |  | 351 | 15 | 246.5229 | 115.6053 | 15 | Drainage Wells | 527 | 64% | 64% | 0.028404 | 0.0056809
75 | 12 | 24.2931 | 529 | 75 | 12 | WAT | 0.20599 | 0.005 | 5.009 | 0.111 | 0.406 | 0.57 | 0.084 | 0.003 | 2.032 | 0.063 | 24.2931 | 0 | 0 | 0 | 0 | 0.001 | 0.0030117 | 514 | -1 |  |  | 0 |  | 351 | 15 | 246.5229 | 115.6053 | 15 | Drainage Wells | 529 | 64% | 64% | 0 | 0
76 | 2 | 0.53084 | 530 | 76 | 2 | MDR | 4.2138 | 0.209 | 811.452 | 40.21 | 0.207 | 0.148 | 0.871 | 0.031 | 167.702 | 5.958 | 0.53084 | 0.001 | 0 | 0.00053084 | 0 | 0 | 0.00039998 | 514 | -1 |  |  | 0 |  | 351 | 15 | 246.5229 | 115.6053 | 15 | Drainage Wells | 530 | 64% | 64% | 0.00033974 | 0
76 | 3 | 1.0258 | 531 | 76 | 3 | HDR | 9.6413 | 0.743 | 247.926 | 19.112 | 0.207 | 0.149 | 1.992 | 0.111 | 51.232 | 2.857 | 1.0258 | 0.002 | 0 | 0.0020516 | 0 | 0 | 0.00043602 | 514 | -1 |  |  | 0 |  | 351 | 15 | 246.5229 | 115.6053 | 15 | Drainage Wells | 531 | 64% | 64% | 0.001313 | 0
76 | 4 | 0.35683 | 532 | 76 | 4 | IND | 6.7195 | 0.588 | 843.724 | 73.858 | 0.195 | 0.142 | 1.313 | 0.084 | 164.818 | 10.493 | 0.35683 | 0.001 | 0 | 0.00035683 | 0 | 0 | 0.00036669 | 514 | -1 |  |  | 0 |  | 351 | 15 | 246.5229 | 115.6053 | 15 | Drainage Wells | 532 | 64% | 64% | 0.00022837 | 0
61 | 2 | 0.0005037 | 452 | 61 | 2 | MDR | 14.6836 | 0.846 | 4285.373 | 247.044 | 0.522 | 0.455 | 7.661 | 0.385 | 2235.766 | 112.484 | 0.0005037 | 0.549 | 0.028 | 0.00027653 | 1.4104e-05 | 0.037 | 0.032831 | 515 | -1 |  |  | 0 |  | 352 | 15 | 82.2447 | 82.2377 | 15 | Drainage Wells | 452 | 64% | 64% | 0.00017698 | 9.0263e-06
62 | 2 | 0.16441 | 456 | 62 | 2 | MDR | 5.1315 | 0.314 | 561.15 | 34.379 | 0.358 | 0.211 | 1.836 | 0.066 | 200.824 | 7.256 | 0.16441 | 0.076 | 0.003 | 0.012495 | 0.00049323 | 0.015 | 0.0089443 | 515 | -1 |  |  | 0 |  | 352 | 15 | 82.2447 | 82.2377 | 15 | Drainage Wells | 456 | 64% | 64% | 0.007997 | 0.00031567
62 | 3 | 0.92241 | 457 | 62 | 3 | HDR | 11.7405 | 1.123 | 36.883 | 3.528 | 0.358 | 0.213 | 4.201 | 0.239 | 13.198 | 0.75 | 0.92241 | 0.174 | 0.011 | 0.1605 | 0.010146 | 0.015 | 0.0094965 | 515 | -1 |  |  | 0 |  | 352 | 15 | 82.2447 | 82.2377 | 15 | Drainage Wells | 457 | 64% | 64% | 0.10272 | 0.0064938
62 | 4 | 0.10531 | 458 | 62 | 4 | IND | 8.2097 | 0.89 | 0.864 | 0.094 | 0.349 | 0.205 | 2.863 | 0.182 | 0.301 | 0.019 | 0.10531 | 0.11 | 0.007 | 0.011584 | 0.00073717 | 0.013 | 0.0080096 | 515 | -1 |  |  | 0 |  | 352 | 15 | 82.2447 | 82.2377 | 15 | Drainage Wells | 458 | 64% | 64% | 0.0074138 | 0.00047179
63 | 2 | 9.9887 | 461 | 63 | 2 | MDR | 7.4475 | 0.374 | 3959.7 | 198.599 | 0.503 | 1.085 | 3.745 | 0.405 | 1991.138 | 215.521 | 9.9887 | 0.153 | 0.012 | 1.5283 | 0.11986 | 0.021 | 0.031522 | 515 | -1 |  |  | 0 |  | 352 | 15 | 82.2447 | 82.2377 | 15 | Drainage Wells | 461 | 64% | 64% | 0.97809 | 0.076713
63 | 4 | 6.1322 | 463 | 63 | 4 | IND | 11.8601 | 1.053 | 2855.017 | 253.563 | 0.492 | 1.055 | 5.832 | 1.112 | 1403.806 | 267.598 | 6.1322 | 0.219 | 0.03 | 1.343 | 0.18397 | 0.018 | 0.028585 | 515 | -1 |  |  | 0 |  | 352 | 15 | 82.2447 | 82.2377 | 15 | Drainage Wells | 463 | 64% | 64% | 0.8595 | 0.11774
64 | 2 | 25.6779 | 467 | 64 | 2 | MDR | 5.5472 | 0.253 | 157.66 | 7.198 | 0.461 | 0.148 | 2.559 | 0.038 | 72.724 | 1.068 | 25.6779 | 0.062 | 0.003 | 1.592 | 0.077034 | 0.011 | 0.011427 | 515 | -1 |  |  | 0 |  | 352 | 15 | 82.2447 | 82.2377 | 15 | Drainage Wells | 467 | 64% | 64% | 1.0189 | 0.049302
64 | 4 | 12.5837 | 468 | 64 | 4 | IND | 8.7962 | 0.711 | 115.218 | 9.307 | 0.442 | 0.141 | 3.889 | 0.1 | 50.938 | 1.312 | 12.5837 | 0.086 | 0.007 | 1.0822 | 0.088086 | 0.01 | 0.01044 | 515 | -1 |  |  | 0 |  | 352 | 15 | 82.2447 | 82.2377 | 15 | Drainage Wells | 468 | 64% | 64% | 0.69261 | 0.056375
64 | 12 | 7.8849 | 469 | 64 | 12 | WAT | 0.30072 | 0.006 | 2.37 | 0.045 | 0.503 | 0.193 | 0.151 | 0.001 | 1.192 | 0.009 | 7.8849 | 0.003 | 0 | 0.023655 | 0 | 0.011 | 0.016717 | 515 | -1 |  |  | 0 |  | 352 | 15 | 82.2447 | 82.2377 | 15 | Drainage Wells | 469 | 64% | 64% | 0.015139 | 0
64 | 13 | 3.6094 | 470 | 64 | 13 | WET | 0.87788 | 0.033 | 3.166 | 0.119 | 0.509 | 0.209 | 0.447 | 0.007 | 1.612 | 0.025 | 3.6094 | 0.01 | 0.001 | 0.036094 | 0.0036094 | 0.011 | 0.01967 | 515 | -1 |  |  | 0 |  | 352 | 15 | 82.2447 | 82.2377 | 15 | Drainage Wells | 470 | 64% | 64% | 0.0231 | 0.00231
65 | 2 | 4.7267 | 471 | 65 | 2 | MDR | 9.428 | 0.562 | 644.21 | 38.408 | 0.258 | 0.114 | 2.435 | 0.064 | 166.363 | 4.395 | 4.7267 | 0.033 | 0.001 | 0.15598 | 0.0047267 | 0.003 | 0.0019462 | 515 | -1 |  |  | 0 |  | 352 | 15 | 82.2447 | 82.2377 | 15 | Drainage Wells | 471 | 64% | 64% | 0.099828 | 0.0030251
65 | 4 | 0.009636 | 472 | 65 | 4 | IND | 15.0447 | 1.587 | 0.452 | 0.048 | 0.247 | 0.11 | 3.721 | 0.174 | 0.112 | 0.005 | 0.009636 | 0.042 | 0.003 | 0.00040471 | 2.8908e-05 | 0.003 | 0.0017494 | 515 | -1 |  |  | 0 |  | 352 | 15 | 82.2447 | 82.2377 | 15 | Drainage Wells | 472 | 64% | 64% | 0.00025902 | 1.8501e-05
66 | 2 | 10.4293 | 474 | 66 | 2 | MDR | 8.9792 | 0.44 | 638.788 | 31.3 | 0.204 | 0.154 | 1.833 | 0.068 | 130.37 | 4.828 | 10.4293 | 0.043 | 0.004 | 0.44846 | 0.041717 | 0.005 | 0.0099068 | 515 | -1 |  |  | 0 |  | 352 | 15 | 82.2447 | 82.2377 | 15 | Drainage Wells | 474 | 64% | 64% | 0.28702 | 0.026699
66 | 4 | 0.0025355 | 476 | 66 | 4 | IND | 14.2977 | 1.24 | 925.139 | 80.228 | 0.195 | 0.149 | 2.787 | 0.184 | 180.32 | 11.917 | 0.0025355 | 0.06 | 0.011 | 0.00015213 | 2.789e-05 | 0.004 | 0.0090274 | 515 | -1 |  |  | 0 |  | 352 | 15 | 82.2447 | 82.2377 | 15 | Drainage Wells | 476 | 64% | 64% | 9.7362e-05 | 1.785e-05
70 | 4 | 11.3043 | 499 | 70 | 4 | IND | 8.7985 | 0.717 | 2253.879 | 183.718 | 0.374 | 0.198 | 3.292 | 0.142 | 843.264 | 36.33 | 11.3043 | 0.05 | 0.006 | 0.56521 | 0.067826 | 0.006 | 0.0076716 | 516 | -1 |  |  | 0 |  | 353 | 15 | 353.5356 | 276.5925 | 15 | Drainage Wells | 499 | 64% | 64% | 0.36174 | 0.043408
70 | 6 | 0.18446 | 500 | 70 | 6 | OPE | 2.4604 | 0.099 | 11.619 | 0.465 | 0.397 | 0.22 | 0.976 | 0.022 | 4.608 | 0.102 | 0.18446 | 0.018 | 0.001 | 0.0033202 | 0.00018446 | 0.007 | 0.010205 | 516 | -1 |  |  | 0 |  | 353 | 15 | 353.5356 | 276.5925 | 15 | Drainage Wells | 500 | 64% | 64% | 0.0021249 | 0.00011805
70 | 10 | 0.24804 | 501 | 70 | 10 | RAN | 2.1291 | 0.08 | 6.701 | 0.253 | 0.405 | 0.229 | 0.863 | 0.018 | 2.716 | 0.058 | 0.24804 | 0.018 | 0.001 | 0.0044646 | 0.00024804 | 0.008 | 0.011846 | 516 | -1 |  |  | 0 |  | 353 | 15 | 353.5356 | 276.5925 | 15 | Drainage Wells | 501 | 64% | 64% | 0.0028574 | 0.00015874
73 | 2 | 50.6636 | 514 | 73 | 2 | MDR | 5.0631 | 0.214 | 299.067 | 12.628 | 0.259 | 0.209 | 1.313 | 0.045 | 77.57 | 2.635 | 50.6636 | 0.01 | 0.001 | 0.50664 | 0.050664 | 0.002 | 0.0023691 | 516 | -1 |  |  | 0 |  | 353 | 15 | 353.5356 | 276.5925 | 15 | Drainage Wells | 514 | 64% | 64% | 0.32425 | 0.032425
73 | 3 | 11.3387 | 515 | 73 | 3 | HDR | 11.5849 | 0.759 | 171.532 | 11.245 | 0.259 | 0.209 | 3.004 | 0.159 | 44.478 | 2.353 | 11.3387 | 0.023 | 0.002 | 0.26079 | 0.022677 | 0.002 | 0.0025716 | 516 | -1 |  |  | 0 |  | 353 | 15 | 353.5356 | 276.5925 | 15 | Drainage Wells | 515 | 64% | 64% | 0.16691 | 0.014513
73 | 4 | 139.2505 | 516 | 73 | 4 | IND | 8.0329 | 0.602 | 1692.908 | 126.871 | 0.248 | 0.201 | 1.992 | 0.121 | 419.906 | 25.485 | 139.2505 | 0.014 | 0.001 | 1.9495 | 0.13925 | 0.002 | 0.002163 | 516 | -1 |  |  | 0 |  | 353 | 15 | 353.5356 | 276.5925 | 15 | Drainage Wells | 516 | 64% | 64% | 1.2477 | 0.08912
73 | 6 | 0.86638 | 517 | 73 | 6 | OPE | 2.2652 | 0.083 | 1.961 | 0.072 | 0.271 | 0.222 | 0.614 | 0.018 | 0.531 | 0.016 | 0.86638 | 0.005 | 0 | 0.0043319 | 0 | 0.002 | 0.0023263 | 516 | -1 |  |  | 0 |  | 353 | 15 | 353.5356 | 276.5925 | 15 | Drainage Wells | 517 | 64% | 64% | 0.0027724 | 0
73 | 10 | 7.6961 | 518 | 73 | 10 | RAN | 1.9639 | 0.067 | 16.511 | 0.567 | 0.279 | 0.23 | 0.549 | 0.016 | 4.613 | 0.13 | 7.6961 | 0.005 | 0 | 0.038481 | 0 | 0.003 | 0.0032315 | 516 | -1 |  |  | 0 |  | 353 | 15 | 353.5356 | 276.5925 | 15 | Drainage Wells | 518 | 64% | 64% | 0.024628 | 0
73 | 12 | 48.3193 | 519 | 73 | 12 | WAT | 0.26192 | 0.005 | 16.99 | 0.299 | 0.304 | 0.252 | 0.08 | 0.001 | 5.17 | 0.075 | 48.3193 | 0.001 | 0 | 0.048319 | 0 | 0.002 | 0.003623 | 516 | -1 |  |  | 0 |  | 353 | 15 | 353.5356 | 276.5925 | 15 | Drainage Wells | 519 | 64% | 64% | 0.030924 | 0
74 | 3 | 0.41802 | 520 | 74 | 3 | HDR | 18.3934 | 1.413 | 1855.797 | 142.518 | 0.471 | 0.588 | 8.655 | 0.83 | 873.202 | 83.79 | 0.41802 | 0.018 | 0.002 | 0.0075244 | 0.00083605 | 0.001 | 0.0015571 | 516 | -1 |  |  | 0 |  | 353 | 15 | 353.5356 | 276.5925 | 15 | Drainage Wells | 520 | 64% | 64% | 0.0048156 | 0.00053507
74 | 4 | 2.7449 | 521 | 74 | 4 | IND | 12.7547 | 1.119 | 2575.779 | 225.942 | 0.464 | 0.585 | 5.915 | 0.654 | 1194.586 | 132.125 | 2.7449 | 0.011 | 0.001 | 0.030194 | 0.0027449 | 0.001 | 0.0013108 | 516 | -1 |  |  | 0 |  | 353 | 15 | 353.5356 | 276.5925 | 15 | Drainage Wells | 521 | 64% | 64% | 0.019324 | 0.0017568
75 | 2 | 2.8265 | 525 | 75 | 2 | MDR | 4.0181 | 0.212 | 821.93 | 43.453 | 0.398 | 0.494 | 1.599 | 0.105 | 327.079 | 21.486 | 2.8265 | 0.004 | 0 | 0.011306 | 0 | 0.001 | 0.0018526 | 516 | -1 |  |  | 0 |  | 353 | 15 | 353.5356 | 276.5925 | 15 | Drainage Wells | 525 | 64% | 64% | 0.0072359 | 0
75 | 3 | 0.083735 | 526 | 75 | 3 | HDR | 9.1935 | 0.757 | 92.045 | 7.584 | 0.398 | 0.506 | 3.659 | 0.383 | 36.633 | 3.837 | 0.083735 | 0.008 | 0.002 | 0.00066988 | 0.00016747 | 0.001 | 0.0020218 | 516 | -1 |  |  | 0 |  | 353 | 15 | 353.5356 | 276.5925 | 15 | Drainage Wells | 526 | 64% | 64% | 0.00042872 | 0.00010718
76 | 4 | 0.12364 | 532 | 76 | 4 | IND | 6.7195 | 0.588 | 843.724 | 73.858 | 0.195 | 0.142 | 1.313 | 0.084 | 164.818 | 10.493 | 0.12364 | 0.001 | 0 | 0.00012364 | 0 | 0 | 0.00036669 | 516 | -1 |  |  | 0 |  | 353 | 15 | 353.5356 | 276.5925 | 15 | Drainage Wells | 532 | 64% | 64% | 7.9128e-05 | 0
78 | 4 | 0.52428 | 542 | 0 | 0 |  | 0 | 0 | 0 | 0 | 0 | 0 | 0 | 0 | 0 | 0 | 0.52428 | 0 | 0 | 0 | 0 | 0 | 0 | 516 | -1 |  |  | 0 |  | 353 | 15 | 353.5356 | 276.5925 | 15 | Drainage Wells | 542 | 64% | 64% | 0 | 0
63 | 4 | 0.05192 | 463 | 63 | 4 | IND | 11.8601 | 1.053 | 2855.017 | 253.563 | 0.492 | 1.055 | 5.832 | 1.112 | 1403.806 | 267.598 | 0.05192 | 0.219 | 0.03 | 0.011371 | 0.0015576 | 0.018 | 0.028585 | 517 | -1 |  |  | 0 |  | 354 | 15 | 89.731 | 89.1752 | 15 | Drainage Wells | 463 | 64% | 64% | 0.0072771 | 0.00099687
70 | 2 | 0.86193 | 497 | 70 | 2 | MDR | 5.5229 | 0.254 | 1760.42 | 81.108 | 0.385 | 0.206 | 2.127 | 0.052 | 677.966 | 16.675 | 0.86193 | 0.036 | 0.002 | 0.031029 | 0.0017239 | 0.007 | 0.0084055 | 517 | -1 |  |  | 0 |  | 354 | 15 | 89.731 | 89.1752 | 15 | Drainage Wells | 497 | 64% | 64% | 0.019859 | 0.0011033
70 | 4 | 2.4994 | 499 | 70 | 4 | IND | 8.7985 | 0.717 | 2253.879 | 183.718 | 0.374 | 0.198 | 3.292 | 0.142 | 843.264 | 36.33 | 2.4994 | 0.05 | 0.006 | 0.12497 | 0.014997 | 0.006 | 0.0076716 | 517 | -1 |  |  | 0 |  | 354 | 15 | 89.731 | 89.1752 | 15 | Drainage Wells | 499 | 64% | 64% | 0.079982 | 0.0095978
72 | 2 | 14.9409 | 510 | 72 | 2 | MDR | 5.0885 | 0.239 | 264.617 | 12.433 | 0.201 | 0.15 | 1.024 | 0.036 | 53.228 | 1.859 | 14.9409 | 0.008 | 0 | 0.11953 | 0 | 0.002 | 0.0017025 | 517 | -1 |  |  | 0 |  | 354 | 15 | 89.731 | 89.1752 | 15 | Drainage Wells | 510 | 64% | 64% | 0.076497 | 0
72 | 4 | 58.8717 | 511 | 72 | 4 | IND | 8.0456 | 0.672 | 554.359 | 46.29 | 0.193 | 0.144 | 1.551 | 0.097 | 106.853 | 6.685 | 58.8717 | 0.011 | 0.001 | 0.64759 | 0.058872 | 0.001 | 0.0015662 | 517 | -1 |  |  | 0 |  | 354 | 15 | 89.731 | 89.1752 | 15 | Drainage Wells | 511 | 64% | 64% | 0.41446 | 0.037678
72 | 12 | 9.071 | 512 | 72 | 12 | WAT | 0.26789 | 0.005 | 2.428 | 0.047 | 0.235 | 0.175 | 0.063 | 0.001 | 0.57 | 0.008 | 9.071 | 0 | 0 | 0 | 0 | 0.002 | 0.0035442 | 517 | -1 |  |  | 0 |  | 354 | 15 | 89.731 | 89.1752 | 15 | Drainage Wells | 512 | 64% | 64% | 0 | 0
72 | 13 | 1.475 | 513 | 72 | 13 | WET | 0.78032 | 0.03 | 1.15 | 0.044 | 0.238 | 0.185 | 0.186 | 0.005 | 0.274 | 0.008 | 1.475 | 0.001 | 0 | 0.001475 | 0 | 0.002 | 0.0038242 | 517 | -1 |  |  | 0 |  | 354 | 15 | 89.731 | 89.1752 | 15 | Drainage Wells | 513 | 64% | 64% | 0.00094402 | 0
73 | 4 | 0.088188 | 516 | 73 | 4 | IND | 8.0329 | 0.602 | 1692.908 | 126.871 | 0.248 | 0.201 | 1.992 | 0.121 | 419.906 | 25.485 | 0.088188 | 0.014 | 0.001 | 0.0012346 | 8.8188e-05 | 0.002 | 0.002163 | 517 | -1 |  |  | 0 |  | 354 | 15 | 89.731 | 89.1752 | 15 | Drainage Wells | 516 | 64% | 64% | 0.00079016 | 5.644e-05
78 | 2 | 1.265 | 541 | 0 | 0 |  | 0 | 0 | 0 | 0 | 0 | 0 | 0 | 0 | 0 | 0 | 1.265 | 0 | 0 | 0 | 0 | 0 | 0 | 517 | -1 |  |  | 0 |  | 354 | 15 | 89.731 | 89.1752 | 15 | Drainage Wells | 541 | 64% | 64% | 0 | 0
78 | 4 | 0.049891 | 542 | 0 | 0 |  | 0 | 0 | 0 | 0 | 0 | 0 | 0 | 0 | 0 | 0 | 0.049891 | 0 | 0 | 0 | 0 | 0 | 0 | 517 | -1 |  |  | 0 |  | 354 | 15 | 89.731 | 89.1752 | 15 | Drainage Wells | 542 | 64% | 64% | 0 | 0
53 | 2 | 58.3091 | 395 | 53 | 2 | MDR | 8.612 | 0.399 | 1877.4 | 87.022 | 0.387 | 0.285 | 3.331 | 0.114 | 726.09 | 24.84 | 58.3091 | 0.61 | 0.035 | 35.5686 | 2.0408 | 0.071 | 0.088045 | 518 | -1 |  |  | 0 |  | 355 | 15 | 919.7853 | 900.4065 | 15 | Drainage Wells | 395 | 64% | 64% | 22.7639 | 1.3061
53 | 3 | 6.2766 | 396 | 53 | 3 | HDR | 19.7158 | 1.391 | 2366.646 | 166.991 | 0.387 | 0.287 | 7.626 | 0.4 | 915.351 | 48.009 | 6.2766 | 1.395 | 0.127 | 8.7559 | 0.79713 | 0.071 | 0.091424 | 518 | -1 |  |  | 0 |  | 355 | 15 | 919.7853 | 900.4065 | 15 | Drainage Wells | 396 | 64% | 64% | 5.6038 | 0.51016
53 | 4 | 51.5624 | 397 | 53 | 4 | IND | 14.2092 | 1.148 | 5078.608 | 410.432 | 0.376 | 0.28 | 5.338 | 0.321 | 1907.765 | 114.742 | 51.5624 | 0.948 | 0.097 | 48.8812 | 5.0016 | 0.067 | 0.084638 | 518 | -1 |  |  | 0 |  | 355 | 15 | 919.7853 | 900.4065 | 15 | Drainage Wells | 397 | 64% | 64% | 31.2839 | 3.201
53 | 6 | 11.8128 | 398 | 53 | 6 | OPE | 3.7267 | 0.149 | 69.498 | 2.783 | 0.398 | 0.296 | 1.481 | 0.044 | 27.627 | 0.823 | 11.8128 | 0.277 | 0.014 | 3.2721 | 0.16538 | 0.074 | 0.095584 | 518 | -1 |  |  | 0 |  | 355 | 15 | 919.7853 | 900.4065 | 15 | Drainage Wells | 398 | 64% | 64% | 2.0942 | 0.10584
53 | 10 | 11.9445 | 399 | 53 | 10 | RAN | 2.9929 | 0.114 | 49.172 | 1.865 | 0.404 | 0.302 | 1.209 | 0.034 | 19.87 | 0.563 | 11.9445 | 0.23 | 0.012 | 2.7472 | 0.14333 | 0.077 | 0.10398 | 518 | -1 |  |  | 0 |  | 355 | 15 | 919.7853 | 900.4065 | 15 | Drainage Wells | 399 | 64% | 64% | 1.7582 | 0.091734
53 | 11 | 20.701 | 400 | 53 | 11 | FOR | 1.3208 | 0.05 | 59.997 | 2.262 | 0.418 | 0.314 | 0.552 | 0.016 | 25.077 | 0.711 | 20.701 | 0.115 | 0.007 | 2.3806 | 0.14491 | 0.087 | 0.13105 | 518 | -1 |  |  | 0 |  | 355 | 15 | 919.7853 | 900.4065 | 15 | Drainage Wells | 400 | 64% | 64% | 1.5236 | 0.092741
53 | 12 | 57.6989 | 401 | 53 | 12 | WAT | 0.21338 | 0.005 | 20.811 | 0.501 | 0.392 | 0.307 | 0.084 | 0.002 | 8.154 | 0.154 | 57.6989 | 0.014 | 0.001 | 0.80779 | 0.057699 | 0.067 | 0.11583 | 518 | -1 |  |  | 0 |  | 355 | 15 | 919.7853 | 900.4065 | 15 | Drainage Wells | 401 | 64% | 64% | 0.51698 | 0.036927
53 | 13 | 17.4559 | 402 | 53 | 13 | WET | 0.58178 | 0.021 | 30.177 | 1.087 | 0.396 | 0.318 | 0.23 | 0.007 | 11.955 | 0.345 | 17.4559 | 0.04 | 0.003 | 0.69824 | 0.052368 | 0.068 | 0.13483 | 518 | -1 |  |  | 0 |  | 355 | 15 | 919.7853 | 900.4065 | 15 | Drainage Wells | 402 | 64% | 64% | 0.44687 | 0.033515
54 | 2 | 274.3245 | 403 | 54 | 2 | MDR | 7.7954 | 0.381 | 2954.832 | 144.529 | 0.256 | 0.097 | 1.997 | 0.037 | 756.882 | 14.091 | 274.3245 | 0.157 | 0.004 | 43.069 | 1.0973 | 0.02 | 0.010971 | 518 | -1 |  |  | 0 |  | 355 | 15 | 919.7853 | 900.4065 | 15 | Drainage Wells | 403 | 64% | 64% | 27.5641 | 0.70227
54 | 3 | 34.3261 | 404 | 54 | 3 | HDR | 17.8456 | 1.33 | 737.078 | 54.952 | 0.256 | 0.098 | 4.572 | 0.131 | 188.841 | 5.401 | 34.3261 | 0.36 | 0.015 | 12.3574 | 0.51489 | 0.02 | 0.011434 | 518 | -1 |  |  | 0 |  | 355 | 15 | 919.7853 | 900.4065 | 15 | Drainage Wells | 404 | 64% | 64% | 7.9087 | 0.32953
54 | 4 | 115.1217 | 405 | 54 | 4 | IND | 12.8914 | 1.1 | 4692.599 | 400.236 | 0.246 | 0.095 | 3.169 | 0.104 | 1153.707 | 37.957 | 115.1217 | 0.239 | 0.011 | 27.5141 | 1.2663 | 0.019 | 0.010459 | 518 | -1 |  |  | 0 |  | 355 | 15 | 919.7853 | 900.4065 | 15 | Drainage Wells | 405 | 64% | 64% | 17.609 | 0.81046
54 | 10 | 1.7244 | 406 | 54 | 10 | RAN | 2.7072 | 0.108 | 4.665 | 0.187 | 0.271 | 0.105 | 0.734 | 0.011 | 1.264 | 0.02 | 1.7244 | 0.061 | 0.001 | 0.10519 | 0.0017244 | 0.022 | 0.013394 | 518 | -1 |  |  | 0 |  | 355 | 15 | 919.7853 | 900.4065 | 15 | Drainage Wells | 406 | 64% | 64% | 0.067319 | 0.0011036
54 | 12 | 238.4957 | 407 | 54 | 12 | WAT | 0.19348 | 0.005 | 46.617 | 1.179 | 0.255 | 0.108 | 0.049 | 0.001 | 11.875 | 0.128 | 238.4957 | 0.004 | 0 | 0.95398 | 0 | 0.019 | 0.014625 | 518 | -1 |  |  | 0 |  | 355 | 15 | 919.7853 | 900.4065 | 15 | Drainage Wells | 407 | 64% | 64% | 0.61055 | 0
55 | 4 | 0.6529 | 410 | 55 | 4 | IND | 9.3984 | 0.78 | 1374.955 | 114.092 | 0.224 | 0.227 | 2.103 | 0.177 | 307.589 | 25.895 | 0.6529 | 0.043 | 0.002 | 0.028075 | 0.0013058 | 0.005 | 0.0027609 | 518 | -1 |  |  | 0 |  | 355 | 15 | 919.7853 | 900.4065 | 15 | Drainage Wells | 410 | 64% | 64% | 0.017968 | 0.00083572
69 | 2 | 0.013493 | 491 | 69 | 2 | MDR | 9.3846 | 0.438 | 505.751 | 23.618 | 0.663 | 0.46 | 6.225 | 0.202 | 335.457 | 10.872 | 0.013493 | 0.139 | 0.012 | 0.0018756 | 0.00016192 | 0.015 | 0.02792 | 543 | 18 | E - I-4: linear retention swale |  | 12 | Retention | 350 | 15 | 658.9289 | 119.4407 | 15 | Drainage Wells | 491 | 64% | 64% | 0.0012004 | 0.00010363
70 | 2 | 23.0928 | 497 | 70 | 2 | MDR | 5.5229 | 0.254 | 1760.42 | 81.108 | 0.385 | 0.206 | 2.127 | 0.052 | 677.966 | 16.675 | 23.0928 | 0.036 | 0.002 | 0.83134 | 0.046186 | 0.007 | 0.0084055 | 543 | 18 | E - I-4: linear retention swale |  | 12 | Retention | 350 | 15 | 658.9289 | 119.4407 | 15 | Drainage Wells | 497 | 64% | 64% | 0.53206 | 0.029559
70 | 3 | 0.71313 | 498 | 70 | 3 | HDR | 12.6366 | 0.906 | 99.975 | 7.166 | 0.385 | 0.207 | 4.866 | 0.188 | 38.494 | 1.486 | 0.71313 | 0.082 | 0.008 | 0.058476 | 0.005705 | 0.007 | 0.0091169 | 543 | 18 | E - I-4: linear retention swale |  | 12 | Retention | 350 | 15 | 658.9289 | 119.4407 | 15 | Drainage Wells | 498 | 64% | 64% | 0.037425 | 0.0036512
70 | 4 | 31.3397 | 499 | 70 | 4 | IND | 8.7985 | 0.717 | 2253.879 | 183.718 | 0.374 | 0.198 | 3.292 | 0.142 | 843.264 | 36.33 | 31.3397 | 0.05 | 0.006 | 1.567 | 0.18804 | 0.006 | 0.0076716 | 543 | 18 | E - I-4: linear retention swale |  | 12 | Retention | 350 | 15 | 658.9289 | 119.4407 | 15 | Drainage Wells | 499 | 64% | 64% | 1.0029 | 0.12034
70 | 12 | 61.5801 | 502 | 70 | 12 | WAT | 0.2829 | 0.005 | 34.355 | 0.664 | 0.416 | 0.251 | 0.118 | 0.001 | 14.285 | 0.166 | 61.5801 | 0.002 | 0 | 0.12316 | 0 | 0.007 | 0.013176 | 543 | 18 | E - I-4: linear retention swale |  | 12 | Retention | 350 | 15 | 658.9289 | 119.4407 | 15 | Drainage Wells | 502 | 64% | 64% | 0.078823 | 0
70 | 13 | 2.7014 | 503 | 70 | 13 | WET | 0.82208 | 0.031 | 3.13 | 0.118 | 0.42 | 0.268 | 0.345 | 0.008 | 1.315 | 0.032 | 2.7014 | 0.006 | 0 | 0.016209 | 0 | 0.007 | 0.014822 | 543 | 18 | E - I-4: linear retention swale |  | 12 | Retention | 350 | 15 | 658.9289 | 119.4407 | 15 | Drainage Wells | 503 | 64% | 64% | 0.010374 | 0
70 | 4 | 3.3346 | 499 | 70 | 4 | IND | 8.7985 | 0.717 | 2253.879 | 183.718 | 0.374 | 0.198 | 3.292 | 0.142 | 843.264 | 36.33 | 3.3346 | 0.05 | 0.006 | 0.16673 | 0.020007 | 0.006 | 0.0076716 | 544 | 18 | E - I-4: linear retention swale |  | 12 | Retention | 353 | 15 | 353.5356 | 72.7071 | 15 | Drainage Wells | 499 | 64% | 64% | 0.10671 | 0.012805
73 | 2 | 0.13866 | 514 | 73 | 2 | MDR | 5.0631 | 0.214 | 299.067 | 12.628 | 0.259 | 0.209 | 1.313 | 0.045 | 77.57 | 2.635 | 0.13866 | 0.01 | 0.001 | 0.0013866 | 0.00013866 | 0.002 | 0.0023691 | 544 | 18 | E - I-4: linear retention swale |  | 12 | Retention | 353 | 15 | 353.5356 | 72.7071 | 15 | Drainage Wells | 514 | 64% | 64% | 0.00088741 | 8.8741e-05
73 | 4 | 51.9249 | 516 | 73 | 4 | IND | 8.0329 | 0.602 | 1692.908 | 126.871 | 0.248 | 0.201 | 1.992 | 0.121 | 419.906 | 25.485 | 51.9249 | 0.014 | 0.001 | 0.72695 | 0.051925 | 0.002 | 0.002163 | 544 | 18 | E - I-4: linear retention swale |  | 12 | Retention | 353 | 15 | 353.5356 | 72.7071 | 15 | Drainage Wells | 516 | 64% | 64% | 0.46525 | 0.033232
73 | 10 | 0.71708 | 518 | 73 | 10 | RAN | 1.9639 | 0.067 | 16.511 | 0.567 | 0.279 | 0.23 | 0.549 | 0.016 | 4.613 | 0.13 | 0.71708 | 0.005 | 0 | 0.0035854 | 0 | 0.003 | 0.0032315 | 544 | 18 | E - I-4: linear retention swale |  | 12 | Retention | 353 | 15 | 353.5356 | 72.7071 | 15 | Drainage Wells | 518 | 64% | 64% | 0.0022947 | 0
73 | 12 | 16.5919 | 519 | 73 | 12 | WAT | 0.26192 | 0.005 | 16.99 | 0.299 | 0.304 | 0.252 | 0.08 | 0.001 | 5.17 | 0.075 | 16.5919 | 0.001 | 0 | 0.016592 | 0 | 0.002 | 0.003623 | 544 | 18 | E - I-4: linear retention swale |  | 12 | Retention | 353 | 15 | 353.5356 | 72.7071 | 15 | Drainage Wells | 519 | 64% | 64% | 0.010619 | 0
53 | 4 | 15.6185 | 397 | 53 | 4 | IND | 14.2092 | 1.148 | 5078.608 | 410.432 | 0.376 | 0.28 | 5.338 | 0.321 | 1907.765 | 114.742 | 15.6185 | 0.948 | 0.097 | 14.8064 | 1.515 | 0.067 | 0.084638 | 545 | 19 | E - I-4: linear retention swale |  | 12 | Retention | 355 | 15 | 919.7853 | 19.8214 | 15 | Drainage Wells | 397 | 64% | 64% | 9.4761 | 0.9696
54 | 4 | 4.2028 | 405 | 54 | 4 | IND | 12.8914 | 1.1 | 4692.599 | 400.236 | 0.246 | 0.095 | 3.169 | 0.104 | 1153.707 | 37.957 | 4.2028 | 0.239 | 0.011 | 1.0045 | 0.046231 | 0.019 | 0.010459 | 545 | 19 | E - I-4: linear retention swale |  | 12 | Retention | 355 | 15 | 919.7853 | 19.8214 | 15 | Drainage Wells | 405 | 64% | 64% | 0.64287 | 0.029588
73 | 4 | 4.6531e-07 | 516 | 73 | 4 | IND | 8.0329 | 0.602 | 1692.908 | 126.871 | 0.248 | 0.201 | 1.992 | 0.121 | 419.906 | 25.485 | 4.6531e-07 | 0.014 | 0.001 | 6.5143e-09 | 4.6531e-10 | 0.002 | 0.002163 | 582 | 33 | BMP-01: Lake Dot Water Quality Restoration | 2nd Generation Baffle Box | 2 | Baffle Boxes | 347 | 15 | 412.7223 | 4.6531e-07 | 15 | Drainage Wells | 516 | 64% | 64% | 4.1692e-09 | 2.978e-10
73 | 4 | 9.1454e-09 | 516 | 73 | 4 | IND | 8.0329 | 0.602 | 1692.908 | 126.871 | 0.248 | 0.201 | 1.992 | 0.121 | 419.906 | 25.485 | 9.1454e-09 | 0.014 | 0.001 | 1.2804e-10 | 9.1454e-12 | 0.002 | 0.002163 | 583 | 33 | BMP-01: Lake Dot Water Quality Restoration | 2nd Generation Baffle Box | 2 | Baffle Boxes | 351 | 15 | 246.5229 | 9.15e-09 | 15 | Drainage Wells | 516 | 64% | 64% | 8.1943e-11 | 5.8531e-12
73 | 4 | 0.022381 | 516 | 73 | 4 | IND | 8.0329 | 0.602 | 1692.908 | 126.871 | 0.248 | 0.201 | 1.992 | 0.121 | 419.906 | 25.485 | 0.022381 | 0.014 | 0.001 | 0.00031334 | 2.2381e-05 | 0.002 | 0.002163 | 584 | 33 | BMP-01: Lake Dot Water Quality Restoration | 2nd Generation Baffle Box | 2 | Baffle Boxes | 353 | 15 | 353.5356 | 0.038256 | 15 | Drainage Wells | 516 | 64% | 64% | 0.00020054 | 1.4324e-05
74 | 4 | 0.01588 | 521 | 74 | 4 | IND | 12.7547 | 1.119 | 2575.779 | 225.942 | 0.464 | 0.585 | 5.915 | 0.654 | 1194.586 | 132.125 | 0.01588 | 0.011 | 0.001 | 0.00017468 | 1.588e-05 | 0.001 | 0.0013108 | 584 | 33 | BMP-01: Lake Dot Water Quality Restoration | 2nd Generation Baffle Box | 2 | Baffle Boxes | 353 | 15 | 353.5356 | 0.038256 | 15 | Drainage Wells | 521 | 64% | 64% | 0.00011179 | 1.0163e-05
68 | 2 | 0.012824 | 482 | 68 | 2 | MDR | 8.1781 | 0.451 | 3278.673 | 180.849 | 0.368 | 0.359 | 3.013 | 0.162 | 1208.098 | 65.009 | 0.012824 | 0.029 | 0.003 | 0.0003719 | 3.8473e-05 | 0.004 | 0.0066584 | 586 | 45 | BMP-02: Hazel St Outfall Improvements | Inlet Basket | 18 | Inlet Baskets | 350 | 15 | 658.9289 | 0.20501 | 15 | Drainage Wells | 482 | 64% | 64% | 0.00023802 | 2.4623e-05
68 | 4 | 0.11169 | 484 | 68 | 4 | IND | 13.0109 | 1.271 | 1684.79 | 164.641 | 0.356 | 0.352 | 4.638 | 0.448 | 600.604 | 57.953 | 0.11169 | 0.04 | 0.008 | 0.0044677 | 0.00089355 | 0.003 | 0.00609 | 586 | 45 | BMP-02: Hazel St Outfall Improvements | Inlet Basket | 18 | Inlet Baskets | 350 | 15 | 658.9289 | 0.20501 | 15 | Drainage Wells | 484 | 64% | 64% | 0.0028593 | 0.00057187
70 | 2 | 0.058205 | 497 | 70 | 2 | MDR | 5.5229 | 0.254 | 1760.42 | 81.108 | 0.385 | 0.206 | 2.127 | 0.052 | 677.966 | 16.675 | 0.058205 | 0.036 | 0.002 | 0.0020954 | 0.00011641 | 0.007 | 0.0084055 | 586 | 45 | BMP-02: Hazel St Outfall Improvements | Inlet Basket | 18 | Inlet Baskets | 350 | 15 | 658.9289 | 0.20501 | 15 | Drainage Wells | 497 | 64% | 64% | 0.001341 | 7.4502e-05
70 | 4 | 0.022287 | 499 | 70 | 4 | IND | 8.7985 | 0.717 | 2253.879 | 183.718 | 0.374 | 0.198 | 3.292 | 0.142 | 843.264 | 36.33 | 0.022287 | 0.05 | 0.006 | 0.0011143 | 0.00013372 | 0.006 | 0.0076716 | 586 | 45 | BMP-02: Hazel St Outfall Improvements | Inlet Basket | 18 | Inlet Baskets | 350 | 15 | 658.9289 | 0.20501 | 15 | Drainage Wells | 499 | 64% | 64% | 0.00071317 | 8.5581e-05
68 | 2 | 0.074566 | 482 | 68 | 2 | MDR | 8.1781 | 0.451 | 3278.673 | 180.849 | 0.368 | 0.359 | 3.013 | 0.162 | 1208.098 | 65.009 | 0.074566 | 0.029 | 0.003 | 0.0021624 | 0.0002237 | 0.004 | 0.0066584 | 588 | 47 | BMP-02: Hazel St Outfall Improvements | Inlet Basket | 18 | Inlet Baskets | 350 | 15 | 658.9289 | 0.17546 | 15 | Drainage Wells | 482 | 64% | 64% | 0.001384 | 0.00014317
70 | 2 | 0.10089 | 497 | 70 | 2 | MDR | 5.5229 | 0.254 | 1760.42 | 81.108 | 0.385 | 0.206 | 2.127 | 0.052 | 677.966 | 16.675 | 0.10089 | 0.036 | 0.002 | 0.003632 | 0.00020178 | 0.007 | 0.0084055 | 588 | 47 | BMP-02: Hazel St Outfall Improvements | Inlet Basket | 18 | Inlet Baskets | 350 | 15 | 658.9289 | 0.17546 | 15 | Drainage Wells | 497 | 64% | 64% | 0.0023245 | 0.00012914
68 | 4 | 0.16843 | 484 | 68 | 4 | IND | 13.0109 | 1.271 | 1684.79 | 164.641 | 0.356 | 0.352 | 4.638 | 0.448 | 600.604 | 57.953 | 0.16843 | 0.04 | 0.008 | 0.0067374 | 0.0013475 | 0.003 | 0.00609 | 590 | 48 | BMP-02: Hazel St Outfall Improvements | Inlet Basket | 18 | Inlet Baskets | 348 | 15 | 179.3064 | 0.28873 | 15 | Drainage Wells | 484 | 64% | 64% | 0.0043119 | 0.00086238
68 | 6 | 0.10802 | 485 | 68 | 6 | OPE | 3.647 | 0.175 | 38.95 | 1.871 | 0.381 | 0.373 | 1.389 | 0.065 | 14.834 | 0.699 | 0.10802 | 0.015 | 0.001 | 0.0016202 | 0.00010802 | 0.004 | 0.0081487 | 590 | 48 | BMP-02: Hazel St Outfall Improvements | Inlet Basket | 18 | Inlet Baskets | 348 | 15 | 179.3064 | 0.28873 | 15 | Drainage Wells | 485 | 64% | 64% | 0.001037 | 6.913e-05
69 | 6 | 0.012284 | 494 | 69 | 6 | OPE | 4.1906 | 0.17 | 61.542 | 2.496 | 0.675 | 0.481 | 2.829 | 0.082 | 41.551 | 1.202 | 0.012284 | 0.07 | 0.006 | 0.00085991 | 7.3706e-05 | 0.017 | 0.034185 | 590 | 48 | BMP-02: Hazel St Outfall Improvements | Inlet Basket | 18 | Inlet Baskets | 348 | 15 | 179.3064 | 0.28873 | 15 | Drainage Wells | 494 | 64% | 64% | 0.00055034 | 4.7172e-05
68 | 4 | 0.0033387 | 484 | 68 | 4 | IND | 13.0109 | 1.271 | 1684.79 | 164.641 | 0.356 | 0.352 | 4.638 | 0.448 | 600.604 | 57.953 | 0.0033387 | 0.04 | 0.008 | 0.00013355 | 2.6709e-05 | 0.003 | 0.00609 | 591 | 48 | BMP-02: Hazel St Outfall Improvements | Inlet Basket | 18 | Inlet Baskets | 350 | 15 | 658.9289 | 0.012506 | 15 | Drainage Wells | 484 | 64% | 64% | 8.547e-05 | 1.7094e-05
70 | 2 | 0.0090844 | 497 | 70 | 2 | MDR | 5.5229 | 0.254 | 1760.42 | 81.108 | 0.385 | 0.206 | 2.127 | 0.052 | 677.966 | 16.675 | 0.0090844 | 0.036 | 0.002 | 0.00032704 | 1.8169e-05 | 0.007 | 0.0084055 | 591 | 48 | BMP-02: Hazel St Outfall Improvements | Inlet Basket | 18 | Inlet Baskets | 350 | 15 | 658.9289 | 0.012506 | 15 | Drainage Wells | 497 | 64% | 64% | 0.00020931 | 1.1628e-05
70 | 4 | 8.0529e-05 | 499 | 70 | 4 | IND | 8.7985 | 0.717 | 2253.879 | 183.718 | 0.374 | 0.198 | 3.292 | 0.142 | 843.264 | 36.33 | 8.0529e-05 | 0.05 | 0.006 | 4.0265e-06 | 4.8317e-07 | 0.006 | 0.0076716 | 591 | 48 | BMP-02: Hazel St Outfall Improvements | Inlet Basket | 18 | Inlet Baskets | 350 | 15 | 658.9289 | 0.012506 | 15 | Drainage Wells | 499 | 64% | 64% | 2.5769e-06 | 3.0923e-07
63 | 4 | 0.063046 | 463 | 63 | 4 | IND | 11.8601 | 1.053 | 2855.017 | 253.563 | 0.492 | 1.055 | 5.832 | 1.112 | 1403.806 | 267.598 | 0.063046 | 0.219 | 0.03 | 0.013807 | 0.0018914 | 0.018 | 0.028585 | 592 | 70 | BMP-03: Lake Rowena Screening Fac & Alum SW Improv | Alum | 4 | Alum | 354 | 15 | 89.731 | 0.063046 | 15 | Drainage Wells | 463 | 64% | 64% | 0.0088365 | 0.0012105
63 | 4 | 0.084483 | 463 | 63 | 4 | IND | 11.8601 | 1.053 | 2855.017 | 253.563 | 0.492 | 1.055 | 5.832 | 1.112 | 1403.806 | 267.598 | 0.084483 | 0.219 | 0.03 | 0.018502 | 0.0025345 | 0.018 | 0.028585 | 593 | 71 | BMP-03: Lake Rowena Screening Fac & Alum SW Improv | Alum | 4 | Alum | 354 | 15 | 89.731 | 0.085957 | 15 | Drainage Wells | 463 | 64% | 64% | 0.011841 | 0.0016221
72 | 4 | 0.0014747 | 511 | 72 | 4 | IND | 8.0456 | 0.672 | 554.359 | 46.29 | 0.193 | 0.144 | 1.551 | 0.097 | 106.853 | 6.685 | 0.0014747 | 0.011 | 0.001 | 1.6221e-05 | 1.4747e-06 | 0.001 | 0.0015662 | 593 | 71 | BMP-03: Lake Rowena Screening Fac & Alum SW Improv | Alum | 4 | Alum | 354 | 15 | 89.731 | 0.085957 | 15 | Drainage Wells | 511 | 64% | 64% | 1.0382e-05 | 9.4379e-07
72 | 4 | 0.087991 | 511 | 72 | 4 | IND | 8.0456 | 0.672 | 554.359 | 46.29 | 0.193 | 0.144 | 1.551 | 0.097 | 106.853 | 6.685 | 0.087991 | 0.011 | 0.001 | 0.0009679 | 8.7991e-05 | 0.001 | 0.0015662 | 595 | 77 | BMP-04: Lake Highland CDS Unit | Inlet Basket | 18 | Inlet Baskets | 354 | 15 | 89.731 | 0.087991 | 15 | Drainage Wells | 511 | 64% | 64% | 0.00061946 | 5.6314e-05
76 | 3 | 0.0017947 | 531 | 76 | 3 | HDR | 9.6413 | 0.743 | 247.926 | 19.112 | 0.207 | 0.149 | 1.992 | 0.111 | 51.232 | 2.857 | 0.0017947 | 0.002 | 0 | 3.5894e-06 | 0 | 0 | 0.00043602 | 596 | 80 | BMP-06: Overbrook Stormwater Improvements | 2nd Generation Baffle Box | 2 | Baffle Boxes | 347 | 15 | 412.7223 | 0.0017947 | 15 | Drainage Wells | 531 | 64% | 64% | 2.2972e-06 | 0
75 | 2 | 1.3266 | 525 | 75 | 2 | MDR | 4.0181 | 0.212 | 821.93 | 43.453 | 0.398 | 0.494 | 1.599 | 0.105 | 327.079 | 21.486 | 1.3266 | 0.004 | 0 | 0.0053063 | 0 | 0.001 | 0.0018526 | 597 | 81 | BMP-06: Overbrook Stormwater Improvements | 2nd Generation Baffle Box | 2 | Baffle Boxes | 347 | 15 | 412.7223 | 74.1413 | 15 | Drainage Wells | 525 | 64% | 64% | 0.003396 | 0
75 | 4 | 0.20744 | 527 | 75 | 4 | IND | 6.4171 | 0.599 | 216.238 | 20.191 | 0.386 | 0.477 | 2.475 | 0.286 | 83.408 | 9.627 | 0.20744 | 0.005 | 0.001 | 0.0010372 | 0.00020744 | 0.001 | 0.0016881 | 597 | 81 | BMP-06: Overbrook Stormwater Improvements | 2nd Generation Baffle Box | 2 | Baffle Boxes | 347 | 15 | 412.7223 | 74.1413 | 15 | Drainage Wells | 527 | 64% | 64% | 0.00066381 | 0.00013276
76 | 2 | 33.1697 | 530 | 76 | 2 | MDR | 4.2138 | 0.209 | 811.452 | 40.21 | 0.207 | 0.148 | 0.871 | 0.031 | 167.702 | 5.958 | 33.1697 | 0.001 | 0 | 0.03317 | 0 | 0 | 0.00039998 | 597 | 81 | BMP-06: Overbrook Stormwater Improvements | 2nd Generation Baffle Box | 2 | Baffle Boxes | 347 | 15 | 412.7223 | 74.1413 | 15 | Drainage Wells | 530 | 64% | 64% | 0.021229 | 0
76 | 3 | 0.68888 | 531 | 76 | 3 | HDR | 9.6413 | 0.743 | 247.926 | 19.112 | 0.207 | 0.149 | 1.992 | 0.111 | 51.232 | 2.857 | 0.68888 | 0.002 | 0 | 0.0013778 | 0 | 0 | 0.00043602 | 597 | 81 | BMP-06: Overbrook Stormwater Improvements | 2nd Generation Baffle Box | 2 | Baffle Boxes | 347 | 15 | 412.7223 | 74.1413 | 15 | Drainage Wells | 531 | 64% | 64% | 0.00088176 | 0
76 | 4 | 30.8665 | 532 | 76 | 4 | IND | 6.7195 | 0.588 | 843.724 | 73.858 | 0.195 | 0.142 | 1.313 | 0.084 | 164.818 | 10.493 | 30.8665 | 0.001 | 0 | 0.030867 | 0 | 0 | 0.00036669 | 597 | 81 | BMP-06: Overbrook Stormwater Improvements | 2nd Generation Baffle Box | 2 | Baffle Boxes | 347 | 15 | 412.7223 | 74.1413 | 15 | Drainage Wells | 532 | 64% | 64% | 0.019755 | 0
76 | 8 | 7.1854 | 533 | 76 | 8 | AGR | 4.5948 | 0.246 | 506.728 | 27.16 | 0.228 | 0.166 | 1.046 | 0.041 | 115.387 | 4.515 | 7.1854 | 0.002 | 0 | 0.014371 | 0 | 0 | 0.0005983 | 597 | 81 | BMP-06: Overbrook Stormwater Improvements | 2nd Generation Baffle Box | 2 | Baffle Boxes | 347 | 15 | 412.7223 | 74.1413 | 15 | Drainage Wells | 533 | 64% | 64% | 0.0091973 | 0
76 | 12 | 0.64103 | 535 | 76 | 12 | WAT | 0.21682 | 0.004 | 9.259 | 0.192 | 0.237 | 0.182 | 0.051 | 0.001 | 2.194 | 0.035 | 0.64103 | 0 | 0 | 0 | 0 | 0 | 0.00043432 | 597 | 81 | BMP-06: Overbrook Stormwater Improvements | 2nd Generation Baffle Box | 2 | Baffle Boxes | 347 | 15 | 412.7223 | 74.1413 | 15 | Drainage Wells | 535 | 64% | 64% | 0 | 0
73 | 2 | 0.38097 | 514 | 73 | 2 | MDR | 5.0631 | 0.214 | 299.067 | 12.628 | 0.259 | 0.209 | 1.313 | 0.045 | 77.57 | 2.635 | 0.38097 | 0.01 | 0.001 | 0.0038097 | 0.00038097 | 0.002 | 0.0023691 | 598 | 81 | BMP-06: Overbrook Stormwater Improvements | 2nd Generation Baffle Box | 2 | Baffle Boxes | 351 | 15 | 246.5229 | 24.5576 | 15 | Drainage Wells | 514 | 64% | 64% | 0.0024382 | 0.00024382
73 | 3 | 1.154 | 515 | 73 | 3 | HDR | 11.5849 | 0.759 | 171.532 | 11.245 | 0.259 | 0.209 | 3.004 | 0.159 | 44.478 | 2.353 | 1.154 | 0.023 | 0.002 | 0.026542 | 0.002308 | 0.002 | 0.0025716 | 598 | 81 | BMP-06: Overbrook Stormwater Improvements | 2nd Generation Baffle Box | 2 | Baffle Boxes | 351 | 15 | 246.5229 | 24.5576 | 15 | Drainage Wells | 515 | 64% | 64% | 0.016987 | 0.0014771
73 | 4 | 0.12548 | 516 | 73 | 4 | IND | 8.0329 | 0.602 | 1692.908 | 126.871 | 0.248 | 0.201 | 1.992 | 0.121 | 419.906 | 25.485 | 0.12548 | 0.014 | 0.001 | 0.0017568 | 0.00012548 | 0.002 | 0.002163 | 598 | 81 | BMP-06: Overbrook Stormwater Improvements | 2nd Generation Baffle Box | 2 | Baffle Boxes | 351 | 15 | 246.5229 | 24.5576 | 15 | Drainage Wells | 516 | 64% | 64% | 0.0011243 | 8.0309e-05
75 | 2 | 8.2952 | 525 | 75 | 2 | MDR | 4.0181 | 0.212 | 821.93 | 43.453 | 0.398 | 0.494 | 1.599 | 0.105 | 327.079 | 21.486 | 8.2952 | 0.004 | 0 | 0.033181 | 0 | 0.001 | 0.0018526 | 598 | 81 | BMP-06: Overbrook Stormwater Improvements | 2nd Generation Baffle Box | 2 | Baffle Boxes | 351 | 15 | 246.5229 | 24.5576 | 15 | Drainage Wells | 525 | 64% | 64% | 0.021236 | 0
75 | 3 | 0.037309 | 526 | 75 | 3 | HDR | 9.1935 | 0.757 | 92.045 | 7.584 | 0.398 | 0.506 | 3.659 | 0.383 | 36.633 | 3.837 | 0.037309 | 0.008 | 0.002 | 0.00029847 | 7.4618e-05 | 0.001 | 0.0020218 | 598 | 81 | BMP-06: Overbrook Stormwater Improvements | 2nd Generation Baffle Box | 2 | Baffle Boxes | 351 | 15 | 246.5229 | 24.5576 | 15 | Drainage Wells | 526 | 64% | 64% | 0.00019102 | 4.7756e-05
76 | 2 | 8.4138 | 530 | 76 | 2 | MDR | 4.2138 | 0.209 | 811.452 | 40.21 | 0.207 | 0.148 | 0.871 | 0.031 | 167.702 | 5.958 | 8.4138 | 0.001 | 0 | 0.0084138 | 0 | 0 | 0.00039998 | 598 | 81 | BMP-06: Overbrook Stormwater Improvements | 2nd Generation Baffle Box | 2 | Baffle Boxes | 351 | 15 | 246.5229 | 24.5576 | 15 | Drainage Wells | 530 | 64% | 64% | 0.0053848 | 0
76 | 3 | 5.5503 | 531 | 76 | 3 | HDR | 9.6413 | 0.743 | 247.926 | 19.112 | 0.207 | 0.149 | 1.992 | 0.111 | 51.232 | 2.857 | 5.5503 | 0.002 | 0 | 0.011101 | 0 | 0 | 0.00043602 | 598 | 81 | BMP-06: Overbrook Stormwater Improvements | 2nd Generation Baffle Box | 2 | Baffle Boxes | 351 | 15 | 246.5229 | 24.5576 | 15 | Drainage Wells | 531 | 64% | 64% | 0.0071044 | 0
76 | 4 | 0.60051 | 532 | 76 | 4 | IND | 6.7195 | 0.588 | 843.724 | 73.858 | 0.195 | 0.142 | 1.313 | 0.084 | 164.818 | 10.493 | 0.60051 | 0.001 | 0 | 0.00060051 | 0 | 0 | 0.00036669 | 598 | 81 | BMP-06: Overbrook Stormwater Improvements | 2nd Generation Baffle Box | 2 | Baffle Boxes | 351 | 15 | 246.5229 | 24.5576 | 15 | Drainage Wells | 532 | 64% | 64% | 0.00038433 | 0
73 | 2 | 0.0080388 | 514 | 73 | 2 | MDR | 5.0631 | 0.214 | 299.067 | 12.628 | 0.259 | 0.209 | 1.313 | 0.045 | 77.57 | 2.635 | 0.0080388 | 0.01 | 0.001 | 8.0388e-05 | 8.0388e-06 | 0.002 | 0.0023691 | 599 | 81 | BMP-06: Overbrook Stormwater Improvements | 2nd Generation Baffle Box | 2 | Baffle Boxes | 353 | 15 | 353.5356 | 0.5655 | 15 | Drainage Wells | 514 | 64% | 64% | 5.1448e-05 | 5.1448e-06
73 | 4 | 0.16136 | 516 | 73 | 4 | IND | 8.0329 | 0.602 | 1692.908 | 126.871 | 0.248 | 0.201 | 1.992 | 0.121 | 419.906 | 25.485 | 0.16136 | 0.014 | 0.001 | 0.002259 | 0.00016136 | 0.002 | 0.002163 | 599 | 81 | BMP-06: Overbrook Stormwater Improvements | 2nd Generation Baffle Box | 2 | Baffle Boxes | 353 | 15 | 353.5356 | 0.5655 | 15 | Drainage Wells | 516 | 64% | 64% | 0.0014458 | 0.00010327
76 | 4 | 0.3961 | 532 | 76 | 4 | IND | 6.7195 | 0.588 | 843.724 | 73.858 | 0.195 | 0.142 | 1.313 | 0.084 | 164.818 | 10.493 | 0.3961 | 0.001 | 0 | 0.0003961 | 0 | 0 | 0.00036669 | 599 | 81 | BMP-06: Overbrook Stormwater Improvements | 2nd Generation Baffle Box | 2 | Baffle Boxes | 353 | 15 | 353.5356 | 0.5655 | 15 | Drainage Wells | 532 | 64% | 64% | 0.0002535 | 0
76 | 3 | 0.038752 | 531 | 76 | 3 | HDR | 9.6413 | 0.743 | 247.926 | 19.112 | 0.207 | 0.149 | 1.992 | 0.111 | 51.232 | 2.857 | 0.038752 | 0.002 | 0 | 7.7504e-05 | 0 | 0 | 0.00043602 | 600 | 82 | BMP-06: Overbrook Stormwater Improvements |  | 2 | Baffle Boxes | 347 | 15 | 412.7223 | 0.038752 | 15 | Drainage Wells | 531 | 64% | 64% | 4.9603e-05 | 0
76 | 3 | 0.042771 | 531 | 76 | 3 | HDR | 9.6413 | 0.743 | 247.926 | 19.112 | 0.207 | 0.149 | 1.992 | 0.111 | 51.232 | 2.857 | 0.042771 | 0.002 | 0 | 8.5543e-05 | 0 | 0 | 0.00043602 | 601 | 83 | BMP-06: Overbrook Stormwater Improvements |  | 2 | Baffle Boxes | 347 | 15 | 412.7223 | 0.042771 | 15 | Drainage Wells | 531 | 64% | 64% | 5.4748e-05 | 0
76 | 3 | 0.042454 | 531 | 76 | 3 | HDR | 9.6413 | 0.743 | 247.926 | 19.112 | 0.207 | 0.149 | 1.992 | 0.111 | 51.232 | 2.857 | 0.042454 | 0.002 | 0 | 8.4908e-05 | 0 | 0 | 0.00043602 | 602 | 84 | BMP-06: Overbrook Stormwater Improvements |  | 2 | Baffle Boxes | 347 | 15 | 412.7223 | 0.042454 | 15 | Drainage Wells | 531 | 64% | 64% | 5.4341e-05 | 0
76 | 2 | 0.001922 | 530 | 76 | 2 | MDR | 4.2138 | 0.209 | 811.452 | 40.21 | 0.207 | 0.148 | 0.871 | 0.031 | 167.702 | 5.958 | 0.001922 | 0.001 | 0 | 1.922e-06 | 0 | 0 | 0.00039998 | 603 | 85 | BMP-06: Overbrook Stormwater Improvements |  | 2 | Baffle Boxes | 347 | 15 | 412.7223 | 0.062034 | 15 | Drainage Wells | 530 | 64% | 64% | 1.2301e-06 | 0
76 | 3 | 0.060112 | 531 | 76 | 3 | HDR | 9.6413 | 0.743 | 247.926 | 19.112 | 0.207 | 0.149 | 1.992 | 0.111 | 51.232 | 2.857 | 0.060112 | 0.002 | 0 | 0.00012022 | 0 | 0 | 0.00043602 | 603 | 85 | BMP-06: Overbrook Stormwater Improvements |  | 2 | Baffle Boxes | 347 | 15 | 412.7223 | 0.062034 | 15 | Drainage Wells | 531 | 64% | 64% | 7.6944e-05 | 0
76 | 2 | 0.0087632 | 530 | 76 | 2 | MDR | 4.2138 | 0.209 | 811.452 | 40.21 | 0.207 | 0.148 | 0.871 | 0.031 | 167.702 | 5.958 | 0.0087632 | 0.001 | 0 | 8.7632e-06 | 0 | 0 | 0.00039998 | 604 | 86 | BMP-06: Overbrook Stormwater Improvements |  | 2 | Baffle Boxes | 347 | 15 | 412.7223 | 0.012799 | 15 | Drainage Wells | 530 | 64% | 64% | 5.6085e-06 | 0
76 | 4 | 0.0040355 | 532 | 76 | 4 | IND | 6.7195 | 0.588 | 843.724 | 73.858 | 0.195 | 0.142 | 1.313 | 0.084 | 164.818 | 10.493 | 0.0040355 | 0.001 | 0 | 4.0355e-06 | 0 | 0 | 0.00036669 | 604 | 86 | BMP-06: Overbrook Stormwater Improvements |  | 2 | Baffle Boxes | 347 | 15 | 412.7223 | 0.012799 | 15 | Drainage Wells | 532 | 64% | 64% | 2.5827e-06 | 0
76 | 2 | 0.0094802 | 530 | 76 | 2 | MDR | 4.2138 | 0.209 | 811.452 | 40.21 | 0.207 | 0.148 | 0.871 | 0.031 | 167.702 | 5.958 | 0.0094802 | 0.001 | 0 | 9.4802e-06 | 0 | 0 | 0.00039998 | 605 | 87 | BMP-06: Overbrook Stormwater Improvements |  | 2 | Baffle Boxes | 347 | 15 | 412.7223 | 0.0094854 | 15 | Drainage Wells | 530 | 64% | 64% | 6.0673e-06 | 0
76 | 8 | 5.486e-06 | 533 | 76 | 8 | AGR | 4.5948 | 0.246 | 506.728 | 27.16 | 0.228 | 0.166 | 1.046 | 0.041 | 115.387 | 4.515 | 5.486e-06 | 0.002 | 0 | 1.0972e-08 | 0 | 0 | 0.0005983 | 605 | 87 | BMP-06: Overbrook Stormwater Improvements |  | 2 | Baffle Boxes | 347 | 15 | 412.7223 | 0.0094854 | 15 | Drainage Wells | 533 | 64% | 64% | 7.0221e-09 | 0
75 | 2 | 0.7413 | 525 | 75 | 2 | MDR | 4.0181 | 0.212 | 821.93 | 43.453 | 0.398 | 0.494 | 1.599 | 0.105 | 327.079 | 21.486 | 0.7413 | 0.004 | 0 | 0.0029652 | 0 | 0.001 | 0.0018526 | 606 | 88 | BMP-07: Guernsey Park - Expansion of Wet DP | Orlando CIP: Guernsey Park - Expansion of Wet DP | 11 | Wet Ponds | 351 | 15 | 246.5229 | 0.7413 | 15 | Drainage Wells | 525 | 64% | 64% | 0.0018977 | 0
70 | 2 | 0.2431 | 497 | 70 | 2 | MDR | 5.5229 | 0.254 | 1760.42 | 81.108 | 0.385 | 0.206 | 2.127 | 0.052 | 677.966 | 16.675 | 0.2431 | 0.036 | 0.002 | 0.0087516 | 0.0004862 | 0.007 | 0.0084055 | 607 | 90 | BMP-08: Ivanhoe Plaza Park Exfiltration | Exfiltration Trench | 3 | Exfiltration | 350 | 15 | 658.9289 | 1.272 | 15 | Drainage Wells | 497 | 64% | 64% | 0.005601 | 0.00031117
70 | 4 | 0.26972 | 499 | 70 | 4 | IND | 8.7985 | 0.717 | 2253.879 | 183.718 | 0.374 | 0.198 | 3.292 | 0.142 | 843.264 | 36.33 | 0.26972 | 0.05 | 0.006 | 0.013486 | 0.0016183 | 0.006 | 0.0076716 | 607 | 90 | BMP-08: Ivanhoe Plaza Park Exfiltration | Exfiltration Trench | 3 | Exfiltration | 350 | 15 | 658.9289 | 1.272 | 15 | Drainage Wells | 499 | 64% | 64% | 0.0086311 | 0.0010357
75 | 2 | 0.30766 | 525 | 75 | 2 | MDR | 4.0181 | 0.212 | 821.93 | 43.453 | 0.398 | 0.494 | 1.599 | 0.105 | 327.079 | 21.486 | 0.30766 | 0.004 | 0 | 0.0012306 | 0 | 0.001 | 0.0018526 | 607 | 90 | BMP-08: Ivanhoe Plaza Park Exfiltration | Exfiltration Trench | 3 | Exfiltration | 350 | 15 | 658.9289 | 1.272 | 15 | Drainage Wells | 525 | 64% | 64% | 0.00078761 | 0
75 | 4 | 0.45155 | 527 | 75 | 4 | IND | 6.4171 | 0.599 | 216.238 | 20.191 | 0.386 | 0.477 | 2.475 | 0.286 | 83.408 | 9.627 | 0.45155 | 0.005 | 0.001 | 0.0022577 | 0.00045155 | 0.001 | 0.0016881 | 607 | 90 | BMP-08: Ivanhoe Plaza Park Exfiltration | Exfiltration Trench | 3 | Exfiltration | 350 | 15 | 658.9289 | 1.272 | 15 | Drainage Wells | 527 | 64% | 64% | 0.001445 | 0.00028899
70 | 2 | 0.10594 | 497 | 70 | 2 | MDR | 5.5229 | 0.254 | 1760.42 | 81.108 | 0.385 | 0.206 | 2.127 | 0.052 | 677.966 | 16.675 | 0.10594 | 0.036 | 0.002 | 0.0038138 | 0.00021188 | 0.007 | 0.0084055 | 608 | 90 | BMP-08: Ivanhoe Plaza Park Exfiltration | Exfiltration Trench | 3 | Exfiltration | 351 | 15 | 246.5229 | 43.8853 | 15 | Drainage Wells | 497 | 64% | 64% | 0.0024408 | 0.0001356
70 | 4 | 0.12742 | 499 | 70 | 4 | IND | 8.7985 | 0.717 | 2253.879 | 183.718 | 0.374 | 0.198 | 3.292 | 0.142 | 843.264 | 36.33 | 0.12742 | 0.05 | 0.006 | 0.0063712 | 0.00076455 | 0.006 | 0.0076716 | 608 | 90 | BMP-08: Ivanhoe Plaza Park Exfiltration | Exfiltration Trench | 3 | Exfiltration | 351 | 15 | 246.5229 | 43.8853 | 15 | Drainage Wells | 499 | 64% | 64% | 0.0040776 | 0.00048931
75 | 2 | 24.6889 | 525 | 75 | 2 | MDR | 4.0181 | 0.212 | 821.93 | 43.453 | 0.398 | 0.494 | 1.599 | 0.105 | 327.079 | 21.486 | 24.6889 | 0.004 | 0 | 0.098756 | 0 | 0.001 | 0.0018526 | 608 | 90 | BMP-08: Ivanhoe Plaza Park Exfiltration | Exfiltration Trench | 3 | Exfiltration | 351 | 15 | 246.5229 | 43.8853 | 15 | Drainage Wells | 525 | 64% | 64% | 0.063204 | 0
75 | 4 | 18.2928 | 527 | 75 | 4 | IND | 6.4171 | 0.599 | 216.238 | 20.191 | 0.386 | 0.477 | 2.475 | 0.286 | 83.408 | 9.627 | 18.2928 | 0.005 | 0.001 | 0.091464 | 0.018293 | 0.001 | 0.0016881 | 608 | 90 | BMP-08: Ivanhoe Plaza Park Exfiltration | Exfiltration Trench | 3 | Exfiltration | 351 | 15 | 246.5229 | 43.8853 | 15 | Drainage Wells | 527 | 64% | 64% | 0.058537 | 0.011707
75 | 6 | 0.66956 | 528 | 75 | 6 | OPE | 1.7853 | 0.082 | 8.335 | 0.384 | 0.411 | 0.533 | 0.734 | 0.044 | 3.425 | 0.205 | 0.66956 | 0.002 | 0 | 0.0013391 | 0 | 0.001 | 0.0021679 | 608 | 90 | BMP-08: Ivanhoe Plaza Park Exfiltration | Exfiltration Trench | 3 | Exfiltration | 351 | 15 | 246.5229 | 43.8853 | 15 | Drainage Wells | 528 | 64% | 64% | 0.00085703 | 0
75 | 4 | 0.16892 | 527 | 75 | 4 | IND | 6.4171 | 0.599 | 216.238 | 20.191 | 0.386 | 0.477 | 2.475 | 0.286 | 83.408 | 9.627 | 0.16892 | 0.005 | 0.001 | 0.00084458 | 0.00016892 | 0.001 | 0.0016881 | 609 | 91 | BMP-08: Ivanhoe Plaza Park Exfiltration |  | 3 | Exfiltration | 351 | 15 | 246.5229 | 0.16892 | 15 | Drainage Wells | 527 | 64% | 64% | 0.00054053 | 0.00010811
75 | 4 | 0.081448 | 527 | 75 | 4 | IND | 6.4171 | 0.599 | 216.238 | 20.191 | 0.386 | 0.477 | 2.475 | 0.286 | 83.408 | 9.627 | 0.081448 | 0.005 | 0.001 | 0.00040724 | 8.1448e-05 | 0.001 | 0.0016881 | 610 | 92 | BMP-08: Ivanhoe Plaza Park Exfiltration |  | 3 | Exfiltration | 351 | 15 | 246.5229 | 0.081448 | 15 | Drainage Wells | 527 | 64% | 64% | 0.00026063 | 5.2127e-05
75 | 2 | 0.013895 | 525 | 75 | 2 | MDR | 4.0181 | 0.212 | 821.93 | 43.453 | 0.398 | 0.494 | 1.599 | 0.105 | 327.079 | 21.486 | 0.013895 | 0.004 | 0 | 5.5581e-05 | 0 | 0.001 | 0.0018526 | 611 | 93 | BMP-09: Reading Dr Baffle Box | 2nd Generation Baffle Box | 2 | Baffle Boxes | 347 | 15 | 412.7223 | 0.92274 | 15 | Drainage Wells | 525 | 64% | 64% | 3.5572e-05 | 0
76 | 2 | 0.90885 | 530 | 76 | 2 | MDR | 4.2138 | 0.209 | 811.452 | 40.21 | 0.207 | 0.148 | 0.871 | 0.031 | 167.702 | 5.958 | 0.90885 | 0.001 | 0 | 0.00090885 | 0 | 0 | 0.00039998 | 611 | 93 | BMP-09: Reading Dr Baffle Box | 2nd Generation Baffle Box | 2 | Baffle Boxes | 347 | 15 | 412.7223 | 0.92274 | 15 | Drainage Wells | 530 | 64% | 64% | 0.00058166 | 0
75 | 2 | 25.495 | 525 | 75 | 2 | MDR | 4.0181 | 0.212 | 821.93 | 43.453 | 0.398 | 0.494 | 1.599 | 0.105 | 327.079 | 21.486 | 25.495 | 0.004 | 0 | 0.10198 | 0 | 0.001 | 0.0018526 | 612 | 93 | BMP-09: Reading Dr Baffle Box | 2nd Generation Baffle Box | 2 | Baffle Boxes | 351 | 15 | 246.5229 | 25.5462 | 15 | Drainage Wells | 525 | 64% | 64% | 0.065267 | 0
76 | 2 | 0.051267 | 530 | 76 | 2 | MDR | 4.2138 | 0.209 | 811.452 | 40.21 | 0.207 | 0.148 | 0.871 | 0.031 | 167.702 | 5.958 | 0.051267 | 0.001 | 0 | 5.1267e-05 | 0 | 0 | 0.00039998 | 612 | 93 | BMP-09: Reading Dr Baffle Box | 2nd Generation Baffle Box | 2 | Baffle Boxes | 351 | 15 | 246.5229 | 25.5462 | 15 | Drainage Wells | 530 | 64% | 64% | 3.2811e-05 | 0
76 | 2 | 31.7296 | 530 | 76 | 2 | MDR | 4.2138 | 0.209 | 811.452 | 40.21 | 0.207 | 0.148 | 0.871 | 0.031 | 167.702 | 5.958 | 31.7296 | 0.001 | 0 | 0.03173 | 0 | 0 | 0.00039998 | 613 | 94 | BMP-10: DOT Pond west of Spring Lake | Orlando CIP: DOT Pond west of Spring Lake | 11 | Wet Ponds | 347 | 15 | 412.7223 | 101.7272 | 15 | Drainage Wells | 530 | 64% | 64% | 0.020307 | 0
76 | 3 | 12.6847 | 531 | 76 | 3 | HDR | 9.6413 | 0.743 | 247.926 | 19.112 | 0.207 | 0.149 | 1.992 | 0.111 | 51.232 | 2.857 | 12.6847 | 0.002 | 0 | 0.025369 | 0 | 0 | 0.00043602 | 613 | 94 | BMP-10: DOT Pond west of Spring Lake | Orlando CIP: DOT Pond west of Spring Lake | 11 | Wet Ponds | 347 | 15 | 412.7223 | 101.7272 | 15 | Drainage Wells | 531 | 64% | 64% | 0.016236 | 0
76 | 4 | 30.0446 | 532 | 76 | 4 | IND | 6.7195 | 0.588 | 843.724 | 73.858 | 0.195 | 0.142 | 1.313 | 0.084 | 164.818 | 10.493 | 30.0446 | 0.001 | 0 | 0.030045 | 0 | 0 | 0.00036669 | 613 | 94 | BMP-10: DOT Pond west of Spring Lake | Orlando CIP: DOT Pond west of Spring Lake | 11 | Wet Ponds | 347 | 15 | 412.7223 | 101.7272 | 15 | Drainage Wells | 532 | 64% | 64% | 0.019229 | 0
76 | 8 | 23.0987 | 533 | 76 | 8 | AGR | 4.5948 | 0.246 | 506.728 | 27.16 | 0.228 | 0.166 | 1.046 | 0.041 | 115.387 | 4.515 | 23.0987 | 0.002 | 0 | 0.046197 | 0 | 0 | 0.0005983 | 613 | 94 | BMP-10: DOT Pond west of Spring Lake | Orlando CIP: DOT Pond west of Spring Lake | 11 | Wet Ponds | 347 | 15 | 412.7223 | 101.7272 | 15 | Drainage Wells | 533 | 64% | 64% | 0.029566 | 0
76 | 13 | 3.2132 | 536 | 76 | 13 | WET | 0.63 | 0.025 | 2.023 | 0.082 | 0.241 | 0.195 | 0.152 | 0.005 | 0.487 | 0.016 | 3.2132 | 0 | 0 | 0 | 0 | 0 | 0 | 613 | 94 | BMP-10: DOT Pond west of Spring Lake | Orlando CIP: DOT Pond west of Spring Lake | 11 | Wet Ponds | 347 | 15 | 412.7223 | 101.7272 | 15 | Drainage Wells | 536 | 64% | 64% | 0 | 0
76 | 4 | 0.54652 | 532 | 76 | 4 | IND | 6.7195 | 0.588 | 843.724 | 73.858 | 0.195 | 0.142 | 1.313 | 0.084 | 164.818 | 10.493 | 0.54652 | 0.001 | 0 | 0.00054652 | 0 | 0 | 0.00036669 | 614 | 95 | BMP-10: DOT Pond west of Spring Lake |  | 11 | Wet Ponds | 347 | 15 | 412.7223 | 0.54652 | 15 | Drainage Wells | 532 | 64% | 64% | 0.00034977 | 0
76 | 4 | 0.40179 | 532 | 76 | 4 | IND | 6.7195 | 0.588 | 843.724 | 73.858 | 0.195 | 0.142 | 1.313 | 0.084 | 164.818 | 10.493 | 0.40179 | 0.001 | 0 | 0.00040179 | 0 | 0 | 0.00036669 | 615 | 96 | BMP-10: DOT Pond west of Spring Lake |  | 11 | Wet Ponds | 347 | 15 | 412.7223 | 0.40179 | 15 | Drainage Wells | 532 | 64% | 64% | 0.00025715 | 0
76 | 3 | 0.12544 | 531 | 76 | 3 | HDR | 9.6413 | 0.743 | 247.926 | 19.112 | 0.207 | 0.149 | 1.992 | 0.111 | 51.232 | 2.857 | 0.12544 | 0.002 | 0 | 0.00025088 | 0 | 0 | 0.00043602 | 616 | 97 | BMP-10: DOT Pond west of Spring Lake |  | 11 | Wet Ponds | 347 | 15 | 412.7223 | 6.9949 | 15 | Drainage Wells | 531 | 64% | 64% | 0.00016056 | 0
76 | 4 | 6.8695 | 532 | 76 | 4 | IND | 6.7195 | 0.588 | 843.724 | 73.858 | 0.195 | 0.142 | 1.313 | 0.084 | 164.818 | 10.493 | 6.8695 | 0.001 | 0 | 0.0068695 | 0 | 0 | 0.00036669 | 616 | 97 | BMP-10: DOT Pond west of Spring Lake |  | 11 | Wet Ponds | 347 | 15 | 412.7223 | 6.9949 | 15 | Drainage Wells | 532 | 64% | 64% | 0.0043965 | 0
76 | 2 | 3.0904 | 530 | 76 | 2 | MDR | 4.2138 | 0.209 | 811.452 | 40.21 | 0.207 | 0.148 | 0.871 | 0.031 | 167.702 | 5.958 | 3.0904 | 0.001 | 0 | 0.0030904 | 0 | 0 | 0.00039998 | 617 | 98 | BMP-10: DOT Pond west of Spring Lake |  | 11 | Wet Ponds | 347 | 15 | 412.7223 | 3.1064 | 15 | Drainage Wells | 530 | 64% | 64% | 0.0019779 | 0
76 | 3 | 0.014092 | 531 | 76 | 3 | HDR | 9.6413 | 0.743 | 247.926 | 19.112 | 0.207 | 0.149 | 1.992 | 0.111 | 51.232 | 2.857 | 0.014092 | 0.002 | 0 | 2.8185e-05 | 0 | 0 | 0.00043602 | 617 | 98 | BMP-10: DOT Pond west of Spring Lake |  | 11 | Wet Ponds | 347 | 15 | 412.7223 | 3.1064 | 15 | Drainage Wells | 531 | 64% | 64% | 1.8038e-05 | 0
76 | 2 | 2.2346 | 530 | 76 | 2 | MDR | 4.2138 | 0.209 | 811.452 | 40.21 | 0.207 | 0.148 | 0.871 | 0.031 | 167.702 | 5.958 | 2.2346 | 0.001 | 0 | 0.0022346 | 0 | 0 | 0.00039998 | 618 | 99 | BMP-10: DOT Pond west of Spring Lake |  | 11 | Wet Ponds | 347 | 15 | 412.7223 | 2.2346 | 15 | Drainage Wells | 530 | 64% | 64% | 0.0014302 | 0
76 | 2 | 5.9315 | 530 | 76 | 2 | MDR | 4.2138 | 0.209 | 811.452 | 40.21 | 0.207 | 0.148 | 0.871 | 0.031 | 167.702 | 5.958 | 5.9315 | 0.001 | 0 | 0.0059315 | 0 | 0 | 0.00039998 | 619 | 100 | BMP-10: DOT Pond west of Spring Lake |  | 11 | Wet Ponds | 347 | 15 | 412.7223 | 5.9315 | 15 | Drainage Wells | 530 | 64% | 64% | 0.0037961 | 0
76 | 2 | 3.0622 | 530 | 76 | 2 | MDR | 4.2138 | 0.209 | 811.452 | 40.21 | 0.207 | 0.148 | 0.871 | 0.031 | 167.702 | 5.958 | 3.0622 | 0.001 | 0 | 0.0030622 | 0 | 0 | 0.00039998 | 620 | 101 | BMP-10: DOT Pond west of Spring Lake |  | 11 | Wet Ponds | 347 | 15 | 412.7223 | 3.4485 | 15 | Drainage Wells | 530 | 64% | 64% | 0.0019598 | 0
76 | 2 | 0.16372 | 530 | 76 | 2 | MDR | 4.2138 | 0.209 | 811.452 | 40.21 | 0.207 | 0.148 | 0.871 | 0.031 | 167.702 | 5.958 | 0.16372 | 0.001 | 0 | 0.00016372 | 0 | 0 | 0.00039998 | 621 | 102 | BMP-10: DOT Pond west of Spring Lake |  | 11 | Wet Ponds | 347 | 15 | 412.7223 | 0.94574 | 15 | Drainage Wells | 530 | 64% | 64% | 0.00010478 | 0
76 | 8 | 0.00049794 | 533 | 76 | 8 | AGR | 4.5948 | 0.246 | 506.728 | 27.16 | 0.228 | 0.166 | 1.046 | 0.041 | 115.387 | 4.515 | 0.00049794 | 0.002 | 0 | 9.9587e-07 | 0 | 0 | 0.0005983 | 621 | 102 | BMP-10: DOT Pond west of Spring Lake |  | 11 | Wet Ponds | 347 | 15 | 412.7223 | 0.94574 | 15 | Drainage Wells | 533 | 64% | 64% | 6.3736e-07 | 0
76 | 2 | 3.3357 | 530 | 76 | 2 | MDR | 4.2138 | 0.209 | 811.452 | 40.21 | 0.207 | 0.148 | 0.871 | 0.031 | 167.702 | 5.958 | 3.3357 | 0.001 | 0 | 0.0033357 | 0 | 0 | 0.00039998 | 622 | 103 | BMP-10: DOT Pond west of Spring Lake |  | 11 | Wet Ponds | 347 | 15 | 412.7223 | 3.3357 | 15 | Drainage Wells | 530 | 64% | 64% | 0.0021349 | 0
76 | 2 | 0.00021509 | 530 | 76 | 2 | MDR | 4.2138 | 0.209 | 811.452 | 40.21 | 0.207 | 0.148 | 0.871 | 0.031 | 167.702 | 5.958 | 0.00021509 | 0.001 | 0 | 2.1509e-07 | 0 | 0 | 0.00039998 | 623 | 105 | BMP-13: Spring Lake Baffle Box @ Rio Grande | 2nd Generation Baffle Box | 2 | Baffle Boxes | 347 | 15 | 412.7223 | 0.00021509 | 15 | Drainage Wells | 530 | 64% | 64% | 1.3765e-07 | 0
73 | 4 | 0.00078662 | 516 | 73 | 4 | IND | 8.0329 | 0.602 | 1692.908 | 126.871 | 0.248 | 0.201 | 1.992 | 0.121 | 419.906 | 25.485 | 0.00078662 | 0.014 | 0.001 | 1.1013e-05 | 7.8662e-07 | 0.002 | 0.002163 | 624 | 106 | BMP-13: Spring Lake Baffle Box @ Rio Grande | 2nd Generation Baffle Box | 2 | Baffle Boxes | 347 | 15 | 412.7223 | 33.7062 | 15 | Drainage Wells | 516 | 64% | 64% | 7.0481e-06 | 5.0344e-07
76 | 2 | 10.221 | 530 | 76 | 2 | MDR | 4.2138 | 0.209 | 811.452 | 40.21 | 0.207 | 0.148 | 0.871 | 0.031 | 167.702 | 5.958 | 10.221 | 0.001 | 0 | 0.010221 | 0 | 0 | 0.00039998 | 624 | 106 | BMP-13: Spring Lake Baffle Box @ Rio Grande | 2nd Generation Baffle Box | 2 | Baffle Boxes | 347 | 15 | 412.7223 | 33.7062 | 15 | Drainage Wells | 530 | 64% | 64% | 0.0065414 | 0
76 | 4 | 23.4544 | 532 | 76 | 4 | IND | 6.7195 | 0.588 | 843.724 | 73.858 | 0.195 | 0.142 | 1.313 | 0.084 | 164.818 | 10.493 | 23.4544 | 0.001 | 0 | 0.023454 | 0 | 0 | 0.00036669 | 624 | 106 | BMP-13: Spring Lake Baffle Box @ Rio Grande | 2nd Generation Baffle Box | 2 | Baffle Boxes | 347 | 15 | 412.7223 | 33.7062 | 15 | Drainage Wells | 532 | 64% | 64% | 0.015011 | 0
76 | 2 | 0.030903 | 530 | 76 | 2 | MDR | 4.2138 | 0.209 | 811.452 | 40.21 | 0.207 | 0.148 | 0.871 | 0.031 | 167.702 | 5.958 | 0.030903 | 0.001 | 0 | 3.0903e-05 | 0 | 0 | 0.00039998 | 625 | 107 | BMP-13: Spring Lake Baffle Box @ Rio Grande |  | 2 | Baffle Boxes | 347 | 15 | 412.7223 | 0.27162 | 15 | Drainage Wells | 530 | 64% | 64% | 1.9778e-05 | 0
76 | 4 | 0.24072 | 532 | 76 | 4 | IND | 6.7195 | 0.588 | 843.724 | 73.858 | 0.195 | 0.142 | 1.313 | 0.084 | 164.818 | 10.493 | 0.24072 | 0.001 | 0 | 0.00024072 | 0 | 0 | 0.00036669 | 625 | 107 | BMP-13: Spring Lake Baffle Box @ Rio Grande |  | 2 | Baffle Boxes | 347 | 15 | 412.7223 | 0.27162 | 15 | Drainage Wells | 532 | 64% | 64% | 0.00015406 | 0
76 | 2 | 0.0040947 | 530 | 76 | 2 | MDR | 4.2138 | 0.209 | 811.452 | 40.21 | 0.207 | 0.148 | 0.871 | 0.031 | 167.702 | 5.958 | 0.0040947 | 0.001 | 0 | 4.0947e-06 | 0 | 0 | 0.00039998 | 626 | 108 | BMP-13: Spring Lake Baffle Box @ Rio Grande |  | 2 | Baffle Boxes | 347 | 15 | 412.7223 | 0.17456 | 15 | Drainage Wells | 530 | 64% | 64% | 2.6206e-06 | 0
76 | 4 | 0.17047 | 532 | 76 | 4 | IND | 6.7195 | 0.588 | 843.724 | 73.858 | 0.195 | 0.142 | 1.313 | 0.084 | 164.818 | 10.493 | 0.17047 | 0.001 | 0 | 0.00017047 | 0 | 0 | 0.00036669 | 626 | 108 | BMP-13: Spring Lake Baffle Box @ Rio Grande |  | 2 | Baffle Boxes | 347 | 15 | 412.7223 | 0.17456 | 15 | Drainage Wells | 532 | 64% | 64% | 0.0001091 | 0
70 | 2 | 0.0002257 | 497 | 70 | 2 | MDR | 5.5229 | 0.254 | 1760.42 | 81.108 | 0.385 | 0.206 | 2.127 | 0.052 | 677.966 | 16.675 | 0.0002257 | 0.036 | 0.002 | 8.1252e-06 | 4.514e-07 | 0.007 | 0.0084055 | 628 | 109 | BMP-14: Lake Highland Inlet Baskets | Inlet Basket | 18 | Inlet Baskets | 350 | 15 | 658.9289 | 0.10494 | 15 | Drainage Wells | 497 | 64% | 64% | 5.2001e-06 | 2.8889e-07
70 | 4 | 0.06339 | 499 | 70 | 4 | IND | 8.7985 | 0.717 | 2253.879 | 183.718 | 0.374 | 0.198 | 3.292 | 0.142 | 843.264 | 36.33 | 0.06339 | 0.05 | 0.006 | 0.0031695 | 0.00038034 | 0.006 | 0.0076716 | 628 | 109 | BMP-14: Lake Highland Inlet Baskets | Inlet Basket | 18 | Inlet Baskets | 350 | 15 | 658.9289 | 0.10494 | 15 | Drainage Wells | 499 | 64% | 64% | 0.0020285 | 0.00024342
71 | 2 | 1.3475e-05 | 504 | 71 | 2 | MDR | 9.0838 | 0.454 | 955.962 | 47.796 | 0.18 | 0.125 | 1.638 | 0.057 | 172.39 | 5.989 | 1.3475e-05 | 0.013 | 0.001 | 1.7517e-07 | 1.3475e-08 | 0.001 | 0.0014855 | 628 | 109 | BMP-14: Lake Highland Inlet Baskets | Inlet Basket | 18 | Inlet Baskets | 350 | 15 | 658.9289 | 0.10494 | 15 | Drainage Wells | 504 | 64% | 64% | 1.1211e-07 | 8.6239e-09
71 | 4 | 0.03415 | 505 | 71 | 4 | IND | 14.4417 | 1.28 | 1471.032 | 130.382 | 0.173 | 0.121 | 2.492 | 0.155 | 253.873 | 15.745 | 0.03415 | 0.018 | 0.002 | 0.00061469 | 6.8299e-05 | 0.001 | 0.001355 | 628 | 109 | BMP-14: Lake Highland Inlet Baskets | Inlet Basket | 18 | Inlet Baskets | 350 | 15 | 658.9289 | 0.10494 | 15 | Drainage Wells | 505 | 64% | 64% | 0.0003934 | 4.3712e-05
71 | 6 | 0.0045457 | 506 | 71 | 6 | OPE | 4.0542 | 0.176 | 6.166 | 0.268 | 0.188 | 0.133 | 0.763 | 0.024 | 1.161 | 0.036 | 0.0045457 | 0.007 | 0 | 3.182e-05 | 0 | 0.002 | 0.0018632 | 628 | 109 | BMP-14: Lake Highland Inlet Baskets | Inlet Basket | 18 | Inlet Baskets | 350 | 15 | 658.9289 | 0.10494 | 15 | Drainage Wells | 506 | 64% | 64% | 2.0365e-05 | 0
72 | 2 | 0.0026259 | 510 | 72 | 2 | MDR | 5.0885 | 0.239 | 264.617 | 12.433 | 0.201 | 0.15 | 1.024 | 0.036 | 53.228 | 1.859 | 0.0026259 | 0.008 | 0 | 2.1007e-05 | 0 | 0.002 | 0.0017025 | 628 | 109 | BMP-14: Lake Highland Inlet Baskets | Inlet Basket | 18 | Inlet Baskets | 350 | 15 | 658.9289 | 0.10494 | 15 | Drainage Wells | 510 | 64% | 64% | 1.3445e-05 | 0
72 | 2 | 0.11001 | 510 | 72 | 2 | MDR | 5.0885 | 0.239 | 264.617 | 12.433 | 0.201 | 0.15 | 1.024 | 0.036 | 53.228 | 1.859 | 0.11001 | 0.008 | 0 | 0.00088007 | 0 | 0.002 | 0.0017025 | 629 | 109 | BMP-14: Lake Highland Inlet Baskets | Inlet Basket | 18 | Inlet Baskets | 354 | 15 | 89.731 | 0.38012 | 15 | Drainage Wells | 510 | 64% | 64% | 0.00056325 | 0
72 | 4 | 0.27012 | 511 | 72 | 4 | IND | 8.0456 | 0.672 | 554.359 | 46.29 | 0.193 | 0.144 | 1.551 | 0.097 | 106.853 | 6.685 | 0.27012 | 0.011 | 0.001 | 0.0029713 | 0.00027012 | 0.001 | 0.0015662 | 629 | 109 | BMP-14: Lake Highland Inlet Baskets | Inlet Basket | 18 | Inlet Baskets | 354 | 15 | 89.731 | 0.38012 | 15 | Drainage Wells | 511 | 64% | 64% | 0.0019016 | 0.00017287
69 | 2 | 0.44205 | 491 | 69 | 2 | MDR | 9.3846 | 0.438 | 505.751 | 23.618 | 0.663 | 0.46 | 6.225 | 0.202 | 335.457 | 10.872 | 0.44205 | 0.139 | 0.012 | 0.061445 | 0.0053046 | 0.015 | 0.02792 | 630 | 133 | BMP-16: Lake Formosa Inlet Baskets | Inlet Basket | 18 | Inlet Baskets | 350 | 15 | 658.9289 | 0.44205 | 15 | Drainage Wells | 491 | 64% | 64% | 0.039325 | 0.0033949
67 | 2 | 0.00037753 | 479 | 67 | 2 | MDR | 7.3777 | 0.315 | 483.982 | 20.653 | 0.386 | 0.24 | 2.851 | 0.076 | 187.011 | 4.955 | 0.00037753 | 0.065 | 0.005 | 2.454e-05 | 1.8877e-06 | 0.009 | 0.015341 | 631 | 136 | BMP-17: Winyah (Westchester Ave/Wilkinson St) Baffle Box | 2nd Generation Baffle Box | 2 | Baffle Boxes | 348 | 15 | 179.3064 | 0.0003876 | 15 | Drainage Wells | 479 | 64% | 64% | 1.5705e-05 | 1.2081e-06
67 | 4 | 1.0048e-05 | 480 | 67 | 4 | IND | 11.7478 | 0.886 | 601.685 | 45.401 | 0.378 | 0.234 | 4.445 | 0.207 | 227.67 | 10.61 | 1.0048e-05 | 0.092 | 0.012 | 9.2443e-07 | 1.2058e-07 | 0.008 | 0.014045 | 631 | 136 | BMP-17: Winyah (Westchester Ave/Wilkinson St) Baffle Box | 2nd Generation Baffle Box | 2 | Baffle Boxes | 348 | 15 | 179.3064 | 0.0003876 | 15 | Drainage Wells | 480 | 64% | 64% | 5.9164e-07 | 7.717e-08
73 | 2 | 1.4709 | 514 | 73 | 2 | MDR | 5.0631 | 0.214 | 299.067 | 12.628 | 0.259 | 0.209 | 1.313 | 0.045 | 77.57 | 2.635 | 1.4709 | 0.01 | 0.001 | 0.014709 | 0.0014709 | 0.002 | 0.0023691 | 632 | 140 | BMP-19: Lake Adair Inlet Baskets | Inlet Basket | 18 | Inlet Baskets | 351 | 15 | 246.5229 | 24.4319 | 15 | Drainage Wells | 514 | 64% | 64% | 0.0094135 | 0.00094135
75 | 2 | 22.9228 | 525 | 75 | 2 | MDR | 4.0181 | 0.212 | 821.93 | 43.453 | 0.398 | 0.494 | 1.599 | 0.105 | 327.079 | 21.486 | 22.9228 | 0.004 | 0 | 0.091691 | 0 | 0.001 | 0.0018526 | 632 | 140 | BMP-19: Lake Adair Inlet Baskets | Inlet Basket | 18 | Inlet Baskets | 351 | 15 | 246.5229 | 24.4319 | 15 | Drainage Wells | 525 | 64% | 64% | 0.058682 | 0
75 | 12 | 0.038168 | 529 | 75 | 12 | WAT | 0.20599 | 0.005 | 5.009 | 0.111 | 0.406 | 0.57 | 0.084 | 0.003 | 2.032 | 0.063 | 0.038168 | 0 | 0 | 0 | 0 | 0.001 | 0.0030117 | 632 | 140 | BMP-19: Lake Adair Inlet Baskets | Inlet Basket | 18 | Inlet Baskets | 351 | 15 | 246.5229 | 24.4319 | 15 | Drainage Wells | 529 | 64% | 64% | 0 | 0
73 | 2 | 1.0919 | 514 | 73 | 2 | MDR | 5.0631 | 0.214 | 299.067 | 12.628 | 0.259 | 0.209 | 1.313 | 0.045 | 77.57 | 2.635 | 1.0919 | 0.01 | 0.001 | 0.010919 | 0.0010919 | 0.002 | 0.0023691 | 633 | 141 | BMP-20: Westmoreland Baffle Box | 2nd Generation Baffle Box | 2 | Baffle Boxes | 351 | 15 | 246.5229 | 11.5755 | 15 | Drainage Wells | 514 | 64% | 64% | 0.0069882 | 0.00069882
73 | 3 | 1.2888 | 515 | 73 | 3 | HDR | 11.5849 | 0.759 | 171.532 | 11.245 | 0.259 | 0.209 | 3.004 | 0.159 | 44.478 | 2.353 | 1.2888 | 0.023 | 0.002 | 0.029642 | 0.0025776 | 0.002 | 0.0025716 | 633 | 141 | BMP-20: Westmoreland Baffle Box | 2nd Generation Baffle Box | 2 | Baffle Boxes | 351 | 15 | 246.5229 | 11.5755 | 15 | Drainage Wells | 515 | 64% | 64% | 0.018971 | 0.0016497
75 | 2 | 6.8306 | 525 | 75 | 2 | MDR | 4.0181 | 0.212 | 821.93 | 43.453 | 0.398 | 0.494 | 1.599 | 0.105 | 327.079 | 21.486 | 6.8306 | 0.004 | 0 | 0.027323 | 0 | 0.001 | 0.0018526 | 633 | 141 | BMP-20: Westmoreland Baffle Box | 2nd Generation Baffle Box | 2 | Baffle Boxes | 351 | 15 | 246.5229 | 11.5755 | 15 | Drainage Wells | 525 | 64% | 64% | 0.017486 | 0
75 | 3 | 0.48111 | 526 | 75 | 3 | HDR | 9.1935 | 0.757 | 92.045 | 7.584 | 0.398 | 0.506 | 3.659 | 0.383 | 36.633 | 3.837 | 0.48111 | 0.008 | 0.002 | 0.0038489 | 0.00096223 | 0.001 | 0.0020218 | 633 | 141 | BMP-20: Westmoreland Baffle Box | 2nd Generation Baffle Box | 2 | Baffle Boxes | 351 | 15 | 246.5229 | 11.5755 | 15 | Drainage Wells | 526 | 64% | 64% | 0.0024633 | 0.00061583
76 | 2 | 0.74065 | 530 | 76 | 2 | MDR | 4.2138 | 0.209 | 811.452 | 40.21 | 0.207 | 0.148 | 0.871 | 0.031 | 167.702 | 5.958 | 0.74065 | 0.001 | 0 | 0.00074065 | 0 | 0 | 0.00039998 | 633 | 141 | BMP-20: Westmoreland Baffle Box | 2nd Generation Baffle Box | 2 | Baffle Boxes | 351 | 15 | 246.5229 | 11.5755 | 15 | Drainage Wells | 530 | 64% | 64% | 0.00047402 | 0
76 | 3 | 1.1424 | 531 | 76 | 3 | HDR | 9.6413 | 0.743 | 247.926 | 19.112 | 0.207 | 0.149 | 1.992 | 0.111 | 51.232 | 2.857 | 1.1424 | 0.002 | 0 | 0.0022848 | 0 | 0 | 0.00043602 | 633 | 141 | BMP-20: Westmoreland Baffle Box | 2nd Generation Baffle Box | 2 | Baffle Boxes | 351 | 15 | 246.5229 | 11.5755 | 15 | Drainage Wells | 531 | 64% | 64% | 0.0014623 | 0
73 | 2 | 3.0504 | 514 | 73 | 2 | MDR | 5.0631 | 0.214 | 299.067 | 12.628 | 0.259 | 0.209 | 1.313 | 0.045 | 77.57 | 2.635 | 3.0504 | 0.01 | 0.001 | 0.030504 | 0.0030504 | 0.002 | 0.0023691 | 634 | 141 | BMP-20: Westmoreland Baffle Box | 2nd Generation Baffle Box | 2 | Baffle Boxes | 353 | 15 | 353.5356 | 3.856 | 15 | Drainage Wells | 514 | 64% | 64% | 0.019523 | 0.0019523
73 | 4 | 0.80556 | 516 | 73 | 4 | IND | 8.0329 | 0.602 | 1692.908 | 126.871 | 0.248 | 0.201 | 1.992 | 0.121 | 419.906 | 25.485 | 0.80556 | 0.014 | 0.001 | 0.011278 | 0.00080556 | 0.002 | 0.002163 | 634 | 141 | BMP-20: Westmoreland Baffle Box | 2nd Generation Baffle Box | 2 | Baffle Boxes | 353 | 15 | 353.5356 | 3.856 | 15 | Drainage Wells | 516 | 64% | 64% | 0.0072179 | 0.00051556
73 | 4 | 0.017942 | 516 | 73 | 4 | IND | 8.0329 | 0.602 | 1692.908 | 126.871 | 0.248 | 0.201 | 1.992 | 0.121 | 419.906 | 25.485 | 0.017942 | 0.014 | 0.001 | 0.00025118 | 1.7942e-05 | 0.002 | 0.002163 | 635 | 142 | BMP-20: Westmoreland Baffle Box |  | 2 | Baffle Boxes | 353 | 15 | 353.5356 | 0.017942 | 15 | Drainage Wells | 516 | 64% | 64% | 0.00016076 | 1.1483e-05
70 | 12 | 0.029617 | 502 | 70 | 12 | WAT | 0.2829 | 0.005 | 34.355 | 0.664 | 0.416 | 0.251 | 0.118 | 0.001 | 14.285 | 0.166 | 0.029617 | 0.002 | 0 | 5.9234e-05 | 0 | 0.007 | 0.013176 | 636 | 143 | BMP-21: Lake Ivanhoe Inlet Baskets | Inlet Basket | 18 | Inlet Baskets | 350 | 15 | 658.9289 | 0.73566 | 15 | Drainage Wells | 502 | 64% | 64% | 3.791e-05 | 0
70 | 13 | 0.70604 | 503 | 70 | 13 | WET | 0.82208 | 0.031 | 3.13 | 0.118 | 0.42 | 0.268 | 0.345 | 0.008 | 1.315 | 0.032 | 0.70604 | 0.006 | 0 | 0.0042363 | 0 | 0.007 | 0.014822 | 636 | 143 | BMP-21: Lake Ivanhoe Inlet Baskets | Inlet Basket | 18 | Inlet Baskets | 350 | 15 | 658.9289 | 0.73566 | 15 | Drainage Wells | 503 | 64% | 64% | 0.0027112 | 0
70 | 2 | 0.063957 | 497 | 70 | 2 | MDR | 5.5229 | 0.254 | 1760.42 | 81.108 | 0.385 | 0.206 | 2.127 | 0.052 | 677.966 | 16.675 | 0.063957 | 0.036 | 0.002 | 0.0023024 | 0.00012791 | 0.007 | 0.0084055 | 637 | 144 | BMP-21: Lake Ivanhoe Inlet Baskets | Inlet Basket | 18 | Inlet Baskets | 350 | 15 | 658.9289 | 0.066121 | 15 | Drainage Wells | 497 | 64% | 64% | 0.0014736 | 8.1865e-05
70 | 12 | 0.0021659 | 502 | 70 | 12 | WAT | 0.2829 | 0.005 | 34.355 | 0.664 | 0.416 | 0.251 | 0.118 | 0.001 | 14.285 | 0.166 | 0.0021659 | 0.002 | 0 | 4.3318e-06 | 0 | 0.007 | 0.013176 | 637 | 144 | BMP-21: Lake Ivanhoe Inlet Baskets | Inlet Basket | 18 | Inlet Baskets | 350 | 15 | 658.9289 | 0.066121 | 15 | Drainage Wells | 502 | 64% | 64% | 2.7724e-06 | 0
70 | 2 | 188.9544 | 497 | 70 | 2 | MDR | 5.5229 | 0.254 | 1760.42 | 81.108 | 0.385 | 0.206 | 2.127 | 0.052 | 677.966 | 16.675 | 188.9544 | 0.036 | 0.002 | 6.8024 | 0.37791 | 0.007 | 0.0084055 | 638 | 145 | BMP-21: Lake Ivanhoe Inlet Baskets | Inlet Basket | 18 | Inlet Baskets | 350 | 15 | 658.9289 | 213.5492 | 15 | Drainage Wells | 497 | 64% | 64% | 4.3535 | 0.24186
70 | 3 | 0.27865 | 498 | 70 | 3 | HDR | 12.6366 | 0.906 | 99.975 | 7.166 | 0.385 | 0.207 | 4.866 | 0.188 | 38.494 | 1.486 | 0.27865 | 0.082 | 0.008 | 0.02285 | 0.0022292 | 0.007 | 0.0091169 | 638 | 145 | BMP-21: Lake Ivanhoe Inlet Baskets | Inlet Basket | 18 | Inlet Baskets | 350 | 15 | 658.9289 | 213.5492 | 15 | Drainage Wells | 498 | 64% | 64% | 0.014624 | 0.0014267
70 | 4 | 13.682 | 499 | 70 | 4 | IND | 8.7985 | 0.717 | 2253.879 | 183.718 | 0.374 | 0.198 | 3.292 | 0.142 | 843.264 | 36.33 | 13.682 | 0.05 | 0.006 | 0.6841 | 0.082092 | 0.006 | 0.0076716 | 638 | 145 | BMP-21: Lake Ivanhoe Inlet Baskets | Inlet Basket | 18 | Inlet Baskets | 350 | 15 | 658.9289 | 213.5492 | 15 | Drainage Wells | 499 | 64% | 64% | 0.43782 | 0.052539
70 | 6 | 2.5769 | 500 | 70 | 6 | OPE | 2.4604 | 0.099 | 11.619 | 0.465 | 0.397 | 0.22 | 0.976 | 0.022 | 4.608 | 0.102 | 2.5769 | 0.018 | 0.001 | 0.046384 | 0.0025769 | 0.007 | 0.010205 | 638 | 145 | BMP-21: Lake Ivanhoe Inlet Baskets | Inlet Basket | 18 | Inlet Baskets | 350 | 15 | 658.9289 | 213.5492 | 15 | Drainage Wells | 500 | 64% | 64% | 0.029685 | 0.0016492
70 | 12 | 0.11496 | 502 | 70 | 12 | WAT | 0.2829 | 0.005 | 34.355 | 0.664 | 0.416 | 0.251 | 0.118 | 0.001 | 14.285 | 0.166 | 0.11496 | 0.002 | 0 | 0.00022992 | 0 | 0.007 | 0.013176 | 638 | 145 | BMP-21: Lake Ivanhoe Inlet Baskets | Inlet Basket | 18 | Inlet Baskets | 350 | 15 | 658.9289 | 213.5492 | 15 | Drainage Wells | 502 | 64% | 64% | 0.00014715 | 0
75 | 2 | 5.2828 | 525 | 75 | 2 | MDR | 4.0181 | 0.212 | 821.93 | 43.453 | 0.398 | 0.494 | 1.599 | 0.105 | 327.079 | 21.486 | 5.2828 | 0.004 | 0 | 0.021131 | 0 | 0.001 | 0.0018526 | 638 | 145 | BMP-21: Lake Ivanhoe Inlet Baskets | Inlet Basket | 18 | Inlet Baskets | 350 | 15 | 658.9289 | 213.5492 | 15 | Drainage Wells | 525 | 64% | 64% | 0.013524 | 0
75 | 4 | 2.6595 | 527 | 75 | 4 | IND | 6.4171 | 0.599 | 216.238 | 20.191 | 0.386 | 0.477 | 2.475 | 0.286 | 83.408 | 9.627 | 2.6595 | 0.005 | 0.001 | 0.013297 | 0.0026595 | 0.001 | 0.0016881 | 638 | 145 | BMP-21: Lake Ivanhoe Inlet Baskets | Inlet Basket | 18 | Inlet Baskets | 350 | 15 | 658.9289 | 213.5492 | 15 | Drainage Wells | 527 | 64% | 64% | 0.0085102 | 0.001702
70 | 2 | 0.015686 | 497 | 70 | 2 | MDR | 5.5229 | 0.254 | 1760.42 | 81.108 | 0.385 | 0.206 | 2.127 | 0.052 | 677.966 | 16.675 | 0.015686 | 0.036 | 0.002 | 0.00056469 | 3.1372e-05 | 0.007 | 0.0084055 | 639 | 145 | BMP-21: Lake Ivanhoe Inlet Baskets | Inlet Basket | 18 | Inlet Baskets | 351 | 15 | 246.5229 | 0.097994 | 15 | Drainage Wells | 497 | 64% | 64% | 0.0003614 | 2.0078e-05
70 | 4 | 0.022072 | 499 | 70 | 4 | IND | 8.7985 | 0.717 | 2253.879 | 183.718 | 0.374 | 0.198 | 3.292 | 0.142 | 843.264 | 36.33 | 0.022072 | 0.05 | 0.006 | 0.0011036 | 0.00013243 | 0.006 | 0.0076716 | 639 | 145 | BMP-21: Lake Ivanhoe Inlet Baskets | Inlet Basket | 18 | Inlet Baskets | 351 | 15 | 246.5229 | 0.097994 | 15 | Drainage Wells | 499 | 64% | 64% | 0.00070632 | 8.4758e-05
75 | 2 | 0.0058543 | 525 | 75 | 2 | MDR | 4.0181 | 0.212 | 821.93 | 43.453 | 0.398 | 0.494 | 1.599 | 0.105 | 327.079 | 21.486 | 0.0058543 | 0.004 | 0 | 2.3417e-05 | 0 | 0.001 | 0.0018526 | 639 | 145 | BMP-21: Lake Ivanhoe Inlet Baskets | Inlet Basket | 18 | Inlet Baskets | 351 | 15 | 246.5229 | 0.097994 | 15 | Drainage Wells | 525 | 64% | 64% | 1.4987e-05 | 0
75 | 4 | 0.054381 | 527 | 75 | 4 | IND | 6.4171 | 0.599 | 216.238 | 20.191 | 0.386 | 0.477 | 2.475 | 0.286 | 83.408 | 9.627 | 0.054381 | 0.005 | 0.001 | 0.00027191 | 5.4381e-05 | 0.001 | 0.0016881 | 639 | 145 | BMP-21: Lake Ivanhoe Inlet Baskets | Inlet Basket | 18 | Inlet Baskets | 351 | 15 | 246.5229 | 0.097994 | 15 | Drainage Wells | 527 | 64% | 64% | 0.00017402 | 3.4804e-05
70 | 3 | 2.63e-05 | 498 | 70 | 3 | HDR | 12.6366 | 0.906 | 99.975 | 7.166 | 0.385 | 0.207 | 4.866 | 0.188 | 38.494 | 1.486 | 2.63e-05 | 0.082 | 0.008 | 2.1566e-06 | 2.104e-07 | 0.007 | 0.0091169 | 640 | 146 | BMP-21: Lake Ivanhoe Inlet Baskets |  | 18 | Inlet Baskets | 350 | 15 | 658.9289 | 0.86058 | 15 | Drainage Wells | 498 | 64% | 64% | 1.3802e-06 | 1.3466e-07
70 | 4 | 0.86056 | 499 | 70 | 4 | IND | 8.7985 | 0.717 | 2253.879 | 183.718 | 0.374 | 0.198 | 3.292 | 0.142 | 843.264 | 36.33 | 0.86056 | 0.05 | 0.006 | 0.043028 | 0.0051633 | 0.006 | 0.0076716 | 640 | 146 | BMP-21: Lake Ivanhoe Inlet Baskets |  | 18 | Inlet Baskets | 350 | 15 | 658.9289 | 0.86058 | 15 | Drainage Wells | 499 | 64% | 64% | 0.027538 | 0.0033045
70 | 2 | 0.39927 | 497 | 70 | 2 | MDR | 5.5229 | 0.254 | 1760.42 | 81.108 | 0.385 | 0.206 | 2.127 | 0.052 | 677.966 | 16.675 | 0.39927 | 0.036 | 0.002 | 0.014374 | 0.00079853 | 0.007 | 0.0084055 | 641 | 147 | BMP-21: Lake Ivanhoe Inlet Baskets |  | 18 | Inlet Baskets | 350 | 15 | 658.9289 | 0.41324 | 15 | Drainage Wells | 497 | 64% | 64% | 0.0091991 | 0.00051106
70 | 4 | 0.013976 | 499 | 70 | 4 | IND | 8.7985 | 0.717 | 2253.879 | 183.718 | 0.374 | 0.198 | 3.292 | 0.142 | 843.264 | 36.33 | 0.013976 | 0.05 | 0.006 | 0.00069882 | 8.3859e-05 | 0.006 | 0.0076716 | 641 | 147 | BMP-21: Lake Ivanhoe Inlet Baskets |  | 18 | Inlet Baskets | 350 | 15 | 658.9289 | 0.41324 | 15 | Drainage Wells | 499 | 64% | 64% | 0.00044725 | 5.367e-05
70 | 2 | 0.06299 | 497 | 70 | 2 | MDR | 5.5229 | 0.254 | 1760.42 | 81.108 | 0.385 | 0.206 | 2.127 | 0.052 | 677.966 | 16.675 | 0.06299 | 0.036 | 0.002 | 0.0022677 | 0.00012598 | 0.007 | 0.0084055 | 642 | 148 | BMP-21: Lake Ivanhoe Inlet Baskets |  | 18 | Inlet Baskets | 350 | 15 | 658.9289 | 0.06299 | 15 | Drainage Wells | 497 | 64% | 64% | 0.0014513 | 8.0628e-05
70 | 2 | 0.062997 | 497 | 70 | 2 | MDR | 5.5229 | 0.254 | 1760.42 | 81.108 | 0.385 | 0.206 | 2.127 | 0.052 | 677.966 | 16.675 | 0.062997 | 0.036 | 0.002 | 0.0022679 | 0.00012599 | 0.007 | 0.0084055 | 643 | 149 | BMP-21: Lake Ivanhoe Inlet Baskets |  | 18 | Inlet Baskets | 350 | 15 | 658.9289 | 0.062997 | 15 | Drainage Wells | 497 | 64% | 64% | 0.0014514 | 8.0636e-05
66 | 2 | 0.063221 | 474 | 66 | 2 | MDR | 8.9792 | 0.44 | 638.788 | 31.3 | 0.204 | 0.154 | 1.833 | 0.068 | 130.37 | 4.828 | 0.063221 | 0.043 | 0.004 | 0.0027185 | 0.00025289 | 0.005 | 0.0099068 | 644 | 150 | BMP-22: Lake Druid Inlet Baskets | Inlet Basket | 18 | Inlet Baskets | 352 | 15 | 82.2447 | 0.063221 | 15 | Drainage Wells | 474 | 64% | 64% | 0.0017398 | 0.00016185
76 | 2 | 24.9849 | 530 | 76 | 2 | MDR | 4.2138 | 0.209 | 811.452 | 40.21 | 0.207 | 0.148 | 0.871 | 0.031 | 167.702 | 5.958 | 24.9849 | 0.001 | 0 | 0.024985 | 0 | 0 | 0.00039998 | 645 | 151 | BMP-23: Spring Lake Inlet Baskets | Inlet Basket | 18 | Inlet Baskets | 347 | 15 | 412.7223 | 25.2555 | 15 | Drainage Wells | 530 | 64% | 64% | 0.01599 | 0
76 | 4 | 0.18563 | 532 | 76 | 4 | IND | 6.7195 | 0.588 | 843.724 | 73.858 | 0.195 | 0.142 | 1.313 | 0.084 | 164.818 | 10.493 | 0.18563 | 0.001 | 0 | 0.00018563 | 0 | 0 | 0.00036669 | 645 | 151 | BMP-23: Spring Lake Inlet Baskets | Inlet Basket | 18 | Inlet Baskets | 347 | 15 | 412.7223 | 25.2555 | 15 | Drainage Wells | 532 | 64% | 64% | 0.00011881 | 0
76 | 12 | 0.084916 | 535 | 76 | 12 | WAT | 0.21682 | 0.004 | 9.259 | 0.192 | 0.237 | 0.182 | 0.051 | 0.001 | 2.194 | 0.035 | 0.084916 | 0 | 0 | 0 | 0 | 0 | 0.00043432 | 645 | 151 | BMP-23: Spring Lake Inlet Baskets | Inlet Basket | 18 | Inlet Baskets | 347 | 15 | 412.7223 | 25.2555 | 15 | Drainage Wells | 535 | 64% | 64% | 0 | 0
76 | 2 | 20.4182 | 530 | 76 | 2 | MDR | 4.2138 | 0.209 | 811.452 | 40.21 | 0.207 | 0.148 | 0.871 | 0.031 | 167.702 | 5.958 | 20.4182 | 0.001 | 0 | 0.020418 | 0 | 0 | 0.00039998 | 646 | 152 | BMP-24: Spring Lake Baffle Box @ Springdale | 2nd Generation Baffle Box | 2 | Baffle Boxes | 347 | 15 | 412.7223 | 21.3714 | 15 | Drainage Wells | 530 | 64% | 64% | 0.013068 | 0
76 | 4 | 0.90786 | 532 | 76 | 4 | IND | 6.7195 | 0.588 | 843.724 | 73.858 | 0.195 | 0.142 | 1.313 | 0.084 | 164.818 | 10.493 | 0.90786 | 0.001 | 0 | 0.00090786 | 0 | 0 | 0.00036669 | 646 | 152 | BMP-24: Spring Lake Baffle Box @ Springdale | 2nd Generation Baffle Box | 2 | Baffle Boxes | 347 | 15 | 412.7223 | 21.3714 | 15 | Drainage Wells | 532 | 64% | 64% | 0.00058103 | 0
76 | 12 | 0.045306 | 535 | 76 | 12 | WAT | 0.21682 | 0.004 | 9.259 | 0.192 | 0.237 | 0.182 | 0.051 | 0.001 | 2.194 | 0.035 | 0.045306 | 0 | 0 | 0 | 0 | 0 | 0.00043432 | 646 | 152 | BMP-24: Spring Lake Baffle Box @ Springdale | 2nd Generation Baffle Box | 2 | Baffle Boxes | 347 | 15 | 412.7223 | 21.3714 | 15 | Drainage Wells | 535 | 64% | 64% | 0 | 0
76 | 2 | 0.0039252 | 530 | 76 | 2 | MDR | 4.2138 | 0.209 | 811.452 | 40.21 | 0.207 | 0.148 | 0.871 | 0.031 | 167.702 | 5.958 | 0.0039252 | 0.001 | 0 | 3.9252e-06 | 0 | 0 | 0.00039998 | 647 | 153 | BMP-24: Spring Lake Baffle Box @ Springdale |  | 2 | Baffle Boxes | 347 | 15 | 412.7223 | 0.0040696 | 15 | Drainage Wells | 530 | 64% | 64% | 2.5121e-06 | 0
76 | 4 | 0.00014446 | 532 | 76 | 4 | IND | 6.7195 | 0.588 | 843.724 | 73.858 | 0.195 | 0.142 | 1.313 | 0.084 | 164.818 | 10.493 | 0.00014446 | 0.001 | 0 | 1.4446e-07 | 0 | 0 | 0.00036669 | 647 | 153 | BMP-24: Spring Lake Baffle Box @ Springdale |  | 2 | Baffle Boxes | 347 | 15 | 412.7223 | 0.0040696 | 15 | Drainage Wells | 532 | 64% | 64% | 9.2457e-08 | 0
76 | 2 | 0.018804 | 530 | 76 | 2 | MDR | 4.2138 | 0.209 | 811.452 | 40.21 | 0.207 | 0.148 | 0.871 | 0.031 | 167.702 | 5.958 | 0.018804 | 0.001 | 0 | 1.8804e-05 | 0 | 0 | 0.00039998 | 648 | 154 | BMP-24: Spring Lake Baffle Box @ Springdale |  | 2 | Baffle Boxes | 347 | 15 | 412.7223 | 0.018804 | 15 | Drainage Wells | 530 | 64% | 64% | 1.2034e-05 | 0
58 | 4 | 0.1164 | 429 | 58 | 4 | IND | 15.6534 | 1.223 | 3061.189 | 239.111 | 0.496 | 0.309 | 7.77 | 0.378 | 1519.482 | 73.842 | 0.1164 | 0.973 | 0.063 | 0.11325 | 0.007333 | 0.062 | 0.051479 | 702 | 175 | Lake Island Interconnect | Pond | 11 | Wet Ponds | 348 | 15 | 179.3064 | 0.1164 | 15 | Drainage Wells | 429 | 64% | 64% | 0.072483 | 0.0046931
54 | 4 | 0.078577 | 405 | 54 | 4 | IND | 12.8914 | 1.1 | 4692.599 | 400.236 | 0.246 | 0.095 | 3.169 | 0.104 | 1153.707 | 37.957 | 0.078577 | 0.239 | 0.011 | 0.01878 | 0.00086435 | 0.019 | 0.010459 | 703 | 175 | Lake Island Interconnect | Pond | 11 | Wet Ponds | 355 | 15 | 919.7853 | 0.09412 | 15 | Drainage Wells | 405 | 64% | 64% | 0.012019 | 0.00055318
55 | 4 | 0.015542 | 410 | 55 | 4 | IND | 9.3984 | 0.78 | 1374.955 | 114.092 | 0.224 | 0.227 | 2.103 | 0.177 | 307.589 | 25.895 | 0.015542 | 0.043 | 0.002 | 0.00066833 | 3.1085e-05 | 0.005 | 0.0027609 | 703 | 175 | Lake Island Interconnect | Pond | 11 | Wet Ponds | 355 | 15 | 919.7853 | 0.09412 | 15 | Drainage Wells | 410 | 64% | 64% | 0.00042773 | 1.9894e-05
53 | 4 | 0.0096888 | 397 | 53 | 4 | IND | 14.2092 | 1.148 | 5078.608 | 410.432 | 0.376 | 0.28 | 5.338 | 0.321 | 1907.765 | 114.742 | 0.0096888 | 0.948 | 0.097 | 0.009185 | 0.00093981 | 0.067 | 0.084638 | 705 | 176 | Lake Island Interconnect | Pond | 11 | Wet Ponds | 355 | 15 | 919.7853 | 0.092049 | 15 | Drainage Wells | 397 | 64% | 64% | 0.0058784 | 0.00060148
54 | 3 | 0.024284 | 404 | 54 | 3 | HDR | 17.8456 | 1.33 | 737.078 | 54.952 | 0.256 | 0.098 | 4.572 | 0.131 | 188.841 | 5.401 | 0.024284 | 0.36 | 0.015 | 0.0087422 | 0.00036426 | 0.02 | 0.011434 | 705 | 176 | Lake Island Interconnect | Pond | 11 | Wet Ponds | 355 | 15 | 919.7853 | 0.092049 | 15 | Drainage Wells | 404 | 64% | 64% | 0.005595 | 0.00023313
54 | 4 | 0.046775 | 405 | 54 | 4 | IND | 12.8914 | 1.1 | 4692.599 | 400.236 | 0.246 | 0.095 | 3.169 | 0.104 | 1153.707 | 37.957 | 0.046775 | 0.239 | 0.011 | 0.011179 | 0.00051453 | 0.019 | 0.010459 | 705 | 176 | Lake Island Interconnect | Pond | 11 | Wet Ponds | 355 | 15 | 919.7853 | 0.092049 | 15 | Drainage Wells | 405 | 64% | 64% | 0.0071547 | 0.0003293
55 | 4 | 0.011301 | 410 | 55 | 4 | IND | 9.3984 | 0.78 | 1374.955 | 114.092 | 0.224 | 0.227 | 2.103 | 0.177 | 307.589 | 25.895 | 0.011301 | 0.043 | 0.002 | 0.00048595 | 2.2602e-05 | 0.005 | 0.0027609 | 705 | 176 | Lake Island Interconnect | Pond | 11 | Wet Ponds | 355 | 15 | 919.7853 | 0.092049 | 15 | Drainage Wells | 410 | 64% | 64% | 0.00031101 | 1.4465e-05
58 | 4 | 1.7161 | 429 | 58 | 4 | IND | 15.6534 | 1.223 | 3061.189 | 239.111 | 0.496 | 0.309 | 7.77 | 0.378 | 1519.482 | 73.842 | 1.7161 | 0.973 | 0.063 | 1.6697 | 0.10811 | 0.062 | 0.051479 | 718 | 185 | Mead Garden Pond | Pond | 11 | Wet Ponds | 348 | 15 | 179.3064 | 1.7161 | 15 | Drainage Wells | 429 | 64% | 64% | 1.0686 | 0.069191
70 | 6 | 0.001709 | 500 | 70 | 6 | OPE | 2.4604 | 0.099 | 11.619 | 0.465 | 0.397 | 0.22 | 0.976 | 0.022 | 4.608 | 0.102 | 0.001709 | 0.018 | 0.001 | 3.0762e-05 | 1.709e-06 | 0.007 | 0.010205 | 513 | -1 |  |  | 0 |  | 350 | 15 | 658.9289 | 321.9759 | 15 | Drainage Wells | 500 | 64% | 64% | 1.9688e-05 | 1.0938e-06
71 | 6 | 0.001709 | 506 | 71 | 6 | OPE | 4.0542 | 0.176 | 6.166 | 0.268 | 0.188 | 0.133 | 0.763 | 0.024 | 1.161 | 0.036 | 0.001709 | 0.007 | 0 | 1.1963e-05 | 0 | 0.002 | 0.0018632 | 513 | -1 |  |  | 0 |  | 350 | 15 | 658.9289 | 321.9759 | 15 | Drainage Wells | 506 | 64% | 64% | 7.6564e-06 | 0
70 | 2 | 0.00030891 | 497 | 70 | 2 | MDR | 5.5229 | 0.254 | 1760.42 | 81.108 | 0.385 | 0.206 | 2.127 | 0.052 | 677.966 | 16.675 | 0.00030891 | 0.036 | 0.002 | 1.1121e-05 | 6.1783e-07 | 0.007 | 0.0084055 | 517 | -1 |  |  | 0 |  | 354 | 15 | 89.731 | 89.1752 | 15 | Drainage Wells | 497 | 64% | 64% | 7.1174e-06 | 3.9541e-07
72 | 2 | 0.00030891 | 510 | 72 | 2 | MDR | 5.0885 | 0.239 | 264.617 | 12.433 | 0.201 | 0.15 | 1.024 | 0.036 | 53.228 | 1.859 | 0.00030891 | 0.008 | 0 | 2.4713e-06 | 0 | 0.002 | 0.0017025 | 517 | -1 |  |  | 0 |  | 354 | 15 | 89.731 | 89.1752 | 15 | Drainage Wells | 510 | 64% | 64% | 1.5816e-06 | 0
54 | 4 | 0.0078306 | 405 | 54 | 4 | IND | 12.8914 | 1.1 | 4692.599 | 400.236 | 0.246 | 0.095 | 3.169 | 0.104 | 1153.707 | 37.957 | 0.0078306 | 0.239 | 0.011 | 0.0018715 | 8.6136e-05 | 0.019 | 0.010459 | 739 | -1 |  |  | 0 |  | 359 | 15 | 0.01511 | 0.0078306 | 15 | Drainage Wells | 405 | 64% | 64% | 0.0011978 | 5.5127e-05
58 | 4 | 1.5793 | 429 | 58 | 4 | IND | 15.6534 | 1.223 | 3061.189 | 239.111 | 0.496 | 0.309 | 7.77 | 0.378 | 1519.482 | 73.842 | 1.5793 | 0.973 | 0.063 | 1.5367 | 0.099496 | 0.062 | 0.051479 | 753 | 175 | Lake Island Interconnect | Pond | 11 | Wet Ponds | 357 | 15 | 3.1574 | 1.7237 | 15 | Drainage Wells | 429 | 64% | 64% | 0.98346 | 0.063677
58 | 6 | 0.10813 | 430 | 58 | 6 | OPE | 4.3897 | 0.172 | 211.467 | 8.278 | 0.506 | 0.326 | 2.221 | 0.056 | 106.999 | 2.698 | 0.10813 | 0.292 | 0.01 | 0.031573 | 0.0010813 | 0.066 | 0.057901 | 753 | 175 | Lake Island Interconnect | Pond | 11 | Wet Ponds | 357 | 15 | 3.1574 | 1.7237 | 15 | Drainage Wells | 430 | 64% | 64% | 0.020207 | 0.00069201
68 | 4 | 0.036229 | 484 | 68 | 4 | IND | 13.0109 | 1.271 | 1684.79 | 164.641 | 0.356 | 0.352 | 4.638 | 0.448 | 600.604 | 57.953 | 0.036229 | 0.04 | 0.008 | 0.0014492 | 0.00028983 | 0.003 | 0.00609 | 753 | 175 | Lake Island Interconnect | Pond | 11 | Wet Ponds | 357 | 15 | 3.1574 | 1.7237 | 15 | Drainage Wells | 484 | 64% | 64% | 0.00092746 | 0.00018549
54 | 4 | 0.0072898 | 405 | 54 | 4 | IND | 12.8914 | 1.1 | 4692.599 | 400.236 | 0.246 | 0.095 | 3.169 | 0.104 | 1153.707 | 37.957 | 0.0072898 | 0.239 | 0.011 | 0.0017423 | 8.0188e-05 | 0.019 | 0.010459 | 755 | 176 | Lake Island Interconnect | Pond | 11 | Wet Ponds | 359 | 15 | 0.01511 | 0.0072898 | 15 | Drainage Wells | 405 | 64% | 64% | 0.001115 | 5.132e-05
58 | 4 | 1.3485 | 429 | 58 | 4 | IND | 15.6534 | 1.223 | 3061.189 | 239.111 | 0.496 | 0.309 | 7.77 | 0.378 | 1519.482 | 73.842 | 1.3485 | 0.973 | 0.063 | 1.3121 | 0.084958 | 0.062 | 0.051479 | 757 | 185 | Mead Garden Pond | Pond | 11 | Wet Ponds | 357 | 15 | 3.1574 | 1.4359 | 15 | Drainage Wells | 429 | 64% | 64% | 0.83976 | 0.054373
58 | 6 | 0.087372 | 430 | 58 | 6 | OPE | 4.3897 | 0.172 | 211.467 | 8.278 | 0.506 | 0.326 | 2.221 | 0.056 | 106.999 | 2.698 | 0.087372 | 0.292 | 0.01 | 0.025513 | 0.00087372 | 0.066 | 0.057901 | 757 | 185 | Mead Garden Pond | Pond | 11 | Wet Ponds | 357 | 15 | 3.1574 | 1.4359 | 15 | Drainage Wells | 430 | 64% | 64% | 0.016328 | 0.00055918
10 | 4 | 0.95641 | 13 | 10 | 4 | IND | 13.1528 | 1.186 | 6233.588 | 562.16 | 0.215 | 0.107 | 2.826 | 0.127 | 1339.375 | 60.359 | 0.95641 | 1.344 | 0.064 | 1.2854 | 0.06121 | 0.102 | 0.054107 | 7 | 7 | Lake Concord Stormwater Park/ Anniversary Park - Dry Detention | Dry Detention - Portion of Redevelopment and Retrofit of City-owned property into an educational stormwater Park including installation of 2 baffle boxes and an exfiltration trench, and other BMPs (1) | 5 | Dry Ponds | -1 | 0 | 0 | 0.95641 | 5 | Dry Ponds | 13 | 20% | 20% | 0.25708 | 0.012242
11 | 2 | 7.6889 | 21 | 0 | 0 |  | 0 | 0 | 0 | 0 | 0 | 0 | 0 | 0 | 0 | 0 | 7.6889 | 0 | 0 | 0 | 0 | 0 | 0 | 182 | -1 |  |  | 0 |  | 14 | 5 | 1446.1418 | 1446.1978 | 5 | Dry Ponds | 21 | 20% | 20% | 0 | 0
11 | 4 | 7.2575 | 23 | 0 | 0 |  | 0 | 0 | 0 | 0 | 0 | 0 | 0 | 0 | 0 | 0 | 7.2575 | 0 | 0 | 0 | 0 | 0 | 0 | 182 | -1 |  |  | 0 |  | 14 | 5 | 1446.1418 | 1446.1978 | 5 | Dry Ponds | 23 | 20% | 20% | 0 | 0
11 | 10 | 0.0042035 | 25 | 0 | 0 |  | 0 | 0 | 0 | 0 | 0 | 0 | 0 | 0 | 0 | 0 | 0.0042035 | 0 | 0 | 0 | 0 | 0 | 0 | 182 | -1 |  |  | 0 |  | 14 | 5 | 1446.1418 | 1446.1978 | 5 | Dry Ponds | 25 | 20% | 20% | 0 | 0
11 | 12 | 0.12873 | 27 | 0 | 0 |  | 0 | 0 | 0 | 0 | 0 | 0 | 0 | 0 | 0 | 0 | 0.12873 | 0 | 0 | 0 | 0 | 0 | 0 | 182 | -1 |  |  | 0 |  | 14 | 5 | 1446.1418 | 1446.1978 | 5 | Dry Ponds | 27 | 20% | 20% | 0 | 0
11 | 13 | 0.24146 | 28 | 0 | 0 |  | 0 | 0 | 0 | 0 | 0 | 0 | 0 | 0 | 0 | 0 | 0.24146 | 0 | 0 | 0 | 0 | 0 | 0 | 182 | -1 |  |  | 0 |  | 14 | 5 | 1446.1418 | 1446.1978 | 5 | Dry Ponds | 28 | 20% | 20% | 0 | 0
12 | 2 | 0.59149 | 30 | 12 | 2 | MDR | 9.8043 | 0.478 | 3299.018 | 160.951 | 0.191 | 0.144 | 1.876 | 0.069 | 631.242 | 23.116 | 0.59149 | 0.895 | 0.035 | 0.52939 | 0.020702 | 0.091 | 0.072588 | 182 | -1 |  |  | 0 |  | 14 | 5 | 1446.1418 | 1446.1978 | 5 | Dry Ponds | 30 | 20% | 20% | 0.10588 | 0.0041405
12 | 4 | 3.0621 | 32 | 12 | 4 | IND | 14.5181 | 1.342 | 4977.165 | 460.2 | 0.187 | 0.143 | 2.714 | 0.191 | 930.547 | 65.617 | 3.0621 | 1.286 | 0.097 | 3.9378 | 0.29702 | 0.089 | 0.072122 | 182 | -1 |  |  | 0 |  | 14 | 5 | 1446.1418 | 1446.1978 | 5 | Dry Ponds | 32 | 20% | 20% | 0.78756 | 0.059404
15 | 3 | 0.022042 | 49 | 15 | 3 | HDR | 15.855 | 1.386 | 5622.889 | 491.639 | 0.471 | 0.496 | 7.465 | 0.687 | 2647.371 | 243.749 | 0.022042 | 7.465 | 0.687 | 0.16454 | 0.015143 | 0.471 | 0.49579 | 182 | -1 |  |  | 0 |  | 14 | 5 | 1446.1418 | 1446.1978 | 5 | Dry Ponds | 49 | 20% | 20% | 0.032909 | 0.0030286
15 | 4 | 15.1791 | 50 | 15 | 4 | IND | 9.745 | 0.997 | 2826.058 | 289.213 | 0.468 | 0.494 | 4.565 | 0.492 | 1323.876 | 142.73 | 15.1791 | 4.565 | 0.492 | 69.2925 | 7.4681 | 0.468 | 0.49351 | 182 | -1 |  |  | 0 |  | 14 | 5 | 1446.1418 | 1446.1978 | 5 | Dry Ponds | 50 | 20% | 20% | 13.8585 | 1.4936
15 | 13 | 10.4054 | 56 | 15 | 13 | WET | 5.949 | 0.459 | 2341.804 | 180.724 | 0.473 | 0.503 | 2.811 | 0.231 | 1106.548 | 90.851 | 10.4054 | 2.811 | 0.231 | 29.2497 | 2.4037 | 0.473 | 0.50271 | 182 | -1 |  |  | 0 |  | 14 | 5 | 1446.1418 | 1446.1978 | 5 | Dry Ponds | 56 | 20% | 20% | 5.8499 | 0.48073
16 | 1 | 0.0035854 | 57 | 0 | 0 |  | 0 | 0 | 0 | 0 | 0 | 0 | 0 | 0 | 0 | 0 | 0.0035854 | 0 | 0 | 0 | 0 | 0 | 0 | 182 | -1 |  |  | 0 |  | 14 | 5 | 1446.1418 | 1446.1978 | 5 | Dry Ponds | 57 | 20% | 20% | 0 | 0
16 | 2 | 1.2283 | 58 | 0 | 0 |  | 0 | 0 | 0 | 0 | 0 | 0 | 0 | 0 | 0 | 0 | 1.2283 | 0 | 0 | 0 | 0 | 0 | 0 | 182 | -1 |  |  | 0 |  | 14 | 5 | 1446.1418 | 1446.1978 | 5 | Dry Ponds | 58 | 20% | 20% | 0 | 0
16 | 3 | 1.682 | 59 | 0 | 0 |  | 0 | 0 | 0 | 0 | 0 | 0 | 0 | 0 | 0 | 0 | 1.682 | 0 | 0 | 0 | 0 | 0 | 0 | 182 | -1 |  |  | 0 |  | 14 | 5 | 1446.1418 | 1446.1978 | 5 | Dry Ponds | 59 | 20% | 20% | 0 | 0
16 | 4 | 0.3243 | 60 | 0 | 0 |  | 0 | 0 | 0 | 0 | 0 | 0 | 0 | 0 | 0 | 0 | 0.3243 | 0 | 0 | 0 | 0 | 0 | 0 | 182 | -1 |  |  | 0 |  | 14 | 5 | 1446.1418 | 1446.1978 | 5 | Dry Ponds | 60 | 20% | 20% | 0 | 0
16 | 8 | 0.16475 | 62 | 0 | 0 |  | 0 | 0 | 0 | 0 | 0 | 0 | 0 | 0 | 0 | 0 | 0.16475 | 0 | 0 | 0 | 0 | 0 | 0 | 182 | -1 |  |  | 0 |  | 14 | 5 | 1446.1418 | 1446.1978 | 5 | Dry Ponds | 62 | 20% | 20% | 0 | 0
16 | 11 | 0.0067681 | 64 | 0 | 0 |  | 0 | 0 | 0 | 0 | 0 | 0 | 0 | 0 | 0 | 0 | 0.0067681 | 0 | 0 | 0 | 0 | 0 | 0 | 182 | -1 |  |  | 0 |  | 14 | 5 | 1446.1418 | 1446.1978 | 5 | Dry Ponds | 64 | 20% | 20% | 0 | 0
16 | 12 | 0.89509 | 65 | 0 | 0 |  | 0 | 0 | 0 | 0 | 0 | 0 | 0 | 0 | 0 | 0 | 0.89509 | 0 | 0 | 0 | 0 | 0 | 0 | 182 | -1 |  |  | 0 |  | 14 | 5 | 1446.1418 | 1446.1978 | 5 | Dry Ponds | 65 | 20% | 20% | 0 | 0
17 | 2 | 6.1714 | 68 | 17 | 2 | MDR | 6.4584 | 0.305 | 670.572 | 31.619 | 0.194 | 0.242 | 1.253 | 0.074 | 130.107 | 7.661 | 6.1714 | 0.671 | 0.037 | 4.141 | 0.22834 | 0.104 | 0.12061 | 182 | -1 |  |  | 0 |  | 14 | 5 | 1446.1418 | 1446.1978 | 5 | Dry Ponds | 68 | 20% | 20% | 0.8282 | 0.045668
17 | 3 | 0.081459 | 69 | 17 | 3 | HDR | 14.8198 | 1.118 | 5539.566 | 417.79 | 0.194 | 0.252 | 2.875 | 0.282 | 1074.504 | 105.449 | 0.081459 | 1.538 | 0.142 | 0.12528 | 0.011567 | 0.104 | 0.12671 | 182 | -1 |  |  | 0 |  | 14 | 5 | 1446.1418 | 1446.1978 | 5 | Dry Ponds | 69 | 20% | 20% | 0.025057 | 0.0023134
17 | 4 | 206.2422 | 70 | 17 | 4 | IND | 10.6803 | 0.917 | 6923.519 | 594.527 | 0.185 | 0.241 | 1.98 | 0.221 | 1283.288 | 143.117 | 206.2422 | 1.044 | 0.109 | 215.3169 | 22.4804 | 0.098 | 0.11912 | 182 | -1 |  |  | 0 |  | 14 | 5 | 1446.1418 | 1446.1978 | 5 | Dry Ponds | 70 | 20% | 20% | 43.0634 | 4.4961
17 | 10 | 0.24082 | 74 | 17 | 10 | RAN | 2.288 | 0.086 | 50.221 | 1.885 | 0.211 | 0.267 | 0.482 | 0.023 | 10.574 | 0.504 | 0.24082 | 0.264 | 0.012 | 0.063578 | 0.0028899 | 0.115 | 0.13702 | 182 | -1 |  |  | 0 |  | 14 | 5 | 1446.1418 | 1446.1978 | 5 | Dry Ponds | 74 | 20% | 20% | 0.012716 | 0.00057798
17 | 11 | 0.24156 | 75 | 17 | 11 | FOR | 1.208 | 0.044 | 26.249 | 0.947 | 0.22 | 0.295 | 0.266 | 0.013 | 5.787 | 0.279 | 0.24156 | 0.146 | 0.007 | 0.035267 | 0.0016909 | 0.121 | 0.15307 | 182 | -1 |  |  | 0 |  | 14 | 5 | 1446.1418 | 1446.1978 | 5 | Dry Ponds | 75 | 20% | 20% | 0.0070535 | 0.00033818
17 | 12 | 14.2267 | 76 | 17 | 12 | WAT | 0.13258 | 0.003 | 20.157 | 0.442 | 0.233 | 0.3 | 0.031 | 0.001 | 4.695 | 0.133 | 14.2267 | 0.017 | 0 | 0.24185 | 0 | 0.131 | 0.15787 | 182 | -1 |  |  | 0 |  | 14 | 5 | 1446.1418 | 1446.1978 | 5 | Dry Ponds | 76 | 20% | 20% | 0.048371 | 0
17 | 13 | 10.2151 | 77 | 17 | 13 | WET | 10.0743 | 0.59 | 936.934 | 54.834 | 0.188 | 0.244 | 1.894 | 0.144 | 176.189 | 13.388 | 10.2151 | 1.003 | 0.072 | 10.2457 | 0.73549 | 0.1 | 0.1213 | 182 | -1 |  |  | 0 |  | 14 | 5 | 1446.1418 | 1446.1978 | 5 | Dry Ponds | 77 | 20% | 20% | 2.0491 | 0.1471
18 | 1 | 55.4708 | 78 | 18 | 1 | LDR | 3.1522 | 0.144 | 1003.387 | 45.864 | 0.584 | 0.53 | 1.84 | 0.076 | 585.797 | 24.293 | 55.4708 | 1.648 | 0.07 | 91.416 | 3.883 | 0.523 | 0.4827 | 182 | -1 |  |  | 0 |  | 14 | 5 | 1446.1418 | 1446.1978 | 5 | Dry Ponds | 78 | 20% | 20% | 18.2832 | 0.77659
18 | 2 | 110.2662 | 79 | 18 | 2 | MDR | 6.3655 | 0.317 | 3149.375 | 157.071 | 0.582 | 0.527 | 3.702 | 0.167 | 1831.62 | 82.709 | 110.2662 | 3.314 | 0.152 | 365.4223 | 16.7605 | 0.521 | 0.47954 | 182 | -1 |  |  | 0 |  | 14 | 5 | 1446.1418 | 1446.1978 | 5 | Dry Ponds | 79 | 20% | 20% | 73.0845 | 3.3521
18 | 3 | 20.3391 | 80 | 18 | 3 | HDR | 14.5839 | 1.158 | 2978.273 | 236.441 | 0.582 | 0.53 | 8.481 | 0.614 | 1731.992 | 125.426 | 20.3391 | 7.592 | 0.56 | 154.4144 | 11.3899 | 0.521 | 0.4834 | 182 | -1 |  |  | 0 |  | 14 | 5 | 1446.1418 | 1446.1978 | 5 | Dry Ponds | 80 | 20% | 20% | 30.8829 | 2.278
18 | 4 | 122.5314 | 81 | 18 | 4 | IND | 10.5583 | 0.959 | 3587.63 | 325.963 | 0.571 | 0.521 | 6.027 | 0.499 | 2047.853 | 169.712 | 122.5314 | 5.379 | 0.454 | 659.0965 | 55.6293 | 0.509 | 0.47343 | 182 | -1 |  |  | 0 |  | 14 | 5 | 1446.1418 | 1446.1978 | 5 | Dry Ponds | 81 | 20% | 20% | 131.8193 | 11.1259
18 | 6 | 0.021918 | 82 | 18 | 6 | OPE | 2.7936 | 0.118 | 46.415 | 1.956 | 0.592 | 0.54 | 1.655 | 0.064 | 27.497 | 1.055 | 0.021918 | 1.486 | 0.058 | 0.03257 | 0.0012712 | 0.532 | 0.49285 | 182 | -1 |  |  | 0 |  | 14 | 5 | 1446.1418 | 1446.1978 | 5 | Dry Ponds | 82 | 20% | 20% | 0.0065139 | 0.00025424
18 | 7 | 0.54492 | 83 | 18 | 7 | PAS | 5.7558 | 0.292 | 250.976 | 12.716 | 0.596 | 0.545 | 3.432 | 0.159 | 149.665 | 6.933 | 0.54492 | 3.083 | 0.145 | 1.68 | 0.079014 | 0.536 | 0.49832 | 182 | -1 |  |  | 0 |  | 14 | 5 | 1446.1418 | 1446.1978 | 5 | Dry Ponds | 83 | 20% | 20% | 0.336 | 0.015803
18 | 8 | 6.7676 | 84 | 18 | 8 | AGR | 6.3985 | 0.325 | 60.629 | 3.082 | 0.599 | 0.547 | 3.831 | 0.178 | 36.299 | 1.687 | 6.7676 | 3.443 | 0.163 | 23.3008 | 1.1031 | 0.538 | 0.5005 | 182 | -1 |  |  | 0 |  | 14 | 5 | 1446.1418 | 1446.1978 | 5 | Dry Ponds | 84 | 20% | 20% | 4.6602 | 0.22062
18 | 11 | 5.7246 | 86 | 18 | 11 | FOR | 1.2162 | 0.046 | 93.332 | 3.532 | 0.602 | 0.553 | 0.732 | 0.025 | 56.155 | 1.953 | 5.7246 | 0.658 | 0.023 | 3.7668 | 0.13167 | 0.541 | 0.50633 | 182 | -1 |  |  | 0 |  | 14 | 5 | 1446.1418 | 1446.1978 | 5 | Dry Ponds | 86 | 20% | 20% | 0.75336 | 0.026333
18 | 12 | 8.264 | 87 | 18 | 12 | WAT | 0.17137 | 0.004 | 5.832 | 0.136 | 0.613 | 0.558 | 0.105 | 0.002 | 3.575 | 0.076 | 8.264 | 0.095 | 0.002 | 0.78508 | 0.016528 | 0.554 | 0.51224 | 182 | -1 |  |  | 0 |  | 14 | 5 | 1446.1418 | 1446.1978 | 5 | Dry Ponds | 87 | 20% | 20% | 0.15702 | 0.0033056
18 | 13 | 86.1908 | 88 | 18 | 13 | WET | 6.3299 | 0.467 | 3029.459 | 223.738 | 0.591 | 0.549 | 3.74 | 0.256 | 1789.776 | 122.728 | 86.1908 | 3.357 | 0.235 | 289.3424 | 20.2548 | 0.53 | 0.50183 | 182 | -1 |  |  | 0 |  | 14 | 5 | 1446.1418 | 1446.1978 | 5 | Dry Ponds | 88 | 20% | 20% | 57.8685 | 4.051
20 | 1 | 19.1268 | 89 | 20 | 1 | LDR | 3.0927 | 0.134 | 164.16 | 7.139 | 0.263 | 0.31 | 0.812 | 0.042 | 43.096 | 2.212 | 19.1268 | 0.728 | 0.038 | 13.9243 | 0.72682 | 0.235 | 0.28311 | 182 | -1 |  |  | 0 |  | 14 | 5 | 1446.1418 | 1446.1978 | 5 | Dry Ponds | 89 | 20% | 20% | 2.7849 | 0.14536
20 | 2 | 18.6731 | 90 | 20 | 2 | MDR | 6.2353 | 0.295 | 1827.302 | 86.532 | 0.261 | 0.306 | 1.626 | 0.09 | 476.632 | 26.453 | 18.6731 | 1.457 | 0.082 | 27.2067 | 1.5312 | 0.234 | 0.27918 | 182 | -1 |  |  | 0 |  | 14 | 5 | 1446.1418 | 1446.1978 | 5 | Dry Ponds | 90 | 20% | 20% | 5.4413 | 0.30624
20 | 3 | 1.431 | 91 | 20 | 3 | HDR | 14.2981 | 1.08 | 2836.849 | 214.305 | 0.261 | 0.323 | 3.729 | 0.349 | 739.833 | 69.25 | 1.431 | 3.341 | 0.319 | 4.7811 | 0.4565 | 0.234 | 0.29532 | 182 | -1 |  |  | 0 |  | 14 | 5 | 1446.1418 | 1446.1978 | 5 | Dry Ponds | 91 | 20% | 20% | 0.95621 | 0.0913
20 | 4 | 27.9512 | 92 | 20 | 4 | IND | 10.2361 | 0.882 | 2104.039 | 181.35 | 0.253 | 0.305 | 2.587 | 0.269 | 531.76 | 55.308 | 27.9512 | 2.313 | 0.246 | 64.6511 | 6.876 | 0.226 | 0.27837 | 182 | -1 |  |  | 0 |  | 14 | 5 | 1446.1418 | 1446.1978 | 5 | Dry Ponds | 92 | 20% | 20% | 12.9302 | 1.3752
20 | 6 | 5.6616 | 93 | 20 | 6 | OPE | 2.7965 | 0.113 | 137.405 | 5.559 | 0.27 | 0.326 | 0.755 | 0.037 | 37.074 | 1.812 | 5.6616 | 0.677 | 0.034 | 3.8329 | 0.19249 | 0.242 | 0.29816 | 182 | -1 |  |  | 0 |  | 14 | 5 | 1446.1418 | 1446.1978 | 5 | Dry Ponds | 93 | 20% | 20% | 0.76658 | 0.038499
20 | 7 | 2.2895 | 94 | 20 | 7 | PAS | 5.8912 | 0.287 | 104.004 | 5.065 | 0.274 | 0.34 | 1.613 | 0.098 | 28.473 | 1.725 | 2.2895 | 1.449 | 0.089 | 3.3175 | 0.20377 | 0.246 | 0.31143 | 182 | -1 |  |  | 0 |  | 14 | 5 | 1446.1418 | 1446.1978 | 5 | Dry Ponds | 94 | 20% | 20% | 0.6635 | 0.040753
20 | 8 | 3.2696 | 95 | 20 | 8 | AGR | 6.6475 | 0.326 | 224.943 | 11.038 | 0.279 | 0.352 | 1.857 | 0.115 | 62.825 | 3.889 | 3.2696 | 1.669 | 0.105 | 5.4569 | 0.34331 | 0.251 | 0.32247 | 182 | -1 |  |  | 0 |  | 14 | 5 | 1446.1418 | 1446.1978 | 5 | Dry Ponds | 95 | 20% | 20% | 1.0914 | 0.068661
20 | 10 | 0.050651 | 96 | 20 | 10 | RAN | 2.3315 | 0.088 | 32.89 | 1.245 | 0.277 | 0.342 | 0.646 | 0.03 | 9.117 | 0.426 | 0.050651 | 0.581 | 0.028 | 0.029428 | 0.0014182 | 0.249 | 0.31337 | 182 | -1 |  |  | 0 |  | 14 | 5 | 1446.1418 | 1446.1978 | 5 | Dry Ponds | 96 | 20% | 20% | 0.0058856 | 0.00028364
20 | 11 | 4.3961 | 97 | 20 | 11 | FOR | 1.2281 | 0.043 | 62.365 | 2.199 | 0.289 | 0.392 | 0.355 | 0.017 | 18.012 | 0.863 | 4.3961 | 0.319 | 0.016 | 1.4024 | 0.070338 | 0.26 | 0.35973 | 182 | -1 |  |  | 0 |  | 14 | 5 | 1446.1418 | 1446.1978 | 5 | Dry Ponds | 97 | 20% | 20% | 0.28047 | 0.014068
20 | 12 | 0.88053 | 98 | 20 | 12 | WAT | 0.16087 | 0.003 | 7.65 | 0.163 | 0.298 | 0.384 | 0.048 | 0.001 | 2.283 | 0.063 | 0.88053 | 0.043 | 0.001 | 0.037863 | 0.00088053 | 0.27 | 0.35322 | 182 | -1 |  |  | 0 |  | 14 | 5 | 1446.1418 | 1446.1978 | 5 | Dry Ponds | 98 | 20% | 20% | 0.0075725 | 0.00017611
20 | 13 | 19.579 | 99 | 20 | 13 | WET | 4.0215 | 0.221 | 1471.384 | 80.96 | 0.274 | 0.404 | 1.102 | 0.089 | 403.085 | 32.694 | 19.579 | 0.992 | 0.082 | 19.4224 | 1.6055 | 0.247 | 0.3713 | 182 | -1 |  |  | 0 |  | 14 | 5 | 1446.1418 | 1446.1978 | 5 | Dry Ponds | 99 | 20% | 20% | 3.8845 | 0.3211
21 | 1 | 5.1032 | 100 | 21 | 1 | LDR | 3.3354 | 0.158 | 101.037 | 4.792 | 0.583 | 0.524 | 1.944 | 0.083 | 58.888 | 2.512 | 5.1032 | 1.741 | 0.076 | 8.8846 | 0.38784 | 0.522 | 0.47822 | 182 | -1 |  |  | 0 |  | 14 | 5 | 1446.1418 | 1446.1978 | 5 | Dry Ponds | 100 | 20% | 20% | 1.7769 | 0.077568
21 | 2 | 12.6258 | 101 | 21 | 2 | MDR | 6.6729 | 0.344 | 2377.176 | 122.649 | 0.581 | 0.521 | 3.875 | 0.179 | 1380.281 | 63.876 | 12.6258 | 3.469 | 0.163 | 43.799 | 2.058 | 0.52 | 0.47481 | 182 | -1 |  |  | 0 |  | 14 | 5 | 1446.1418 | 1446.1978 | 5 | Dry Ponds | 101 | 20% | 20% | 8.7598 | 0.4116
21 | 4 | 73.0293 | 103 | 21 | 4 | IND | 10.5311 | 1.016 | 2225.298 | 214.731 | 0.569 | 0.516 | 5.997 | 0.524 | 1267.178 | 110.76 | 73.0293 | 5.358 | 0.477 | 391.2907 | 34.835 | 0.509 | 0.46982 | 182 | -1 |  |  | 0 |  | 14 | 5 | 1446.1418 | 1446.1978 | 5 | Dry Ponds | 103 | 20% | 20% | 78.2581 | 6.967
21 | 6 | 15.8807 | 104 | 21 | 6 | OPE | 3.1285 | 0.138 | 99.006 | 4.38 | 0.592 | 0.536 | 1.853 | 0.074 | 58.642 | 2.347 | 15.8807 | 1.662 | 0.068 | 26.3938 | 1.0799 | 0.531 | 0.48947 | 182 | -1 |  |  | 0 |  | 14 | 5 | 1446.1418 | 1446.1978 | 5 | Dry Ponds | 104 | 20% | 20% | 5.2788 | 0.21598
21 | 10 | 0.43486 | 105 | 21 | 10 | RAN | 2.6531 | 0.11 | 110.764 | 4.607 | 0.6 | 0.544 | 1.591 | 0.06 | 66.427 | 2.507 | 0.43486 | 1.429 | 0.055 | 0.62142 | 0.023917 | 0.539 | 0.49725 | 182 | -1 |  |  | 0 |  | 14 | 5 | 1446.1418 | 1446.1978 | 5 | Dry Ponds | 105 | 20% | 20% | 0.12428 | 0.0047835
21 | 11 | 0.81825 | 106 | 21 | 11 | FOR | 1.4462 | 0.058 | 50.677 | 2.039 | 0.61 | 0.559 | 0.882 | 0.033 | 30.894 | 1.14 | 0.81825 | 0.793 | 0.03 | 0.64887 | 0.024547 | 0.548 | 0.51168 | 182 | -1 |  |  | 0 |  | 14 | 5 | 1446.1418 | 1446.1978 | 5 | Dry Ponds | 106 | 20% | 20% | 0.12977 | 0.0049095
21 | 12 | 1.7562 | 107 | 21 | 12 | WAT | 0.21083 | 0.005 | 4.617 | 0.107 | 0.624 | 0.563 | 0.132 | 0.003 | 2.882 | 0.06 | 1.7562 | 0.119 | 0.003 | 0.20899 | 0.0052686 | 0.565 | 0.51707 | 182 | -1 |  |  | 0 |  | 14 | 5 | 1446.1418 | 1446.1978 | 5 | Dry Ponds | 107 | 20% | 20% | 0.041798 | 0.0010537
21 | 13 | 7.8336 | 108 | 21 | 13 | WET | 9.1936 | 0.658 | 2071.933 | 148.288 | 0.576 | 0.524 | 5.293 | 0.345 | 1192.781 | 77.679 | 7.8336 | 4.736 | 0.314 | 37.0998 | 2.4597 | 0.515 | 0.47752 | 182 | -1 |  |  | 0 |  | 14 | 5 | 1446.1418 | 1446.1978 | 5 | Dry Ponds | 108 | 20% | 20% | 7.42 | 0.49195
22 | 1 | 0.91411 | 109 | 22 | 1 | LDR | 3.7854 | 0.168 | 177.534 | 7.86 | 0.5 | 0.587 | 1.894 | 0.098 | 88.849 | 4.616 | 0.91411 | 1.699 | 0.09 | 1.5531 | 0.08227 | 0.449 | 0.53588 | 182 | -1 |  |  | 0 |  | 14 | 5 | 1446.1418 | 1446.1978 | 5 | Dry Ponds | 109 | 20% | 20% | 0.31062 | 0.016454
22 | 2 | 2.8789 | 110 | 22 | 2 | MDR | 7.124 | 0.335 | 167.505 | 7.886 | 0.499 | 0.585 | 3.554 | 0.196 | 83.561 | 4.615 | 2.8789 | 3.186 | 0.179 | 9.1721 | 0.51532 | 0.447 | 0.53363 | 182 | -1 |  |  | 0 |  | 14 | 5 | 1446.1418 | 1446.1978 | 5 | Dry Ponds | 110 | 20% | 20% | 1.8344 | 0.10306
22 | 3 | 0.012166 | 111 | 22 | 3 | HDR | 15.2243 | 1.119 | 381.404 | 28.042 | 0.499 | 0.592 | 7.591 | 0.662 | 190.166 | 16.591 | 0.012166 | 6.804 | 0.604 | 0.082779 | 0.0073484 | 0.447 | 0.53972 | 182 | -1 |  |  | 0 |  | 14 | 5 | 1446.1418 | 1446.1978 | 5 | Dry Ponds | 111 | 20% | 20% | 0.016556 | 0.0014697
22 | 4 | 35.9766 | 112 | 22 | 4 | IND | 10.2535 | 0.86 | 3096.286 | 259.79 | 0.49 | 0.583 | 5.026 | 0.501 | 1517.698 | 151.395 | 35.9766 | 4.495 | 0.457 | 161.7149 | 16.4413 | 0.438 | 0.53064 | 182 | -1 |  |  | 0 |  | 14 | 5 | 1446.1418 | 1446.1978 | 5 | Dry Ponds | 112 | 20% | 20% | 32.343 | 3.2883
22 | 11 | 1.4136 | 117 | 22 | 11 | FOR | 1.7193 | 0.065 | 165.518 | 6.246 | 0.521 | 0.611 | 0.895 | 0.04 | 86.204 | 3.815 | 1.4136 | 0.805 | 0.036 | 1.138 | 0.050891 | 0.468 | 0.55883 | 182 | -1 |  |  | 0 |  | 14 | 5 | 1446.1418 | 1446.1978 | 5 | Dry Ponds | 117 | 20% | 20% | 0.22759 | 0.010178
22 | 12 | 1.2768 | 118 | 22 | 12 | WAT | 0.46969 | 0.014 | 7.177 | 0.218 | 0.511 | 0.591 | 0.24 | 0.008 | 3.668 | 0.129 | 1.2768 | 0.216 | 0.008 | 0.2758 | 0.010215 | 0.46 | 0.54073 | 182 | -1 |  |  | 0 |  | 14 | 5 | 1446.1418 | 1446.1978 | 5 | Dry Ponds | 118 | 20% | 20% | 0.055159 | 0.0020429
22 | 13 | 2.1467 | 119 | 22 | 13 | WET | 8.444 | 0.523 | 2739.76 | 169.685 | 0.492 | 0.585 | 4.155 | 0.306 | 1348.008 | 99.205 | 2.1467 | 3.717 | 0.279 | 7.9791 | 0.59892 | 0.44 | 0.53269 | 182 | -1 |  |  | 0 |  | 14 | 5 | 1446.1418 | 1446.1978 | 5 | Dry Ponds | 119 | 20% | 20% | 1.5958 | 0.11978
23 | 1 | 4.9101 | 120 | 23 | 1 | LDR | 3.7741 | 0.173 | 72.766 | 3.34 | 0.895 | 0.911 | 3.379 | 0.158 | 65.147 | 3.043 | 4.9101 | 3.379 | 0.158 | 16.5913 | 0.7758 | 0.895 | 0.91115 | 182 | -1 |  |  | 0 |  | 14 | 5 | 1446.1418 | 1446.1978 | 5 | Dry Ponds | 120 | 20% | 20% | 3.3183 | 0.15516
23 | 2 | 18.1451 | 121 | 23 | 2 | MDR | 7.0851 | 0.345 | 2693.279 | 131.118 | 0.895 | 0.911 | 6.34 | 0.314 | 2410.131 | 119.396 | 18.1451 | 6.34 | 0.314 | 115.0396 | 5.6975 | 0.895 | 0.9106 | 182 | -1 |  |  | 0 |  | 14 | 5 | 1446.1418 | 1446.1978 | 5 | Dry Ponds | 121 | 20% | 20% | 23.0079 | 1.1395
23 | 3 | 44.6501 | 122 | 23 | 3 | HDR | 15.1365 | 1.11 | 4936.678 | 361.861 | 0.895 | 0.911 | 13.544 | 1.011 | 4417.226 | 329.591 | 44.6501 | 13.544 | 1.011 | 604.7412 | 45.1413 | 0.895 | 0.91082 | 182 | -1 |  |  | 0 |  | 14 | 5 | 1446.1418 | 1446.1978 | 5 | Dry Ponds | 122 | 20% | 20% | 120.9482 | 9.0283
23 | 4 | 105.2429 | 123 | 23 | 4 | IND | 10.0422 | 0.85 | 5417.453 | 458.426 | 0.893 | 0.909 | 8.963 | 0.773 | 4835.422 | 416.755 | 105.2429 | 8.963 | 0.773 | 943.2921 | 81.3528 | 0.893 | 0.9091 | 182 | -1 |  |  | 0 |  | 14 | 5 | 1446.1418 | 1446.1978 | 5 | Dry Ponds | 123 | 20% | 20% | 188.6584 | 16.2706
23 | 6 | 10.8915 | 125 | 23 | 6 | OPE | 3.6976 | 0.161 | 262.851 | 11.454 | 0.896 | 0.912 | 3.313 | 0.147 | 235.546 | 10.445 | 10.8915 | 3.313 | 0.147 | 36.0835 | 1.6011 | 0.896 | 0.91192 | 182 | -1 |  |  | 0 |  | 14 | 5 | 1446.1418 | 1446.1978 | 5 | Dry Ponds | 125 | 20% | 20% | 7.2167 | 0.32021
23 | 8 | 0.77531 | 126 | 23 | 8 | AGR | 8.6099 | 0.429 | 979.986 | 48.777 | 0.897 | 0.913 | 7.725 | 0.391 | 879.312 | 44.533 | 0.77531 | 7.725 | 0.391 | 5.9893 | 0.30315 | 0.897 | 0.91298 | 182 | -1 |  |  | 0 |  | 14 | 5 | 1446.1418 | 1446.1978 | 5 | Dry Ponds | 126 | 20% | 20% | 1.1979 | 0.06063
23 | 10 | 10.1774 | 127 | 23 | 10 | RAN | 2.7374 | 0.11 | 128.156 | 5.163 | 0.897 | 0.913 | 2.456 | 0.101 | 114.999 | 4.714 | 10.1774 | 2.456 | 0.101 | 24.9957 | 1.0279 | 0.897 | 0.91292 | 182 | -1 |  |  | 0 |  | 14 | 5 | 1446.1418 | 1446.1978 | 5 | Dry Ponds | 127 | 20% | 20% | 4.9991 | 0.20558
23 | 11 | 8.0186 | 128 | 23 | 11 | FOR | 1.6962 | 0.066 | 200.677 | 7.773 | 0.898 | 0.914 | 1.524 | 0.06 | 180.29 | 7.106 | 8.0186 | 1.524 | 0.06 | 12.2203 | 0.48111 | 0.898 | 0.91417 | 182 | -1 |  |  | 0 |  | 14 | 5 | 1446.1418 | 1446.1978 | 5 | Dry Ponds | 128 | 20% | 20% | 2.4441 | 0.096223
23 | 12 | 6.84 | 129 | 23 | 12 | WAT | 0.49355 | 0.016 | 34.255 | 1.077 | 0.898 | 0.913 | 0.443 | 0.014 | 30.778 | 0.983 | 6.84 | 0.443 | 0.014 | 3.0301 | 0.095759 | 0.898 | 0.91306 | 182 | -1 |  |  | 0 |  | 14 | 5 | 1446.1418 | 1446.1978 | 5 | Dry Ponds | 129 | 20% | 20% | 0.60602 | 0.019152
23 | 13 | 25.907 | 130 | 23 | 13 | WET | 8.0216 | 0.526 | 6987.131 | 457.734 | 0.893 | 0.91 | 7.166 | 0.478 | 6241.869 | 416.507 | 25.907 | 7.166 | 0.478 | 185.6498 | 12.3836 | 0.893 | 0.90993 | 182 | -1 |  |  | 0 |  | 14 | 5 | 1446.1418 | 1446.1978 | 5 | Dry Ponds | 130 | 20% | 20% | 37.13 | 2.4767
24 | 1 | 0.23902 | 131 | 24 | 1 | LDR | 4.6601 | 0.367 | 900.974 | 71.038 | 0.233 | 0.12 | 1.086 | 0.044 | 210.047 | 8.502 | 0.23902 | 0.628 | 0.023 | 0.15011 | 0.0054975 | 0.135 | 0.061741 | 182 | -1 |  |  | 0 |  | 14 | 5 | 1446.1418 | 1446.1978 | 5 | Dry Ponds | 131 | 20% | 20% | 0.030021 | 0.0010995
24 | 2 | 1.33 | 132 | 24 | 2 | MDR | 9.1244 | 0.747 | 4998.613 | 409.165 | 0.231 | 0.117 | 2.111 | 0.087 | 1156.347 | 47.73 | 1.33 | 1.216 | 0.045 | 1.6173 | 0.059851 | 0.133 | 0.060038 | 182 | -1 |  |  | 0 |  | 14 | 5 | 1446.1418 | 1446.1978 | 5 | Dry Ponds | 132 | 20% | 20% | 0.32346 | 0.01197
24 | 13 | 0.29883 | 141 | 24 | 13 | WET | 7.4495 | 0.68 | 3122.888 | 285.148 | 0.237 | 0.139 | 1.764 | 0.095 | 739.648 | 39.666 | 0.29883 | 1.023 | 0.049 | 0.30571 | 0.014643 | 0.137 | 0.072548 | 182 | -1 |  |  | 0 |  | 14 | 5 | 1446.1418 | 1446.1978 | 5 | Dry Ponds | 141 | 20% | 20% | 0.061142 | 0.0029286
92 | 1 | 7.9659 | 566 | 92 | 1 | LDR | 5.7049 | 0.265 | 242.69 | 11.285 | 0.417 | 0.337 | 2.381 | 0.089 | 101.298 | 3.801 | 7.9659 | 1.277 | 0.045 | 10.1724 | 0.35846 | 0.224 | 0.16991 | 182 | -1 |  |  | 0 |  | 14 | 5 | 1446.1418 | 1446.1978 | 5 | Dry Ponds | 566 | 20% | 20% | 2.0345 | 0.071693
92 | 2 | 80.2941 | 567 | 92 | 2 | MDR | 11.4307 | 0.577 | 3171.321 | 160.031 | 0.415 | 0.333 | 4.743 | 0.192 | 1315.816 | 53.26 | 80.2941 | 2.534 | 0.096 | 203.4652 | 7.7082 | 0.222 | 0.16717 | 182 | -1 |  |  | 0 |  | 14 | 5 | 1446.1418 | 1446.1978 | 5 | Dry Ponds | 567 | 20% | 20% | 40.693 | 1.5416
92 | 3 | 15.0791 | 568 | 92 | 3 | HDR | 26.2337 | 2.148 | 606.773 | 49.675 | 0.415 | 0.342 | 10.884 | 0.735 | 251.745 | 16.994 | 15.0791 | 5.816 | 0.375 | 87.6998 | 5.6546 | 0.222 | 0.17449 | 182 | -1 |  |  | 0 |  | 14 | 5 | 1446.1418 | 1446.1978 | 5 | Dry Ponds | 568 | 20% | 20% | 17.54 | 1.1309
92 | 4 | 42.333 | 569 | 92 | 4 | IND | 18.1266 | 1.692 | 2033.405 | 189.788 | 0.402 | 0.328 | 7.291 | 0.554 | 817.913 | 62.182 | 42.333 | 3.829 | 0.278 | 162.0932 | 11.7686 | 0.211 | 0.16435 | 182 | -1 |  |  | 0 |  | 14 | 5 | 1446.1418 | 1446.1978 | 5 | Dry Ponds | 569 | 20% | 20% | 32.4186 | 2.3537
92 | 6 | 4.8234 | 570 | 92 | 6 | OPE | 5.3152 | 0.232 | 137.066 | 5.988 | 0.426 | 0.348 | 2.264 | 0.081 | 58.386 | 2.083 | 4.8234 | 1.226 | 0.041 | 5.9134 | 0.19776 | 0.231 | 0.17741 | 182 | -1 |  |  | 0 |  | 14 | 5 | 1446.1418 | 1446.1978 | 5 | Dry Ponds | 570 | 20% | 20% | 1.1827 | 0.039552
92 | 8 | 0.44397 | 572 | 92 | 8 | AGR | 12.7473 | 0.687 | 147.9 | 7.97 | 0.435 | 0.36 | 5.541 | 0.247 | 64.293 | 2.866 | 0.44397 | 3.027 | 0.127 | 1.3439 | 0.056384 | 0.237 | 0.18516 | 182 | -1 |  |  | 0 |  | 14 | 5 | 1446.1418 | 1446.1978 | 5 | Dry Ponds | 572 | 20% | 20% | 0.26878 | 0.011277
92 | 11 | 0.43539 | 574 | 92 | 11 | FOR | 2.2724 | 0.091 | 59.46 | 2.384 | 0.449 | 0.382 | 1.02 | 0.035 | 26.694 | 0.911 | 0.43539 | 0.569 | 0.019 | 0.24774 | 0.0082724 | 0.25 | 0.20389 | 182 | -1 |  |  | 0 |  | 14 | 5 | 1446.1418 | 1446.1978 | 5 | Dry Ponds | 574 | 20% | 20% | 0.049547 | 0.0016545
92 | 12 | 14.2126 | 575 | 92 | 12 | WAT | 0.29016 | 0.007 | 10.083 | 0.236 | 0.467 | 0.388 | 0.136 | 0.003 | 4.713 | 0.092 | 14.2126 | 0.078 | 0.001 | 1.1086 | 0.014213 | 0.269 | 0.21102 | 182 | -1 |  |  | 0 |  | 14 | 5 | 1446.1418 | 1446.1978 | 5 | Dry Ponds | 575 | 20% | 20% | 0.22172 | 0.0028425
92 | 13 | 22.371 | 576 | 92 | 13 | WET | 0.79346 | 0.031 | 85.726 | 3.331 | 0.479 | 0.43 | 0.38 | 0.013 | 41.037 | 1.433 | 22.371 | 0.222 | 0.008 | 4.9664 | 0.17897 | 0.279 | 0.24511 | 182 | -1 |  |  | 0 |  | 14 | 5 | 1446.1418 | 1446.1978 | 5 | Dry Ponds | 576 | 20% | 20% | 0.99327 | 0.035794
93 | 1 | 0.83099 | 577 | 93 | 1 | LDR | 4.2326 | 0.235 | 257.479 | 14.268 | 0.595 | 0.578 | 2.517 | 0.135 | 153.129 | 8.243 | 0.83099 | 0.574 | 0.024 | 0.47699 | 0.019944 | 0.136 | 0.10265 | 182 | -1 |  |  | 0 |  | 14 | 5 | 1446.1418 | 1446.1978 | 5 | Dry Ponds | 577 | 20% | 20% | 0.095397 | 0.0039887
93 | 2 | 6.843 | 578 | 93 | 2 | MDR | 8.4959 | 0.512 | 537.957 | 32.422 | 0.592 | 0.573 | 5.032 | 0.293 | 318.617 | 18.574 | 6.843 | 1.137 | 0.051 | 7.7805 | 0.34899 | 0.134 | 0.1003 | 182 | -1 |  |  | 0 |  | 14 | 5 | 1446.1418 | 1446.1978 | 5 | Dry Ponds | 578 | 20% | 20% | 1.5561 | 0.069799
93 | 8 | 0.024879 | 581 | 93 | 8 | AGR | 9.3151 | 0.592 | 127.874 | 8.126 | 0.615 | 0.609 | 5.731 | 0.361 | 78.672 | 4.95 | 0.024879 | 1.379 | 0.069 | 0.034309 | 0.0017167 | 0.148 | 0.11683 | 182 | -1 |  |  | 0 |  | 14 | 5 | 1446.1418 | 1446.1978 | 5 | Dry Ponds | 581 | 20% | 20% | 0.0068618 | 0.00034334
94 | 2 | 20.9016 | 586 | 94 | 2 | MDR | 9.6055 | 0.522 | 1751.97 | 95.149 | 0.245 | 0.182 | 2.356 | 0.095 | 429.647 | 17.285 | 20.9016 | 0.559 | 0.018 | 11.684 | 0.37623 | 0.058 | 0.034724 | 182 | -1 |  |  | 0 |  | 14 | 5 | 1446.1418 | 1446.1978 | 5 | Dry Ponds | 586 | 20% | 20% | 2.3368 | 0.075246
94 | 4 | 16.8093 | 587 | 94 | 4 | IND | 15.2828 | 1.533 | 490.251 | 49.176 | 0.233 | 0.178 | 3.566 | 0.273 | 114.384 | 8.766 | 16.8093 | 0.819 | 0.053 | 13.7668 | 0.89089 | 0.054 | 0.034328 | 182 | -1 |  |  | 0 |  | 14 | 5 | 1446.1418 | 1446.1978 | 5 | Dry Ponds | 587 | 20% | 20% | 2.7534 | 0.17818
94 | 12 | 1.4217 | 590 | 94 | 12 | WAT | 0.23936 | 0.006 | 3.541 | 0.09 | 0.297 | 0.223 | 0.071 | 0.001 | 1.051 | 0.02 | 1.4217 | 0.02 | 0 | 0.028433 | 0 | 0.083 | 0.052512 | 182 | -1 |  |  | 0 |  | 14 | 5 | 1446.1418 | 1446.1978 | 5 | Dry Ponds | 590 | 20% | 20% | 0.0056867 | 0
94 | 13 | 6.1459 | 591 | 94 | 13 | WET | 0.65136 | 0.028 | 32.964 | 1.408 | 0.308 | 0.255 | 0.201 | 0.007 | 10.154 | 0.36 | 6.1459 | 0.058 | 0.002 | 0.35646 | 0.012292 | 0.089 | 0.067279 | 182 | -1 |  |  | 0 |  | 14 | 5 | 1446.1418 | 1446.1978 | 5 | Dry Ponds | 591 | 20% | 20% | 0.071293 | 0.0024584
11 | 4 | 8.73 | 23 | 0 | 0 |  | 0 | 0 | 0 | 0 | 0 | 0 | 0 | 0 | 0 | 0 | 8.73 | 0 | 0 | 0 | 0 | 0 | 0 | 183 | -1 |  |  | 0 |  | 15 | 5 | 406.7402 | 407.0182 | 5 | Dry Ponds | 23 | 20% | 20% | 0 | 0
11 | 10 | 0.20168 | 25 | 0 | 0 |  | 0 | 0 | 0 | 0 | 0 | 0 | 0 | 0 | 0 | 0 | 0.20168 | 0 | 0 | 0 | 0 | 0 | 0 | 183 | -1 |  |  | 0 |  | 15 | 5 | 406.7402 | 407.0182 | 5 | Dry Ponds | 25 | 20% | 20% | 0 | 0
11 | 12 | 0.044194 | 27 | 0 | 0 |  | 0 | 0 | 0 | 0 | 0 | 0 | 0 | 0 | 0 | 0 | 0.044194 | 0 | 0 | 0 | 0 | 0 | 0 | 183 | -1 |  |  | 0 |  | 15 | 5 | 406.7402 | 407.0182 | 5 | Dry Ponds | 27 | 20% | 20% | 0 | 0
12 | 2 | 0.26443 | 30 | 12 | 2 | MDR | 9.8043 | 0.478 | 3299.018 | 160.951 | 0.191 | 0.144 | 1.876 | 0.069 | 631.242 | 23.116 | 0.26443 | 0.895 | 0.035 | 0.23667 | 0.0092551 | 0.091 | 0.072588 | 183 | -1 |  |  | 0 |  | 15 | 5 | 406.7402 | 407.0182 | 5 | Dry Ponds | 30 | 20% | 20% | 0.047333 | 0.001851
15 | 4 | 1.153 | 50 | 15 | 4 | IND | 9.745 | 0.997 | 2826.058 | 289.213 | 0.468 | 0.494 | 4.565 | 0.492 | 1323.876 | 142.73 | 1.153 | 4.565 | 0.492 | 5.2634 | 0.56727 | 0.468 | 0.49351 | 183 | -1 |  |  | 0 |  | 15 | 5 | 406.7402 | 407.0182 | 5 | Dry Ponds | 50 | 20% | 20% | 1.0527 | 0.11345
17 | 4 | 1.6372 | 70 | 17 | 4 | IND | 10.6803 | 0.917 | 6923.519 | 594.527 | 0.185 | 0.241 | 1.98 | 0.221 | 1283.288 | 143.117 | 1.6372 | 1.044 | 0.109 | 1.7093 | 0.17846 | 0.098 | 0.11912 | 183 | -1 |  |  | 0 |  | 15 | 5 | 406.7402 | 407.0182 | 5 | Dry Ponds | 70 | 20% | 20% | 0.34185 | 0.035691
18 | 1 | 30.1583 | 78 | 18 | 1 | LDR | 3.1522 | 0.144 | 1003.387 | 45.864 | 0.584 | 0.53 | 1.84 | 0.076 | 585.797 | 24.293 | 30.1583 | 1.648 | 0.07 | 49.7009 | 2.1111 | 0.523 | 0.4827 | 183 | -1 |  |  | 0 |  | 15 | 5 | 406.7402 | 407.0182 | 5 | Dry Ponds | 78 | 20% | 20% | 9.9402 | 0.42222
18 | 2 | 117.499 | 79 | 18 | 2 | MDR | 6.3655 | 0.317 | 3149.375 | 157.071 | 0.582 | 0.527 | 3.702 | 0.167 | 1831.62 | 82.709 | 117.499 | 3.314 | 0.152 | 389.3917 | 17.8598 | 0.521 | 0.47954 | 183 | -1 |  |  | 0 |  | 15 | 5 | 406.7402 | 407.0182 | 5 | Dry Ponds | 79 | 20% | 20% | 77.8783 | 3.572
18 | 3 | 0.020353 | 80 | 18 | 3 | HDR | 14.5839 | 1.158 | 2978.273 | 236.441 | 0.582 | 0.53 | 8.481 | 0.614 | 1731.992 | 125.426 | 0.020353 | 7.592 | 0.56 | 0.15452 | 0.011398 | 0.521 | 0.4834 | 183 | -1 |  |  | 0 |  | 15 | 5 | 406.7402 | 407.0182 | 5 | Dry Ponds | 80 | 20% | 20% | 0.030904 | 0.0022795
18 | 4 | 1.7674 | 81 | 18 | 4 | IND | 10.5583 | 0.959 | 3587.63 | 325.963 | 0.571 | 0.521 | 6.027 | 0.499 | 2047.853 | 169.712 | 1.7674 | 5.379 | 0.454 | 9.5068 | 0.8024 | 0.509 | 0.47343 | 183 | -1 |  |  | 0 |  | 15 | 5 | 406.7402 | 407.0182 | 5 | Dry Ponds | 81 | 20% | 20% | 1.9014 | 0.16048
18 | 10 | 0.028668 | 85 | 18 | 10 | RAN | 2.2483 | 0.088 | 18.342 | 0.719 | 0.599 | 0.547 | 1.347 | 0.048 | 10.99 | 0.393 | 0.028668 | 1.211 | 0.044 | 0.034717 | 0.0012614 | 0.539 | 0.50025 | 183 | -1 |  |  | 0 |  | 15 | 5 | 406.7402 | 407.0182 | 5 | Dry Ponds | 85 | 20% | 20% | 0.0069433 | 0.00025228
18 | 11 | 2.1365 | 86 | 18 | 11 | FOR | 1.2162 | 0.046 | 93.332 | 3.532 | 0.602 | 0.553 | 0.732 | 0.025 | 56.155 | 1.953 | 2.1365 | 0.658 | 0.023 | 1.4058 | 0.049139 | 0.541 | 0.50633 | 183 | -1 |  |  | 0 |  | 15 | 5 | 406.7402 | 407.0182 | 5 | Dry Ponds | 86 | 20% | 20% | 0.28116 | 0.0098278
18 | 12 | 3.4651 | 87 | 18 | 12 | WAT | 0.17137 | 0.004 | 5.832 | 0.136 | 0.613 | 0.558 | 0.105 | 0.002 | 3.575 | 0.076 | 3.4651 | 0.095 | 0.002 | 0.32919 | 0.0069303 | 0.554 | 0.51224 | 183 | -1 |  |  | 0 |  | 15 | 5 | 406.7402 | 407.0182 | 5 | Dry Ponds | 87 | 20% | 20% | 0.065837 | 0.0013861
18 | 13 | 28.4155 | 88 | 18 | 13 | WET | 6.3299 | 0.467 | 3029.459 | 223.738 | 0.591 | 0.549 | 3.74 | 0.256 | 1789.776 | 122.728 | 28.4155 | 3.357 | 0.235 | 95.3909 | 6.6776 | 0.53 | 0.50183 | 183 | -1 |  |  | 0 |  | 15 | 5 | 406.7402 | 407.0182 | 5 | Dry Ponds | 88 | 20% | 20% | 19.0782 | 1.3355
20 | 1 | 3.1937 | 89 | 20 | 1 | LDR | 3.0927 | 0.134 | 164.16 | 7.139 | 0.263 | 0.31 | 0.812 | 0.042 | 43.096 | 2.212 | 3.1937 | 0.728 | 0.038 | 2.325 | 0.12136 | 0.235 | 0.28311 | 183 | -1 |  |  | 0 |  | 15 | 5 | 406.7402 | 407.0182 | 5 | Dry Ponds | 89 | 20% | 20% | 0.46501 | 0.024272
20 | 2 | 27.6039 | 90 | 20 | 2 | MDR | 6.2353 | 0.295 | 1827.302 | 86.532 | 0.261 | 0.306 | 1.626 | 0.09 | 476.632 | 26.453 | 27.6039 | 1.457 | 0.082 | 40.2189 | 2.2635 | 0.234 | 0.27918 | 183 | -1 |  |  | 0 |  | 15 | 5 | 406.7402 | 407.0182 | 5 | Dry Ponds | 90 | 20% | 20% | 8.0438 | 0.4527
20 | 4 | 11.827 | 92 | 20 | 4 | IND | 10.2361 | 0.882 | 2104.039 | 181.35 | 0.253 | 0.305 | 2.587 | 0.269 | 531.76 | 55.308 | 11.827 | 2.313 | 0.246 | 27.3559 | 2.9094 | 0.226 | 0.27837 | 183 | -1 |  |  | 0 |  | 15 | 5 | 406.7402 | 407.0182 | 5 | Dry Ponds | 92 | 20% | 20% | 5.4712 | 0.58189
20 | 6 | 1.5517 | 93 | 20 | 6 | OPE | 2.7965 | 0.113 | 137.405 | 5.559 | 0.27 | 0.326 | 0.755 | 0.037 | 37.074 | 1.812 | 1.5517 | 0.677 | 0.034 | 1.0505 | 0.052757 | 0.242 | 0.29816 | 183 | -1 |  |  | 0 |  | 15 | 5 | 406.7402 | 407.0182 | 5 | Dry Ponds | 93 | 20% | 20% | 0.2101 | 0.010551
20 | 7 | 3.5511 | 94 | 20 | 7 | PAS | 5.8912 | 0.287 | 104.004 | 5.065 | 0.274 | 0.34 | 1.613 | 0.098 | 28.473 | 1.725 | 3.5511 | 1.449 | 0.089 | 5.1456 | 0.31605 | 0.246 | 0.31143 | 183 | -1 |  |  | 0 |  | 15 | 5 | 406.7402 | 407.0182 | 5 | Dry Ponds | 94 | 20% | 20% | 1.0291 | 0.06321
20 | 8 | 0.25425 | 95 | 20 | 8 | AGR | 6.6475 | 0.326 | 224.943 | 11.038 | 0.279 | 0.352 | 1.857 | 0.115 | 62.825 | 3.889 | 0.25425 | 1.669 | 0.105 | 0.42434 | 0.026696 | 0.251 | 0.32247 | 183 | -1 |  |  | 0 |  | 15 | 5 | 406.7402 | 407.0182 | 5 | Dry Ponds | 95 | 20% | 20% | 0.084867 | 0.0053392
20 | 10 | 2.73 | 96 | 20 | 10 | RAN | 2.3315 | 0.088 | 32.89 | 1.245 | 0.277 | 0.342 | 0.646 | 0.03 | 9.117 | 0.426 | 2.73 | 0.581 | 0.028 | 1.5861 | 0.076439 | 0.249 | 0.31337 | 183 | -1 |  |  | 0 |  | 15 | 5 | 406.7402 | 407.0182 | 5 | Dry Ponds | 96 | 20% | 20% | 0.31722 | 0.015288
20 | 12 | 0.55409 | 98 | 20 | 12 | WAT | 0.16087 | 0.003 | 7.65 | 0.163 | 0.298 | 0.384 | 0.048 | 0.001 | 2.283 | 0.063 | 0.55409 | 0.043 | 0.001 | 0.023826 | 0.00055409 | 0.27 | 0.35322 | 183 | -1 |  |  | 0 |  | 15 | 5 | 406.7402 | 407.0182 | 5 | Dry Ponds | 98 | 20% | 20% | 0.0047651 | 0.00011082
20 | 13 | 3.1849 | 99 | 20 | 13 | WET | 4.0215 | 0.221 | 1471.384 | 80.96 | 0.274 | 0.404 | 1.102 | 0.089 | 403.085 | 32.694 | 3.1849 | 0.992 | 0.082 | 3.1594 | 0.26116 | 0.247 | 0.3713 | 183 | -1 |  |  | 0 |  | 15 | 5 | 406.7402 | 407.0182 | 5 | Dry Ponds | 99 | 20% | 20% | 0.63188 | 0.052232
21 | 2 | 9.2798 | 101 | 21 | 2 | MDR | 6.6729 | 0.344 | 2377.176 | 122.649 | 0.581 | 0.521 | 3.875 | 0.179 | 1380.281 | 63.876 | 9.2798 | 3.469 | 0.163 | 32.1917 | 1.5126 | 0.52 | 0.47481 | 183 | -1 |  |  | 0 |  | 15 | 5 | 406.7402 | 407.0182 | 5 | Dry Ponds | 101 | 20% | 20% | 6.4383 | 0.30252
21 | 4 | 10.5955 | 103 | 21 | 4 | IND | 10.5311 | 1.016 | 2225.298 | 214.731 | 0.569 | 0.516 | 5.997 | 0.524 | 1267.178 | 110.76 | 10.5955 | 5.358 | 0.477 | 56.7707 | 5.0541 | 0.509 | 0.46982 | 183 | -1 |  |  | 0 |  | 15 | 5 | 406.7402 | 407.0182 | 5 | Dry Ponds | 103 | 20% | 20% | 11.3541 | 1.0108
21 | 6 | 0.021578 | 104 | 21 | 6 | OPE | 3.1285 | 0.138 | 99.006 | 4.38 | 0.592 | 0.536 | 1.853 | 0.074 | 58.642 | 2.347 | 0.021578 | 1.662 | 0.068 | 0.035862 | 0.0014673 | 0.531 | 0.48947 | 183 | -1 |  |  | 0 |  | 15 | 5 | 406.7402 | 407.0182 | 5 | Dry Ponds | 104 | 20% | 20% | 0.0071724 | 0.00029346
21 | 10 | 0.12061 | 105 | 21 | 10 | RAN | 2.6531 | 0.11 | 110.764 | 4.607 | 0.6 | 0.544 | 1.591 | 0.06 | 66.427 | 2.507 | 0.12061 | 1.429 | 0.055 | 0.17235 | 0.0066334 | 0.539 | 0.49725 | 183 | -1 |  |  | 0 |  | 15 | 5 | 406.7402 | 407.0182 | 5 | Dry Ponds | 105 | 20% | 20% | 0.03447 | 0.0013267
21 | 12 | 0.040955 | 107 | 21 | 12 | WAT | 0.21083 | 0.005 | 4.617 | 0.107 | 0.624 | 0.563 | 0.132 | 0.003 | 2.882 | 0.06 | 0.040955 | 0.119 | 0.003 | 0.0048737 | 0.00012287 | 0.565 | 0.51707 | 183 | -1 |  |  | 0 |  | 15 | 5 | 406.7402 | 407.0182 | 5 | Dry Ponds | 107 | 20% | 20% | 0.00097474 | 2.4573e-05
22 | 1 | 7.8836 | 109 | 22 | 1 | LDR | 3.7854 | 0.168 | 177.534 | 7.86 | 0.5 | 0.587 | 1.894 | 0.098 | 88.849 | 4.616 | 7.8836 | 1.699 | 0.09 | 13.3943 | 0.70953 | 0.449 | 0.53588 | 183 | -1 |  |  | 0 |  | 15 | 5 | 406.7402 | 407.0182 | 5 | Dry Ponds | 109 | 20% | 20% | 2.6789 | 0.14191
22 | 2 | 1.4772 | 110 | 22 | 2 | MDR | 7.124 | 0.335 | 167.505 | 7.886 | 0.499 | 0.585 | 3.554 | 0.196 | 83.561 | 4.615 | 1.4772 | 3.186 | 0.179 | 4.7065 | 0.26443 | 0.447 | 0.53363 | 183 | -1 |  |  | 0 |  | 15 | 5 | 406.7402 | 407.0182 | 5 | Dry Ponds | 110 | 20% | 20% | 0.9413 | 0.052885
22 | 4 | 45.6993 | 112 | 22 | 4 | IND | 10.2535 | 0.86 | 3096.286 | 259.79 | 0.49 | 0.583 | 5.026 | 0.501 | 1517.698 | 151.395 | 45.6993 | 4.495 | 0.457 | 205.4181 | 20.8846 | 0.438 | 0.53064 | 183 | -1 |  |  | 0 |  | 15 | 5 | 406.7402 | 407.0182 | 5 | Dry Ponds | 112 | 20% | 20% | 41.0836 | 4.1769
22 | 6 | 1.2666 | 113 | 22 | 6 | OPE | 3.6654 | 0.154 | 6.865 | 0.288 | 0.505 | 0.592 | 1.85 | 0.091 | 3.465 | 0.17 | 1.2666 | 1.661 | 0.083 | 2.1037 | 0.10512 | 0.453 | 0.54096 | 183 | -1 |  |  | 0 |  | 15 | 5 | 406.7402 | 407.0182 | 5 | Dry Ponds | 113 | 20% | 20% | 0.42075 | 0.021025
22 | 11 | 1.322 | 117 | 22 | 11 | FOR | 1.7193 | 0.065 | 165.518 | 6.246 | 0.521 | 0.611 | 0.895 | 0.04 | 86.204 | 3.815 | 1.322 | 0.805 | 0.036 | 1.0642 | 0.047593 | 0.468 | 0.55883 | 183 | -1 |  |  | 0 |  | 15 | 5 | 406.7402 | 407.0182 | 5 | Dry Ponds | 117 | 20% | 20% | 0.21285 | 0.0095186
22 | 12 | 2.1478 | 118 | 22 | 12 | WAT | 0.46969 | 0.014 | 7.177 | 0.218 | 0.511 | 0.591 | 0.24 | 0.008 | 3.668 | 0.129 | 2.1478 | 0.216 | 0.008 | 0.46393 | 0.017183 | 0.46 | 0.54073 | 183 | -1 |  |  | 0 |  | 15 | 5 | 406.7402 | 407.0182 | 5 | Dry Ponds | 118 | 20% | 20% | 0.092786 | 0.0034365
22 | 13 | 1.103 | 119 | 22 | 13 | WET | 8.444 | 0.523 | 2739.76 | 169.685 | 0.492 | 0.585 | 4.155 | 0.306 | 1348.008 | 99.205 | 1.103 | 3.717 | 0.279 | 4.1 | 0.30775 | 0.44 | 0.53269 | 183 | -1 |  |  | 0 |  | 15 | 5 | 406.7402 | 407.0182 | 5 | Dry Ponds | 119 | 20% | 20% | 0.82 | 0.06155
23 | 1 | 2.5455 | 120 | 23 | 1 | LDR | 3.7741 | 0.173 | 72.766 | 3.34 | 0.895 | 0.911 | 3.379 | 0.158 | 65.147 | 3.043 | 2.5455 | 3.379 | 0.158 | 8.6011 | 0.40218 | 0.895 | 0.91115 | 183 | -1 |  |  | 0 |  | 15 | 5 | 406.7402 | 407.0182 | 5 | Dry Ponds | 120 | 20% | 20% | 1.7202 | 0.080437
23 | 2 | 4.4027 | 121 | 23 | 2 | MDR | 7.0851 | 0.345 | 2693.279 | 131.118 | 0.895 | 0.911 | 6.34 | 0.314 | 2410.131 | 119.396 | 4.4027 | 6.34 | 0.314 | 27.9132 | 1.3825 | 0.895 | 0.9106 | 183 | -1 |  |  | 0 |  | 15 | 5 | 406.7402 | 407.0182 | 5 | Dry Ponds | 121 | 20% | 20% | 5.5826 | 0.27649
23 | 4 | 29.55 | 123 | 23 | 4 | IND | 10.0422 | 0.85 | 5417.453 | 458.426 | 0.893 | 0.909 | 8.963 | 0.773 | 4835.422 | 416.755 | 29.55 | 8.963 | 0.773 | 264.8564 | 22.8421 | 0.893 | 0.9091 | 183 | -1 |  |  | 0 |  | 15 | 5 | 406.7402 | 407.0182 | 5 | Dry Ponds | 123 | 20% | 20% | 52.9713 | 4.5684
23 | 6 | 0.25739 | 125 | 23 | 6 | OPE | 3.6976 | 0.161 | 262.851 | 11.454 | 0.896 | 0.912 | 3.313 | 0.147 | 235.546 | 10.445 | 0.25739 | 3.313 | 0.147 | 0.85273 | 0.037836 | 0.896 | 0.91192 | 183 | -1 |  |  | 0 |  | 15 | 5 | 406.7402 | 407.0182 | 5 | Dry Ponds | 125 | 20% | 20% | 0.17055 | 0.0075673
23 | 8 | 0.003157 | 126 | 23 | 8 | AGR | 8.6099 | 0.429 | 979.986 | 48.777 | 0.897 | 0.913 | 7.725 | 0.391 | 879.312 | 44.533 | 0.003157 | 7.725 | 0.391 | 0.024388 | 0.0012344 | 0.897 | 0.91298 | 183 | -1 |  |  | 0 |  | 15 | 5 | 406.7402 | 407.0182 | 5 | Dry Ponds | 126 | 20% | 20% | 0.0048775 | 0.00024688
23 | 11 | 0.0047182 | 128 | 23 | 11 | FOR | 1.6962 | 0.066 | 200.677 | 7.773 | 0.898 | 0.914 | 1.524 | 0.06 | 180.29 | 7.106 | 0.0047182 | 1.524 | 0.06 | 0.0071905 | 0.00028309 | 0.898 | 0.91417 | 183 | -1 |  |  | 0 |  | 15 | 5 | 406.7402 | 407.0182 | 5 | Dry Ponds | 128 | 20% | 20% | 0.0014381 | 5.6618e-05
23 | 13 | 9.0397 | 130 | 23 | 13 | WET | 8.0216 | 0.526 | 6987.131 | 457.734 | 0.893 | 0.91 | 7.166 | 0.478 | 6241.869 | 416.507 | 9.0397 | 7.166 | 0.478 | 64.7787 | 4.321 | 0.893 | 0.90993 | 183 | -1 |  |  | 0 |  | 15 | 5 | 406.7402 | 407.0182 | 5 | Dry Ponds | 130 | 20% | 20% | 12.9557 | 0.8642
24 | 1 | 0.2857 | 131 | 24 | 1 | LDR | 4.6601 | 0.367 | 900.974 | 71.038 | 0.233 | 0.12 | 1.086 | 0.044 | 210.047 | 8.502 | 0.2857 | 0.628 | 0.023 | 0.17942 | 0.0065712 | 0.135 | 0.061741 | 183 | -1 |  |  | 0 |  | 15 | 5 | 406.7402 | 407.0182 | 5 | Dry Ponds | 131 | 20% | 20% | 0.035884 | 0.0013142
24 | 2 | 4.9301 | 132 | 24 | 2 | MDR | 9.1244 | 0.747 | 4998.613 | 409.165 | 0.231 | 0.117 | 2.111 | 0.087 | 1156.347 | 47.73 | 4.9301 | 1.216 | 0.045 | 5.995 | 0.22186 | 0.133 | 0.060038 | 183 | -1 |  |  | 0 |  | 15 | 5 | 406.7402 | 407.0182 | 5 | Dry Ponds | 132 | 20% | 20% | 1.199 | 0.044371
39 | 8 | 0.0019747 | 265 | 39 | 8 | AGR | 5.0969 | 0.451 | 1321.577 | 117.033 | 1.075 | 1.083 | 5.477 | 0.489 | 1420.241 | 126.723 | 0.0019747 | 5.072 | 0.444 | 0.010016 | 0.00087676 | 0.995 | 0.98436 | 183 | -1 |  |  | 0 |  | 15 | 5 | 406.7402 | 407.0182 | 5 | Dry Ponds | 265 | 20% | 20% | 0.0020031 | 0.00017535
92 | 1 | 0.51453 | 566 | 92 | 1 | LDR | 5.7049 | 0.265 | 242.69 | 11.285 | 0.417 | 0.337 | 2.381 | 0.089 | 101.298 | 3.801 | 0.51453 | 1.277 | 0.045 | 0.65706 | 0.023154 | 0.224 | 0.16991 | 183 | -1 |  |  | 0 |  | 15 | 5 | 406.7402 | 407.0182 | 5 | Dry Ponds | 566 | 20% | 20% | 0.13141 | 0.0046308
92 | 2 | 16.553 | 567 | 92 | 2 | MDR | 11.4307 | 0.577 | 3171.321 | 160.031 | 0.415 | 0.333 | 4.743 | 0.192 | 1315.816 | 53.26 | 16.553 | 2.534 | 0.096 | 41.9453 | 1.5891 | 0.222 | 0.16717 | 183 | -1 |  |  | 0 |  | 15 | 5 | 406.7402 | 407.0182 | 5 | Dry Ponds | 567 | 20% | 20% | 8.3891 | 0.31782
92 | 4 | 5.1044 | 569 | 92 | 4 | IND | 18.1266 | 1.692 | 2033.405 | 189.788 | 0.402 | 0.328 | 7.291 | 0.554 | 817.913 | 62.182 | 5.1044 | 3.829 | 0.278 | 19.5446 | 1.419 | 0.211 | 0.16435 | 183 | -1 |  |  | 0 |  | 15 | 5 | 406.7402 | 407.0182 | 5 | Dry Ponds | 569 | 20% | 20% | 3.9089 | 0.2838
92 | 6 | 0.24063 | 570 | 92 | 6 | OPE | 5.3152 | 0.232 | 137.066 | 5.988 | 0.426 | 0.348 | 2.264 | 0.081 | 58.386 | 2.083 | 0.24063 | 1.226 | 0.041 | 0.29502 | 0.0098659 | 0.231 | 0.17741 | 183 | -1 |  |  | 0 |  | 15 | 5 | 406.7402 | 407.0182 | 5 | Dry Ponds | 570 | 20% | 20% | 0.059003 | 0.0019732
92 | 8 | 0.0062381 | 572 | 92 | 8 | AGR | 12.7473 | 0.687 | 147.9 | 7.97 | 0.435 | 0.36 | 5.541 | 0.247 | 64.293 | 2.866 | 0.0062381 | 3.027 | 0.127 | 0.018883 | 0.00079224 | 0.237 | 0.18516 | 183 | -1 |  |  | 0 |  | 15 | 5 | 406.7402 | 407.0182 | 5 | Dry Ponds | 572 | 20% | 20% | 0.0037765 | 0.00015845
92 | 11 | 1.3684 | 574 | 92 | 11 | FOR | 2.2724 | 0.091 | 59.46 | 2.384 | 0.449 | 0.382 | 1.02 | 0.035 | 26.694 | 0.911 | 1.3684 | 0.569 | 0.019 | 0.77862 | 0.026 | 0.25 | 0.20389 | 183 | -1 |  |  | 0 |  | 15 | 5 | 406.7402 | 407.0182 | 5 | Dry Ponds | 574 | 20% | 20% | 0.15572 | 0.0051999
92 | 12 | 0.11082 | 575 | 92 | 12 | WAT | 0.29016 | 0.007 | 10.083 | 0.236 | 0.467 | 0.388 | 0.136 | 0.003 | 4.713 | 0.092 | 0.11082 | 0.078 | 0.001 | 0.0086438 | 0.00011082 | 0.269 | 0.21102 | 183 | -1 |  |  | 0 |  | 15 | 5 | 406.7402 | 407.0182 | 5 | Dry Ponds | 575 | 20% | 20% | 0.0017288 | 2.2163e-05
92 | 13 | 1.1568 | 576 | 92 | 13 | WET | 0.79346 | 0.031 | 85.726 | 3.331 | 0.479 | 0.43 | 0.38 | 0.013 | 41.037 | 1.433 | 1.1568 | 0.222 | 0.008 | 0.25682 | 0.0092548 | 0.279 | 0.24511 | 183 | -1 |  |  | 0 |  | 15 | 5 | 406.7402 | 407.0182 | 5 | Dry Ponds | 576 | 20% | 20% | 0.051364 | 0.001851
93 | 7 | 0.011302 | 580 | 93 | 7 | PAS | 8.3415 | 0.525 | 670.983 | 42.256 | 0.607 | 0.601 | 5.067 | 0.315 | 407.612 | 25.376 | 0.011302 | 1.196 | 0.059 | 0.013518 | 0.00066684 | 0.143 | 0.11265 | 183 | -1 |  |  | 0 |  | 15 | 5 | 406.7402 | 407.0182 | 5 | Dry Ponds | 580 | 20% | 20% | 0.0027035 | 0.00013337
93 | 8 | 0.0010331 | 581 | 93 | 8 | AGR | 9.3151 | 0.592 | 127.874 | 8.126 | 0.615 | 0.609 | 5.731 | 0.361 | 78.672 | 4.95 | 0.0010331 | 1.379 | 0.069 | 0.0014247 | 7.1287e-05 | 0.148 | 0.11683 | 183 | -1 |  |  | 0 |  | 15 | 5 | 406.7402 | 407.0182 | 5 | Dry Ponds | 581 | 20% | 20% | 0.00028494 | 1.4257e-05
51 | 2 | 21.6452 | 381 | 51 | 2 | MDR | 12.3118 | 0.61 | 8989.592 | 445.055 | 0.471 | 0.624 | 5.799 | 0.38 | 4234.099 | 277.813 | 21.6452 | 2.104 | 0.147 | 45.5415 | 3.1818 | 0.171 | 0.24118 | 186 | -1 |  |  | 0 |  | 18 | 5 | 24.9104 | 24.9274 | 5 | Dry Ponds | 381 | 20% | 20% | 9.1083 | 0.63637
51 | 4 | 0.0017223 | 383 | 51 | 4 | IND | 19.6928 | 1.698 | 1955.829 | 168.617 | 0.466 | 0.612 | 9.186 | 1.039 | 912.359 | 103.211 | 0.0017223 | 3.274 | 0.399 | 0.005639 | 0.00068722 | 0.166 | 0.23497 | 186 | -1 |  |  | 0 |  | 18 | 5 | 24.9104 | 24.9274 | 5 | Dry Ponds | 383 | 20% | 20% | 0.0011278 | 0.00013744
51 | 6 | 3.28 | 384 | 51 | 6 | OPE | 5.4756 | 0.237 | 44.616 | 1.932 | 0.474 | 0.653 | 2.597 | 0.155 | 21.161 | 1.262 | 3.28 | 0.958 | 0.061 | 3.1422 | 0.20008 | 0.175 | 0.25879 | 186 | -1 |  |  | 0 |  | 18 | 5 | 24.9104 | 24.9274 | 5 | Dry Ponds | 384 | 20% | 20% | 0.62845 | 0.040016
51 | 12 | 0.00051334 | 386 | 51 | 12 | WAT | 0.40571 | 0.01 | 183.546 | 4.298 | 0.437 | 0.756 | 0.177 | 0.007 | 80.294 | 3.251 | 0.00051334 | 0.064 | 0.003 | 3.2853e-05 | 1.54e-06 | 0.157 | 0.32674 | 186 | -1 |  |  | 0 |  | 18 | 5 | 24.9104 | 24.9274 | 5 | Dry Ponds | 386 | 20% | 20% | 6.5707e-06 | 3.08e-07
15 | 4 | 5.8043 | 50 | 15 | 4 | IND | 9.745 | 0.997 | 2826.058 | 289.213 | 0.468 | 0.494 | 4.565 | 0.492 | 1323.876 | 142.73 | 5.8043 | 4.565 | 0.492 | 26.4965 | 2.8557 | 0.468 | 0.49351 | 189 | -1 |  |  | 0 |  | 21 | 5 | 2216.0989 | 2191.7378 | 5 | Dry Ponds | 50 | 20% | 20% | 5.2993 | 0.57114
15 | 13 | 0.52727 | 56 | 15 | 13 | WET | 5.949 | 0.459 | 2341.804 | 180.724 | 0.473 | 0.503 | 2.811 | 0.231 | 1106.548 | 90.851 | 0.52727 | 2.811 | 0.231 | 1.4822 | 0.1218 | 0.473 | 0.50271 | 189 | -1 |  |  | 0 |  | 21 | 5 | 2216.0989 | 2191.7378 | 5 | Dry Ponds | 56 | 20% | 20% | 0.29643 | 0.02436
18 | 1 | 1.1664 | 78 | 18 | 1 | LDR | 3.1522 | 0.144 | 1003.387 | 45.864 | 0.584 | 0.53 | 1.84 | 0.076 | 585.797 | 24.293 | 1.1664 | 1.648 | 0.07 | 1.9222 | 0.081649 | 0.523 | 0.4827 | 189 | -1 |  |  | 0 |  | 21 | 5 | 2216.0989 | 2191.7378 | 5 | Dry Ponds | 78 | 20% | 20% | 0.38445 | 0.01633
18 | 2 | 4.7647 | 79 | 18 | 2 | MDR | 6.3655 | 0.317 | 3149.375 | 157.071 | 0.582 | 0.527 | 3.702 | 0.167 | 1831.62 | 82.709 | 4.7647 | 3.314 | 0.152 | 15.7901 | 0.72423 | 0.521 | 0.47954 | 189 | -1 |  |  | 0 |  | 21 | 5 | 2216.0989 | 2191.7378 | 5 | Dry Ponds | 79 | 20% | 20% | 3.158 | 0.14485
18 | 12 | 0.0061469 | 87 | 18 | 12 | WAT | 0.17137 | 0.004 | 5.832 | 0.136 | 0.613 | 0.558 | 0.105 | 0.002 | 3.575 | 0.076 | 0.0061469 | 0.095 | 0.002 | 0.00058396 | 1.2294e-05 | 0.554 | 0.51224 | 189 | -1 |  |  | 0 |  | 21 | 5 | 2216.0989 | 2191.7378 | 5 | Dry Ponds | 87 | 20% | 20% | 0.00011679 | 2.4588e-06
22 | 1 | 1.9198 | 109 | 22 | 1 | LDR | 3.7854 | 0.168 | 177.534 | 7.86 | 0.5 | 0.587 | 1.894 | 0.098 | 88.849 | 4.616 | 1.9198 | 1.699 | 0.09 | 3.2618 | 0.17278 | 0.449 | 0.53588 | 189 | -1 |  |  | 0 |  | 21 | 5 | 2216.0989 | 2191.7378 | 5 | Dry Ponds | 109 | 20% | 20% | 0.65236 | 0.034557
22 | 2 | 1.2671 | 110 | 22 | 2 | MDR | 7.124 | 0.335 | 167.505 | 7.886 | 0.499 | 0.585 | 3.554 | 0.196 | 83.561 | 4.615 | 1.2671 | 3.186 | 0.179 | 4.0371 | 0.22682 | 0.447 | 0.53363 | 189 | -1 |  |  | 0 |  | 21 | 5 | 2216.0989 | 2191.7378 | 5 | Dry Ponds | 110 | 20% | 20% | 0.80742 | 0.045364
22 | 11 | 0.00014515 | 117 | 22 | 11 | FOR | 1.7193 | 0.065 | 165.518 | 6.246 | 0.521 | 0.611 | 0.895 | 0.04 | 86.204 | 3.815 | 0.00014515 | 0.805 | 0.036 | 0.00011684 | 5.2253e-06 | 0.468 | 0.55883 | 189 | -1 |  |  | 0 |  | 21 | 5 | 2216.0989 | 2191.7378 | 5 | Dry Ponds | 117 | 20% | 20% | 2.3369e-05 | 1.0451e-06
24 | 1 | 31.882 | 131 | 24 | 1 | LDR | 4.6601 | 0.367 | 900.974 | 71.038 | 0.233 | 0.12 | 1.086 | 0.044 | 210.047 | 8.502 | 31.882 | 0.628 | 0.023 | 20.0219 | 0.73329 | 0.135 | 0.061741 | 189 | -1 |  |  | 0 |  | 21 | 5 | 2216.0989 | 2191.7378 | 5 | Dry Ponds | 131 | 20% | 20% | 4.0044 | 0.14666
24 | 2 | 188.3472 | 132 | 24 | 2 | MDR | 9.1244 | 0.747 | 4998.613 | 409.165 | 0.231 | 0.117 | 2.111 | 0.087 | 1156.347 | 47.73 | 188.3472 | 1.216 | 0.045 | 229.0301 | 8.4756 | 0.133 | 0.060038 | 189 | -1 |  |  | 0 |  | 21 | 5 | 2216.0989 | 2191.7378 | 5 | Dry Ponds | 132 | 20% | 20% | 45.806 | 1.6951
24 | 3 | 103.7911 | 133 | 24 | 3 | HDR | 20.209 | 2.142 | 4406.734 | 467.092 | 0.231 | 0.124 | 4.67 | 0.265 | 1018.363 | 57.887 | 103.7911 | 2.691 | 0.138 | 279.3019 | 14.3232 | 0.133 | 0.064241 | 189 | -1 |  |  | 0 |  | 21 | 5 | 2216.0989 | 2191.7378 | 5 | Dry Ponds | 133 | 20% | 20% | 55.8604 | 2.8646
24 | 4 | 66.6976 | 134 | 24 | 4 | IND | 14.4894 | 1.67 | 3647.149 | 420.469 | 0.223 | 0.111 | 3.227 | 0.185 | 812.227 | 46.466 | 66.6976 | 1.836 | 0.095 | 122.4568 | 6.3363 | 0.127 | 0.056659 | 189 | -1 |  |  | 0 |  | 21 | 5 | 2216.0989 | 2191.7378 | 5 | Dry Ponds | 134 | 20% | 20% | 24.4914 | 1.2673
24 | 6 | 3.6494 | 135 | 24 | 6 | OPE | 4.2719 | 0.323 | 149.11 | 11.261 | 0.239 | 0.13 | 1.021 | 0.042 | 35.645 | 1.462 | 3.6494 | 0.594 | 0.022 | 2.1678 | 0.080287 | 0.139 | 0.067473 | 189 | -1 |  |  | 0 |  | 21 | 5 | 2216.0989 | 2191.7378 | 5 | Dry Ponds | 135 | 20% | 20% | 0.43355 | 0.016057
24 | 7 | 16.5415 | 136 | 24 | 7 | PAS | 8.2907 | 0.681 | 151.419 | 12.446 | 0.243 | 0.136 | 2.016 | 0.093 | 36.827 | 1.692 | 16.5415 | 1.178 | 0.048 | 19.4859 | 0.79399 | 0.142 | 0.070814 | 189 | -1 |  |  | 0 |  | 21 | 5 | 2216.0989 | 2191.7378 | 5 | Dry Ponds | 136 | 20% | 20% | 3.8972 | 0.1588
24 | 10 | 0.62148 | 138 | 24 | 10 | RAN | 3.2235 | 0.227 | 64.259 | 4.534 | 0.246 | 0.141 | 0.794 | 0.032 | 15.834 | 0.639 | 0.62148 | 0.466 | 0.017 | 0.28961 | 0.010565 | 0.144 | 0.073664 | 189 | -1 |  |  | 0 |  | 21 | 5 | 2216.0989 | 2191.7378 | 5 | Dry Ponds | 138 | 20% | 20% | 0.057922 | 0.002113
24 | 11 | 4.9092 | 139 | 24 | 11 | FOR | 1.8811 | 0.129 | 301.544 | 20.656 | 0.255 | 0.167 | 0.48 | 0.022 | 76.946 | 3.459 | 4.9092 | 0.284 | 0.011 | 1.3942 | 0.054001 | 0.151 | 0.088801 | 189 | -1 |  |  | 0 |  | 21 | 5 | 2216.0989 | 2191.7378 | 5 | Dry Ponds | 139 | 20% | 20% | 0.27884 | 0.0108
24 | 12 | 40.239 | 140 | 24 | 12 | WAT | 0.32312 | 0.017 | 72.968 | 3.927 | 0.246 | 0.138 | 0.079 | 0.002 | 17.927 | 0.543 | 40.239 | 0.047 | 0.001 | 1.8912 | 0.040239 | 0.146 | 0.072263 | 189 | -1 |  |  | 0 |  | 21 | 5 | 2216.0989 | 2191.7378 | 5 | Dry Ponds | 140 | 20% | 20% | 0.37825 | 0.0080478
24 | 13 | 67.5656 | 141 | 24 | 13 | WET | 7.4495 | 0.68 | 3122.888 | 285.148 | 0.237 | 0.139 | 1.764 | 0.095 | 739.648 | 39.666 | 67.5656 | 1.023 | 0.049 | 69.1196 | 3.3107 | 0.137 | 0.072548 | 189 | -1 |  |  | 0 |  | 21 | 5 | 2216.0989 | 2191.7378 | 5 | Dry Ponds | 141 | 20% | 20% | 13.8239 | 0.66214
25 | 1 | 32.1718 | 142 | 25 | 1 | LDR | 3.9545 | 0.344 | 1128.698 | 98.244 | 0.57 | 0.484 | 2.254 | 0.166 | 643.339 | 47.513 | 32.1718 | 2.254 | 0.166 | 72.5151 | 5.3405 | 0.57 | 0.48362 | 189 | -1 |  |  | 0 |  | 21 | 5 | 2216.0989 | 2191.7378 | 5 | Dry Ponds | 142 | 20% | 20% | 14.503 | 1.0681
25 | 2 | 15.3124 | 143 | 25 | 2 | MDR | 7.5947 | 0.683 | 4904.55 | 441.294 | 0.568 | 0.482 | 4.316 | 0.329 | 2787.239 | 212.506 | 15.3124 | 4.316 | 0.329 | 66.0882 | 5.0378 | 0.568 | 0.48155 | 189 | -1 |  |  | 0 |  | 21 | 5 | 2216.0989 | 2191.7378 | 5 | Dry Ponds | 143 | 20% | 20% | 13.2176 | 1.0076
25 | 3 | 61.3806 | 144 | 25 | 3 | HDR | 16.4429 | 1.856 | 5216.46 | 588.853 | 0.568 | 0.484 | 9.341 | 0.899 | 2963.468 | 285.237 | 61.3806 | 9.341 | 0.899 | 573.3563 | 55.1812 | 0.568 | 0.48439 | 189 | -1 |  |  | 0 |  | 21 | 5 | 2216.0989 | 2191.7378 | 5 | Dry Ponds | 144 | 20% | 20% | 114.6713 | 11.0362
25 | 4 | 140.2176 | 145 | 25 | 4 | IND | 11.7335 | 1.455 | 10291.696 | 1276.442 | 0.56 | 0.476 | 6.567 | 0.692 | 5759.832 | 606.958 | 140.2176 | 6.567 | 0.692 | 920.8092 | 97.0306 | 0.56 | 0.47551 | 189 | -1 |  |  | 0 |  | 21 | 5 | 2216.0989 | 2191.7378 | 5 | Dry Ponds | 145 | 20% | 20% | 184.1618 | 19.4061
25 | 6 | 0.69412 | 146 | 25 | 6 | OPE | 3.6205 | 0.302 | 81.319 | 6.781 | 0.574 | 0.489 | 2.08 | 0.148 | 46.71 | 3.314 | 0.69412 | 2.08 | 0.148 | 1.4438 | 0.10273 | 0.574 | 0.48869 | 189 | -1 |  |  | 0 |  | 21 | 5 | 2216.0989 | 2191.7378 | 5 | Dry Ponds | 146 | 20% | 20% | 0.28875 | 0.020546
25 | 7 | 22.4946 | 147 | 25 | 7 | PAS | 6.6318 | 0.589 | 990.986 | 87.946 | 0.579 | 0.494 | 3.838 | 0.291 | 573.463 | 43.455 | 22.4946 | 3.838 | 0.291 | 86.3343 | 6.5459 | 0.579 | 0.49411 | 189 | -1 |  |  | 0 |  | 21 | 5 | 2216.0989 | 2191.7378 | 5 | Dry Ponds | 147 | 20% | 20% | 17.2669 | 1.3092
25 | 8 | 5.2858 | 148 | 25 | 8 | AGR | 7.943 | 0.732 | 261.177 | 24.058 | 0.582 | 0.498 | 4.622 | 0.364 | 151.986 | 11.975 | 5.2858 | 4.622 | 0.364 | 24.4311 | 1.924 | 0.582 | 0.49775 | 189 | -1 |  |  | 0 |  | 21 | 5 | 2216.0989 | 2191.7378 | 5 | Dry Ponds | 148 | 20% | 20% | 4.8862 | 0.38481
25 | 9 | 0.0014808 | 149 | 25 | 9 | AGT | 4.9411 | 0.436 | 74.533 | 6.577 | 0.582 | 0.497 | 2.876 | 0.217 | 43.383 | 3.271 | 0.0014808 | 2.876 | 0.217 | 0.0042589 | 0.00032134 | 0.582 | 0.4973 | 189 | -1 |  |  | 0 |  | 21 | 5 | 2216.0989 | 2191.7378 | 5 | Dry Ponds | 149 | 20% | 20% | 0.00085178 | 6.4268e-05
25 | 10 | 0.13251 | 150 | 25 | 10 | RAN | 2.5824 | 0.2 | 114.046 | 8.816 | 0.581 | 0.496 | 1.5 | 0.099 | 66.261 | 4.37 | 0.13251 | 1.5 | 0.099 | 0.19877 | 0.013119 | 0.581 | 0.49569 | 189 | -1 |  |  | 0 |  | 21 | 5 | 2216.0989 | 2191.7378 | 5 | Dry Ponds | 150 | 20% | 20% | 0.039754 | 0.0026237
25 | 11 | 21.2304 | 151 | 25 | 11 | FOR | 1.491 | 0.111 | 312.638 | 23.357 | 0.588 | 0.506 | 0.876 | 0.056 | 183.74 | 11.824 | 21.2304 | 0.876 | 0.056 | 18.5978 | 1.1889 | 0.588 | 0.50621 | 189 | -1 |  |  | 0 |  | 21 | 5 | 2216.0989 | 2191.7378 | 5 | Dry Ponds | 151 | 20% | 20% | 3.7196 | 0.23778
25 | 12 | 4.7937 | 152 | 25 | 12 | WAT | 0.34466 | 0.021 | 36.473 | 2.263 | 0.581 | 0.494 | 0.2 | 0.011 | 21.175 | 1.117 | 4.7937 | 0.2 | 0.011 | 0.95874 | 0.052731 | 0.581 | 0.4938 | 189 | -1 |  |  | 0 |  | 21 | 5 | 2216.0989 | 2191.7378 | 5 | Dry Ponds | 152 | 20% | 20% | 0.19175 | 0.010546
25 | 13 | 66.9289 | 153 | 25 | 13 | WET | 7.8742 | 0.753 | 6518.99 | 623.534 | 0.566 | 0.486 | 4.457 | 0.366 | 3690.224 | 302.997 | 66.9289 | 4.457 | 0.366 | 298.3022 | 24.496 | 0.566 | 0.48594 | 189 | -1 |  |  | 0 |  | 21 | 5 | 2216.0989 | 2191.7378 | 5 | Dry Ponds | 153 | 20% | 20% | 59.6604 | 4.8992
26 | 1 | 15.8981 | 154 | 26 | 1 | LDR | 3.8311 | 0.36 | 225.342 | 21.202 | 0.835 | 0.818 | 3.198 | 0.295 | 188.089 | 17.341 | 15.8981 | 3.198 | 0.295 | 50.8421 | 4.6899 | 0.835 | 0.81787 | 189 | -1 |  |  | 0 |  | 21 | 5 | 2216.0989 | 2191.7378 | 5 | Dry Ponds | 154 | 20% | 20% | 10.1684 | 0.93799
26 | 11 | 0.84961 | 158 | 26 | 11 | FOR | 1.2976 | 0.106 | 67.525 | 5.505 | 0.845 | 0.829 | 1.097 | 0.088 | 57.061 | 4.562 | 0.84961 | 1.097 | 0.088 | 0.93203 | 0.074766 | 0.845 | 0.82856 | 189 | -1 |  |  | 0 |  | 21 | 5 | 2216.0989 | 2191.7378 | 5 | Dry Ponds | 158 | 20% | 20% | 0.18641 | 0.014953
26 | 13 | 9.325 | 159 | 26 | 13 | WET | 1.2284 | 0.099 | 968.362 | 78.02 | 0.851 | 0.834 | 1.046 | 0.083 | 824.187 | 65.062 | 9.325 | 1.046 | 0.083 | 9.7539 | 0.77397 | 0.851 | 0.83391 | 189 | -1 |  |  | 0 |  | 21 | 5 | 2216.0989 | 2191.7378 | 5 | Dry Ponds | 159 | 20% | 20% | 1.9508 | 0.15479
27 | 1 | 11.2971 | 160 | 27 | 1 | LDR | 3.5863 | 0.278 | 520.236 | 40.302 | 0.318 | 0.314 | 1.14 | 0.087 | 165.438 | 12.639 | 11.2971 | 1.14 | 0.087 | 12.8787 | 0.98285 | 0.318 | 0.31361 | 189 | -1 |  |  | 0 |  | 21 | 5 | 2216.0989 | 2191.7378 | 5 | Dry Ponds | 160 | 20% | 20% | 2.5757 | 0.19657
27 | 2 | 16.2217 | 161 | 27 | 2 | MDR | 6.9313 | 0.556 | 152.295 | 12.207 | 0.317 | 0.312 | 2.194 | 0.173 | 48.203 | 3.804 | 16.2217 | 2.194 | 0.173 | 35.5904 | 2.8064 | 0.317 | 0.31158 | 189 | -1 |  |  | 0 |  | 21 | 5 | 2216.0989 | 2191.7378 | 5 | Dry Ponds | 161 | 20% | 20% | 7.1181 | 0.56127
27 | 4 | 0.082738 | 162 | 27 | 4 | IND | 11.0624 | 1.21 | 10869.185 | 1188.593 | 0.31 | 0.307 | 3.425 | 0.372 | 3365.144 | 365.357 | 0.082738 | 3.425 | 0.372 | 0.28338 | 0.030778 | 0.31 | 0.30739 | 189 | -1 |  |  | 0 |  | 21 | 5 | 2216.0989 | 2191.7378 | 5 | Dry Ponds | 162 | 20% | 20% | 0.056675 | 0.0061557
27 | 7 | 0.46402 | 164 | 27 | 7 | PAS | 5.695 | 0.446 | 525.602 | 41.141 | 0.328 | 0.329 | 1.869 | 0.147 | 172.478 | 13.55 | 0.46402 | 1.869 | 0.147 | 0.86725 | 0.068211 | 0.328 | 0.32937 | 189 | -1 |  |  | 0 |  | 21 | 5 | 2216.0989 | 2191.7378 | 5 | Dry Ponds | 164 | 20% | 20% | 0.17345 | 0.013642
27 | 8 | 0.1269 | 165 | 27 | 8 | AGR | 6.339 | 0.515 | 127.884 | 10.392 | 0.334 | 0.337 | 2.114 | 0.173 | 42.658 | 3.5 | 0.1269 | 2.114 | 0.173 | 0.26827 | 0.021954 | 0.334 | 0.33678 | 189 | -1 |  |  | 0 |  | 21 | 5 | 2216.0989 | 2191.7378 | 5 | Dry Ponds | 165 | 20% | 20% | 0.053655 | 0.0043908
27 | 11 | 5.5836 | 168 | 27 | 11 | FOR | 1.1613 | 0.076 | 160.947 | 10.588 | 0.34 | 0.348 | 0.395 | 0.027 | 54.708 | 3.682 | 5.5836 | 0.395 | 0.027 | 2.2055 | 0.15076 | 0.34 | 0.34778 | 189 | -1 |  |  | 0 |  | 21 | 5 | 2216.0989 | 2191.7378 | 5 | Dry Ponds | 168 | 20% | 20% | 0.4411 | 0.030151
27 | 12 | 2.318 | 169 | 27 | 12 | WAT | 0.25464 | 0.015 | 22.963 | 1.334 | 0.331 | 0.325 | 0.084 | 0.005 | 7.601 | 0.434 | 2.318 | 0.084 | 0.005 | 0.19471 | 0.01159 | 0.331 | 0.32541 | 189 | -1 |  |  | 0 |  | 21 | 5 | 2216.0989 | 2191.7378 | 5 | Dry Ponds | 169 | 20% | 20% | 0.038942 | 0.002318
28 | 1 | 29.4178 | 171 | 28 | 1 | LDR | 4.4144 | 0.393 | 411.071 | 36.639 | 0.729 | 0.695 | 3.217 | 0.273 | 299.59 | 25.46 | 29.4178 | 3.217 | 0.273 | 94.637 | 8.0311 | 0.729 | 0.69488 | 189 | -1 |  |  | 0 |  | 21 | 5 | 2216.0989 | 2191.7378 | 5 | Dry Ponds | 171 | 20% | 20% | 18.9274 | 1.6062
28 | 3 | 18.4912 | 173 | 28 | 3 | HDR | 17.521 | 1.972 | 2523.412 | 284.074 | 0.726 | 0.694 | 12.728 | 1.368 | 1833.126 | 197.069 | 18.4912 | 12.728 | 1.368 | 235.3555 | 25.2959 | 0.726 | 0.69372 | 189 | -1 |  |  | 0 |  | 21 | 5 | 2216.0989 | 2191.7378 | 5 | Dry Ponds | 173 | 20% | 20% | 47.0711 | 5.0592
28 | 4 | 46.84 | 174 | 28 | 4 | IND | 12.6546 | 1.573 | 1189.071 | 147.816 | 0.717 | 0.684 | 9.068 | 1.076 | 852.033 | 101.086 | 46.84 | 9.068 | 1.076 | 424.7452 | 50.3999 | 0.717 | 0.68387 | 189 | -1 |  |  | 0 |  | 21 | 5 | 2216.0989 | 2191.7378 | 5 | Dry Ponds | 174 | 20% | 20% | 84.949 | 10.08
28 | 7 | 32.6668 | 176 | 28 | 7 | PAS | 6.9444 | 0.618 | 1550.51 | 137.995 | 0.738 | 0.706 | 5.126 | 0.437 | 1144.572 | 97.463 | 32.6668 | 5.126 | 0.437 | 167.45 | 14.2754 | 0.738 | 0.70628 | 189 | -1 |  |  | 0 |  | 21 | 5 | 2216.0989 | 2191.7378 | 5 | Dry Ponds | 176 | 20% | 20% | 33.49 | 2.8551
28 | 8 | 10.495 | 177 | 28 | 8 | AGR | 8.311 | 0.768 | 364.639 | 33.704 | 0.742 | 0.709 | 6.164 | 0.545 | 270.442 | 23.906 | 10.495 | 6.164 | 0.545 | 64.6909 | 5.7198 | 0.742 | 0.7093 | 189 | -1 |  |  | 0 |  | 21 | 5 | 2216.0989 | 2191.7378 | 5 | Dry Ponds | 177 | 20% | 20% | 12.9382 | 1.144
28 | 9 | 1.3753 | 178 | 28 | 9 | AGT | 5.2474 | 0.471 | 37.422 | 3.357 | 0.742 | 0.709 | 3.893 | 0.334 | 27.765 | 2.38 | 1.3753 | 3.893 | 0.334 | 5.3541 | 0.45935 | 0.742 | 0.70902 | 189 | -1 |  |  | 0 |  | 21 | 5 | 2216.0989 | 2191.7378 | 5 | Dry Ponds | 178 | 20% | 20% | 1.0708 | 0.09187
28 | 10 | 10.319 | 179 | 28 | 10 | RAN | 2.6437 | 0.209 | 286.282 | 22.595 | 0.74 | 0.707 | 1.957 | 0.148 | 211.906 | 15.983 | 10.319 | 1.957 | 0.148 | 20.1943 | 1.5272 | 0.74 | 0.70734 | 189 | -1 |  |  | 0 |  | 21 | 5 | 2216.0989 | 2191.7378 | 5 | Dry Ponds | 179 | 20% | 20% | 4.0389 | 0.30544
28 | 11 | 38.591 | 180 | 28 | 11 | FOR | 1.5853 | 0.119 | 466.751 | 35.171 | 0.747 | 0.714 | 1.184 | 0.085 | 348.649 | 25.116 | 38.591 | 1.184 | 0.085 | 45.6918 | 3.2802 | 0.747 | 0.7141 | 189 | -1 |  |  | 0 |  | 21 | 5 | 2216.0989 | 2191.7378 | 5 | Dry Ponds | 180 | 20% | 20% | 9.1384 | 0.65605
28 | 12 | 8.0435 | 181 | 28 | 12 | WAT | 0.45296 | 0.031 | 39.118 | 2.687 | 0.742 | 0.707 | 0.336 | 0.022 | 29.021 | 1.899 | 8.0435 | 0.336 | 0.022 | 2.7026 | 0.17696 | 0.742 | 0.70665 | 189 | -1 |  |  | 0 |  | 21 | 5 | 2216.0989 | 2191.7378 | 5 | Dry Ponds | 181 | 20% | 20% | 0.54052 | 0.035391
28 | 13 | 23.3125 | 182 | 28 | 13 | WET | 5.0183 | 0.46 | 2409.878 | 221.054 | 0.74 | 0.714 | 3.715 | 0.329 | 1784.191 | 157.771 | 23.3125 | 3.715 | 0.329 | 86.6059 | 7.6698 | 0.74 | 0.71372 | 189 | -1 |  |  | 0 |  | 21 | 5 | 2216.0989 | 2191.7378 | 5 | Dry Ponds | 182 | 20% | 20% | 17.3212 | 1.534
29 | 1 | 32.9655 | 183 | 29 | 1 | LDR | 2.5221 | 0.231 | 258.866 | 23.702 | 0.617 | 0.575 | 1.557 | 0.133 | 159.765 | 13.626 | 32.9655 | 1.557 | 0.133 | 51.3272 | 4.3844 | 0.617 | 0.57488 | 189 | -1 |  |  | 0 |  | 21 | 5 | 2216.0989 | 2191.7378 | 5 | Dry Ponds | 183 | 20% | 20% | 10.2654 | 0.87688
29 | 4 | 3.4653 | 184 | 29 | 4 | IND | 7.4292 | 0.95 | 607.511 | 77.702 | 0.605 | 0.563 | 4.493 | 0.535 | 367.397 | 43.769 | 3.4653 | 4.493 | 0.535 | 15.5696 | 1.8539 | 0.605 | 0.5633 | 189 | -1 |  |  | 0 |  | 21 | 5 | 2216.0989 | 2191.7378 | 5 | Dry Ponds | 184 | 20% | 20% | 3.1139 | 0.37079
29 | 7 | 0.89055 | 185 | 29 | 7 | PAS | 3.8809 | 0.353 | 148.474 | 13.504 | 0.63 | 0.592 | 2.445 | 0.209 | 93.527 | 7.998 | 0.89055 | 2.445 | 0.209 | 2.1774 | 0.18613 | 0.63 | 0.59231 | 189 | -1 |  |  | 0 |  | 21 | 5 | 2216.0989 | 2191.7378 | 5 | Dry Ponds | 185 | 20% | 20% | 0.43548 | 0.037225
29 | 8 | 0.051999 | 186 | 29 | 8 | AGR | 4.6855 | 0.443 | 128.19 | 12.122 | 0.636 | 0.598 | 2.979 | 0.265 | 81.491 | 7.25 | 0.051999 | 2.979 | 0.265 | 0.15491 | 0.01378 | 0.636 | 0.5981 | 189 | -1 |  |  | 0 |  | 21 | 5 | 2216.0989 | 2191.7378 | 5 | Dry Ponds | 186 | 20% | 20% | 0.030981 | 0.002756
29 | 9 | 0.12297 | 187 | 29 | 9 | AGT | 2.9669 | 0.273 | 230.306 | 21.219 | 0.636 | 0.597 | 1.887 | 0.163 | 146.452 | 12.675 | 0.12297 | 1.887 | 0.163 | 0.23204 | 0.020043 | 0.636 | 0.59737 | 189 | -1 |  |  | 0 |  | 21 | 5 | 2216.0989 | 2191.7378 | 5 | Dry Ponds | 187 | 20% | 20% | 0.046407 | 0.0040087
29 | 10 | 2.4459 | 188 | 29 | 10 | RAN | 1.4597 | 0.118 | 34.469 | 2.788 | 0.633 | 0.594 | 0.923 | 0.07 | 21.808 | 1.655 | 2.4459 | 0.923 | 0.07 | 2.2575 | 0.17121 | 0.633 | 0.59359 | 189 | -1 |  |  | 0 |  | 21 | 5 | 2216.0989 | 2191.7378 | 5 | Dry Ponds | 188 | 20% | 20% | 0.45151 | 0.034242
29 | 11 | 0.025662 | 189 | 29 | 11 | FOR | 0.89594 | 0.07 | 55.503 | 4.309 | 0.644 | 0.607 | 0.577 | 0.042 | 35.732 | 2.615 | 0.025662 | 0.577 | 0.042 | 0.014807 | 0.0010778 | 0.644 | 0.60681 | 189 | -1 |  |  | 0 |  | 21 | 5 | 2216.0989 | 2191.7378 | 5 | Dry Ponds | 189 | 20% | 20% | 0.0029614 | 0.00021556
29 | 13 | 7.722 | 191 | 29 | 13 | WET | 6.0023 | 0.545 | 1573.466 | 142.761 | 0.604 | 0.564 | 3.628 | 0.307 | 951.085 | 80.508 | 7.722 | 3.628 | 0.307 | 28.0153 | 2.3706 | 0.604 | 0.56394 | 189 | -1 |  |  | 0 |  | 21 | 5 | 2216.0989 | 2191.7378 | 5 | Dry Ponds | 191 | 20% | 20% | 5.6031 | 0.47413
32 | 1 | 18.621 | 200 | 32 | 1 | LDR | 2.9963 | 0.267 | 266.184 | 23.689 | 0.875 | 0.875 | 2.621 | 0.233 | 232.848 | 20.739 | 18.621 | 2.621 | 0.233 | 48.8057 | 4.3387 | 0.875 | 0.87545 | 189 | -1 |  |  | 0 |  | 21 | 5 | 2216.0989 | 2191.7378 | 5 | Dry Ponds | 200 | 20% | 20% | 9.7611 | 0.86774
32 | 4 | 46.3622 | 202 | 32 | 4 | IND | 9.2528 | 1.133 | 4344.333 | 531.944 | 0.871 | 0.873 | 8.062 | 0.989 | 3785.17 | 464.405 | 46.3622 | 8.062 | 0.989 | 373.7724 | 45.8523 | 0.871 | 0.87303 | 189 | -1 |  |  | 0 |  | 21 | 5 | 2216.0989 | 2191.7378 | 5 | Dry Ponds | 202 | 20% | 20% | 74.7545 | 9.1705
32 | 6 | 1.3201 | 203 | 32 | 6 | OPE | 2.7184 | 0.231 | 33.939 | 2.884 | 0.876 | 0.877 | 2.382 | 0.203 | 29.741 | 2.529 | 1.3201 | 2.382 | 0.203 | 3.1445 | 0.26798 | 0.876 | 0.87697 | 189 | -1 |  |  | 0 |  | 21 | 5 | 2216.0989 | 2191.7378 | 5 | Dry Ponds | 203 | 20% | 20% | 0.62891 | 0.053597
32 | 7 | 18.2095 | 204 | 32 | 7 | PAS | 4.4973 | 0.391 | 1067.255 | 92.772 | 0.879 | 0.879 | 3.951 | 0.344 | 937.591 | 81.587 | 18.2095 | 3.951 | 0.344 | 71.9457 | 6.2641 | 0.879 | 0.87943 | 189 | -1 |  |  | 0 |  | 21 | 5 | 2216.0989 | 2191.7378 | 5 | Dry Ponds | 204 | 20% | 20% | 14.3891 | 1.2528
32 | 8 | 0.58233 | 205 | 32 | 8 | AGR | 5.4 | 0.487 | 380.97 | 34.384 | 0.879 | 0.88 | 4.747 | 0.429 | 334.912 | 30.264 | 0.58233 | 4.747 | 0.429 | 2.7643 | 0.24982 | 0.879 | 0.88019 | 189 | -1 |  |  | 0 |  | 21 | 5 | 2216.0989 | 2191.7378 | 5 | Dry Ponds | 205 | 20% | 20% | 0.55286 | 0.049964
32 | 9 | 12.8142 | 206 | 32 | 9 | AGT | 3.4171 | 0.302 | 307.936 | 27.196 | 0.879 | 0.88 | 3.004 | 0.266 | 270.709 | 23.932 | 12.8142 | 3.004 | 0.266 | 38.4937 | 3.4086 | 0.879 | 0.88001 | 189 | -1 |  |  | 0 |  | 21 | 5 | 2216.0989 | 2191.7378 | 5 | Dry Ponds | 206 | 20% | 20% | 7.6987 | 0.68171
32 | 10 | 12.4122 | 207 | 32 | 10 | RAN | 1.701 | 0.132 | 120.775 | 9.379 | 0.879 | 0.88 | 1.495 | 0.116 | 106.177 | 8.252 | 12.4122 | 1.495 | 0.116 | 18.5562 | 1.4398 | 0.879 | 0.8798 | 189 | -1 |  |  | 0 |  | 21 | 5 | 2216.0989 | 2191.7378 | 5 | Dry Ponds | 207 | 20% | 20% | 3.7112 | 0.28796
32 | 11 | 6.1251 | 208 | 32 | 11 | FOR | 0.99108 | 0.072 | 76.522 | 5.578 | 0.88 | 0.881 | 0.872 | 0.064 | 67.33 | 4.916 | 6.1251 | 0.872 | 0.064 | 5.3411 | 0.39201 | 0.88 | 0.88134 | 189 | -1 |  |  | 0 |  | 21 | 5 | 2216.0989 | 2191.7378 | 5 | Dry Ponds | 208 | 20% | 20% | 1.0682 | 0.078401
32 | 12 | 1.0975 | 209 | 32 | 12 | WAT | 0.26953 | 0.019 | 0.919 | 0.066 | 0.878 | 0.879 | 0.237 | 0.017 | 0.807 | 0.058 | 1.0975 | 0.237 | 0.017 | 0.2601 | 0.018657 | 0.878 | 0.87902 | 189 | -1 |  |  | 0 |  | 21 | 5 | 2216.0989 | 2191.7378 | 5 | Dry Ponds | 209 | 20% | 20% | 0.052021 | 0.0037314
32 | 13 | 13.0151 | 210 | 32 | 13 | WET | 4.0632 | 0.386 | 4091.911 | 389.057 | 0.876 | 0.879 | 3.561 | 0.34 | 3585.849 | 342.103 | 13.0151 | 3.561 | 0.34 | 46.3468 | 4.4251 | 0.876 | 0.87931 | 189 | -1 |  |  | 0 |  | 21 | 5 | 2216.0989 | 2191.7378 | 5 | Dry Ponds | 210 | 20% | 20% | 9.2694 | 0.88503
33 | 1 | 0.0050048 | 211 | 33 | 1 | LDR | 5.7174 | 0.522 | 14.074 | 1.285 | 0.442 | 0.34 | 2.527 | 0.178 | 6.221 | 0.437 | 0.0050048 | 2.527 | 0.178 | 0.012647 | 0.00089086 | 0.442 | 0.34014 | 189 | -1 |  |  | 0 |  | 21 | 5 | 2216.0989 | 2191.7378 | 5 | Dry Ponds | 211 | 20% | 20% | 0.0025294 | 0.00017817
33 | 7 | 0.059705 | 213 | 33 | 7 | PAS | 17.543 | 1.547 | 8175.153 | 720.773 | 0.44 | 0.34 | 7.724 | 0.526 | 3599.533 | 245.32 | 0.059705 | 7.724 | 0.526 | 0.46116 | 0.031405 | 0.44 | 0.34036 | 189 | -1 |  |  | 0 |  | 21 | 5 | 2216.0989 | 2191.7378 | 5 | Dry Ponds | 213 | 20% | 20% | 0.092233 | 0.006281
34 | 1 | 28.0924 | 218 | 34 | 1 | LDR | 2.8054 | 0.254 | 292.861 | 26.479 | 0.704 | 0.64 | 1.975 | 0.162 | 206.209 | 16.958 | 28.0924 | 1.975 | 0.162 | 55.4826 | 4.551 | 0.704 | 0.64043 | 189 | -1 |  |  | 0 |  | 21 | 5 | 2216.0989 | 2191.7378 | 5 | Dry Ponds | 218 | 20% | 20% | 11.0965 | 0.9102
34 | 13 | 0.051775 | 225 | 34 | 13 | WET | 1.7146 | 0.141 | 872.205 | 71.755 | 0.746 | 0.696 | 1.279 | 0.098 | 650.615 | 49.926 | 0.051775 | 1.279 | 0.098 | 0.06622 | 0.0050739 | 0.746 | 0.69578 | 189 | -1 |  |  | 0 |  | 21 | 5 | 2216.0989 | 2191.7378 | 5 | Dry Ponds | 225 | 20% | 20% | 0.013244 | 0.0010148
36 | 1 | 26.2112 | 226 | 36 | 1 | LDR | 4.6704 | 0.433 | 1027.379 | 95.227 | 0.665 | 0.617 | 3.104 | 0.267 | 682.806 | 58.773 | 26.2112 | 3.104 | 0.267 | 81.3595 | 6.9984 | 0.665 | 0.61719 | 189 | -1 |  |  | 0 |  | 21 | 5 | 2216.0989 | 2191.7378 | 5 | Dry Ponds | 226 | 20% | 20% | 16.2719 | 1.3997
36 | 2 | 0.024452 | 227 | 36 | 2 | MDR | 8.7765 | 0.837 | 280.229 | 26.71 | 0.663 | 0.615 | 5.822 | 0.515 | 185.888 | 16.433 | 0.024452 | 5.822 | 0.515 | 0.14236 | 0.012593 | 0.663 | 0.61524 | 189 | -1 |  |  | 0 |  | 21 | 5 | 2216.0989 | 2191.7378 | 5 | Dry Ponds | 227 | 20% | 20% | 0.028472 | 0.0025186
36 | 7 | 8.9099 | 232 | 36 | 7 | PAS | 7.2649 | 0.677 | 845.245 | 78.733 | 0.671 | 0.628 | 4.874 | 0.425 | 567.104 | 49.454 | 8.9099 | 4.874 | 0.425 | 43.4271 | 3.7867 | 0.671 | 0.62812 | 189 | -1 |  |  | 0 |  | 21 | 5 | 2216.0989 | 2191.7378 | 5 | Dry Ponds | 232 | 20% | 20% | 8.6854 | 0.75735
36 | 8 | 12.1209 | 233 | 36 | 8 | AGR | 8.712 | 0.844 | 4028.692 | 390.487 | 0.677 | 0.635 | 5.9 | 0.536 | 2728.126 | 247.809 | 12.1209 | 5.9 | 0.536 | 71.5132 | 6.4968 | 0.677 | 0.63461 | 189 | -1 |  |  | 0 |  | 21 | 5 | 2216.0989 | 2191.7378 | 5 | Dry Ponds | 233 | 20% | 20% | 14.3026 | 1.2994
36 | 10 | 4.8067 | 234 | 36 | 10 | RAN | 2.7614 | 0.228 | 125.463 | 10.34 | 0.674 | 0.63 | 1.86 | 0.143 | 84.506 | 6.514 | 4.8067 | 1.86 | 0.143 | 8.9404 | 0.68736 | 0.674 | 0.63001 | 189 | -1 |  |  | 0 |  | 21 | 5 | 2216.0989 | 2191.7378 | 5 | Dry Ponds | 234 | 20% | 20% | 1.7881 | 0.13747
36 | 11 | 41.3547 | 235 | 36 | 11 | FOR | 1.6973 | 0.136 | 456.356 | 36.497 | 0.685 | 0.642 | 1.162 | 0.087 | 312.528 | 23.445 | 41.3547 | 1.162 | 0.087 | 48.0542 | 3.5979 | 0.685 | 0.64239 | 189 | -1 |  |  | 0 |  | 21 | 5 | 2216.0989 | 2191.7378 | 5 | Dry Ponds | 235 | 20% | 20% | 9.6108 | 0.71957
36 | 12 | 2.9428 | 236 | 36 | 12 | WAT | 0.5222 | 0.036 | 7.117 | 0.495 | 0.683 | 0.636 | 0.357 | 0.023 | 4.864 | 0.315 | 2.9428 | 0.357 | 0.023 | 1.0506 | 0.067684 | 0.683 | 0.63574 | 189 | -1 |  |  | 0 |  | 21 | 5 | 2216.0989 | 2191.7378 | 5 | Dry Ponds | 236 | 20% | 20% | 0.21011 | 0.013537
36 | 13 | 49.3717 | 237 | 36 | 13 | WET | 2.5089 | 0.197 | 2607.78 | 205.211 | 0.69 | 0.646 | 1.731 | 0.127 | 1798.721 | 132.5 | 49.3717 | 1.731 | 0.127 | 85.4624 | 6.2702 | 0.69 | 0.64567 | 189 | -1 |  |  | 0 |  | 21 | 5 | 2216.0989 | 2191.7378 | 5 | Dry Ponds | 237 | 20% | 20% | 17.0925 | 1.254
37 | 1 | 14.0249 | 238 | 37 | 1 | LDR | 5.1162 | 0.464 | 345.183 | 31.305 | 0.812 | 0.781 | 4.154 | 0.362 | 280.282 | 24.449 | 14.0249 | 4.154 | 0.362 | 58.2594 | 5.077 | 0.812 | 0.78099 | 189 | -1 |  |  | 0 |  | 21 | 5 | 2216.0989 | 2191.7378 | 5 | Dry Ponds | 238 | 20% | 20% | 11.6519 | 1.0154
37 | 2 | 32.4335 | 239 | 37 | 2 | MDR | 9.6056 | 0.896 | 2073.2 | 193.451 | 0.81 | 0.778 | 7.782 | 0.697 | 1679.53 | 150.524 | 32.4335 | 7.782 | 0.697 | 252.3979 | 22.6062 | 0.81 | 0.7781 | 189 | -1 |  |  | 0 |  | 21 | 5 | 2216.0989 | 2191.7378 | 5 | Dry Ponds | 239 | 20% | 20% | 50.4796 | 4.5212
37 | 7 | 0.23081 | 240 | 37 | 7 | PAS | 8.1705 | 0.749 | 512.007 | 46.932 | 0.825 | 0.801 | 6.742 | 0.6 | 422.513 | 37.603 | 0.23081 | 6.742 | 0.6 | 1.5561 | 0.13849 | 0.825 | 0.80123 | 189 | -1 |  |  | 0 |  | 21 | 5 | 2216.0989 | 2191.7378 | 5 | Dry Ponds | 240 | 20% | 20% | 0.31123 | 0.027698
37 | 8 | 1.5424 | 241 | 37 | 8 | AGR | 9.9881 | 0.954 | 5753.428 | 549.77 | 0.832 | 0.809 | 8.308 | 0.772 | 4785.623 | 444.557 | 1.5424 | 8.308 | 0.772 | 12.814 | 1.1907 | 0.832 | 0.80862 | 189 | -1 |  |  | 0 |  | 21 | 5 | 2216.0989 | 2191.7378 | 5 | Dry Ponds | 241 | 20% | 20% | 2.5628 | 0.23814
37 | 9 | 0.04712 | 242 | 37 | 9 | AGT | 6.3022 | 0.581 | 574.088 | 52.959 | 0.832 | 0.808 | 5.243 | 0.47 | 477.577 | 42.779 | 0.04712 | 5.243 | 0.47 | 0.24705 | 0.022146 | 0.832 | 0.80776 | 189 | -1 |  |  | 0 |  | 21 | 5 | 2216.0989 | 2191.7378 | 5 | Dry Ponds | 242 | 20% | 20% | 0.04941 | 0.0044293
37 | 10 | 0.17092 | 243 | 37 | 10 | RAN | 3.1536 | 0.255 | 7.269 | 0.587 | 0.829 | 0.804 | 2.614 | 0.205 | 6.026 | 0.472 | 0.17092 | 2.614 | 0.205 | 0.44677 | 0.035038 | 0.829 | 0.80422 | 189 | -1 |  |  | 0 |  | 21 | 5 | 2216.0989 | 2191.7378 | 5 | Dry Ponds | 243 | 20% | 20% | 0.089355 | 0.0070076
37 | 11 | 14.4631 | 244 | 37 | 11 | FOR | 1.9387 | 0.151 | 164.646 | 12.86 | 0.838 | 0.816 | 1.626 | 0.123 | 138.054 | 10.488 | 14.4631 | 1.626 | 0.123 | 23.517 | 1.779 | 0.838 | 0.81556 | 189 | -1 |  |  | 0 |  | 21 | 5 | 2216.0989 | 2191.7378 | 5 | Dry Ponds | 244 | 20% | 20% | 4.7034 | 0.35579
37 | 12 | 1.4719 | 245 | 37 | 12 | WAT | 0.5682 | 0.038 | 13.587 | 0.921 | 0.823 | 0.792 | 0.468 | 0.03 | 11.188 | 0.729 | 1.4719 | 0.468 | 0.03 | 0.68885 | 0.044157 | 0.823 | 0.79155 | 189 | -1 |  |  | 0 |  | 21 | 5 | 2216.0989 | 2191.7378 | 5 | Dry Ponds | 245 | 20% | 20% | 0.13777 | 0.0088314
37 | 13 | 39.9952 | 246 | 37 | 13 | WET | 3.5077 | 0.316 | 851.017 | 76.687 | 0.829 | 0.812 | 2.906 | 0.257 | 705.132 | 62.266 | 39.9952 | 2.906 | 0.257 | 116.2262 | 10.2788 | 0.829 | 0.81195 | 189 | -1 |  |  | 0 |  | 21 | 5 | 2216.0989 | 2191.7378 | 5 | Dry Ponds | 246 | 20% | 20% | 23.2452 | 2.0558
38 | 1 | 3.4622 | 247 | 38 | 1 | LDR | 4.4646 | 0.394 | 219.902 | 19.412 | 0.753 | 0.733 | 3.362 | 0.289 | 165.572 | 14.232 | 3.4622 | 3.362 | 0.289 | 11.64 | 1.0006 | 0.753 | 0.73313 | 189 | -1 |  |  | 0 |  | 21 | 5 | 2216.0989 | 2191.7378 | 5 | Dry Ponds | 247 | 20% | 20% | 2.328 | 0.20012
38 | 2 | 57.4623 | 248 | 38 | 2 | MDR | 8.5662 | 0.781 | 5390.011 | 491.366 | 0.752 | 0.731 | 6.439 | 0.571 | 4051.586 | 359.418 | 57.4623 | 6.439 | 0.571 | 369.9995 | 32.811 | 0.752 | 0.73147 | 189 | -1 |  |  | 0 |  | 21 | 5 | 2216.0989 | 2191.7378 | 5 | Dry Ponds | 248 | 20% | 20% | 73.9999 | 6.5622
38 | 3 | 9.0609 | 249 | 38 | 3 | HDR | 18.6003 | 2.134 | 470.588 | 54.001 | 0.751 | 0.735 | 13.977 | 1.568 | 353.613 | 39.681 | 9.0609 | 13.977 | 1.568 | 126.6447 | 14.2075 | 0.751 | 0.73482 | 189 | -1 |  |  | 0 |  | 21 | 5 | 2216.0989 | 2191.7378 | 5 | Dry Ponds | 249 | 20% | 20% | 25.3289 | 2.8415
38 | 4 | 6.3965 | 250 | 38 | 4 | IND | 13.0332 | 1.643 | 2693.398 | 339.537 | 0.746 | 0.728 | 9.718 | 1.196 | 2008.316 | 247.156 | 6.3965 | 9.718 | 1.196 | 62.1612 | 7.6502 | 0.746 | 0.72792 | 189 | -1 |  |  | 0 |  | 21 | 5 | 2216.0989 | 2191.7378 | 5 | Dry Ponds | 250 | 20% | 20% | 12.4322 | 1.53
38 | 6 | 7.8251 | 251 | 38 | 6 | OPE | 4.1351 | 0.351 | 66.1 | 5.607 | 0.757 | 0.739 | 3.13 | 0.259 | 50.026 | 4.141 | 7.8251 | 3.13 | 0.259 | 24.4924 | 2.0267 | 0.757 | 0.73853 | 189 | -1 |  |  | 0 |  | 21 | 5 | 2216.0989 | 2191.7378 | 5 | Dry Ponds | 251 | 20% | 20% | 4.8985 | 0.40534
38 | 7 | 0.029536 | 252 | 38 | 7 | PAS | 7.4269 | 0.674 | 220.805 | 20.04 | 0.76 | 0.744 | 5.648 | 0.502 | 167.902 | 14.913 | 0.029536 | 5.648 | 0.502 | 0.16682 | 0.014827 | 0.76 | 0.74416 | 189 | -1 |  |  | 0 |  | 21 | 5 | 2216.0989 | 2191.7378 | 5 | Dry Ponds | 252 | 20% | 20% | 0.033363 | 0.0029654
38 | 8 | 10.5361 | 253 | 38 | 8 | AGR | 8.5893 | 0.81 | 771.565 | 72.737 | 0.766 | 0.751 | 6.579 | 0.608 | 590.985 | 54.619 | 10.5361 | 6.579 | 0.608 | 69.3173 | 6.406 | 0.766 | 0.75091 | 189 | -1 |  |  | 0 |  | 21 | 5 | 2216.0989 | 2191.7378 | 5 | Dry Ponds | 253 | 20% | 20% | 13.8635 | 1.2812
38 | 9 | 1.5071 | 254 | 38 | 9 | AGT | 5.3381 | 0.48 | 328.365 | 29.544 | 0.766 | 0.75 | 4.09 | 0.36 | 251.603 | 22.171 | 1.5071 | 4.09 | 0.36 | 6.164 | 0.54255 | 0.766 | 0.75046 | 189 | -1 |  |  | 0 |  | 21 | 5 | 2216.0989 | 2191.7378 | 5 | Dry Ponds | 254 | 20% | 20% | 1.2328 | 0.10851
38 | 10 | 10.3565 | 255 | 38 | 10 | RAN | 2.8596 | 0.226 | 157.374 | 12.414 | 0.763 | 0.746 | 2.182 | 0.168 | 120.107 | 9.267 | 10.3565 | 2.182 | 0.168 | 22.5979 | 1.7399 | 0.763 | 0.74645 | 189 | -1 |  |  | 0 |  | 21 | 5 | 2216.0989 | 2191.7378 | 5 | Dry Ponds | 255 | 20% | 20% | 4.5196 | 0.34798
38 | 11 | 12.2698 | 256 | 38 | 11 | FOR | 1.6256 | 0.124 | 281.493 | 21.55 | 0.772 | 0.759 | 1.255 | 0.094 | 217.292 | 16.357 | 12.2698 | 1.255 | 0.094 | 15.3986 | 1.1534 | 0.772 | 0.759 | 189 | -1 |  |  | 0 |  | 21 | 5 | 2216.0989 | 2191.7378 | 5 | Dry Ponds | 256 | 20% | 20% | 3.0797 | 0.23067
38 | 12 | 1.2501 | 257 | 38 | 12 | WAT | 0.4049 | 0.025 | 12.452 | 0.773 | 0.766 | 0.744 | 0.31 | 0.019 | 9.543 | 0.575 | 1.2501 | 0.31 | 0.019 | 0.38752 | 0.023751 | 0.766 | 0.74449 | 189 | -1 |  |  | 0 |  | 21 | 5 | 2216.0989 | 2191.7378 | 5 | Dry Ponds | 257 | 20% | 20% | 0.077503 | 0.0047502
38 | 13 | 27.2929 | 258 | 38 | 13 | WET | 6.7199 | 0.666 | 2399.981 | 237.942 | 0.759 | 0.75 | 5.104 | 0.5 | 1822.705 | 178.541 | 27.2929 | 5.104 | 0.5 | 139.3029 | 13.6464 | 0.759 | 0.75035 | 189 | -1 |  |  | 0 |  | 21 | 5 | 2216.0989 | 2191.7378 | 5 | Dry Ponds | 258 | 20% | 20% | 27.8606 | 2.7293
39 | 1 | 28.4809 | 259 | 39 | 1 | LDR | 2.8996 | 0.259 | 1035.599 | 92.373 | 1.075 | 1.082 | 3.118 | 0.28 | 1113.717 | 99.953 | 28.4809 | 2.887 | 0.254 | 82.2243 | 7.2341 | 0.996 | 0.98369 | 189 | -1 |  |  | 0 |  | 21 | 5 | 2216.0989 | 2191.7378 | 5 | Dry Ponds | 259 | 20% | 20% | 16.4449 | 1.4468
39 | 2 | 1.7574 | 260 | 39 | 2 | MDR | 5.5159 | 0.507 | 1488.242 | 136.786 | 1.075 | 1.082 | 5.931 | 0.548 | 1600.239 | 147.975 | 1.7574 | 5.492 | 0.499 | 9.6517 | 0.87695 | 0.996 | 0.98346 | 189 | -1 |  |  | 0 |  | 21 | 5 | 2216.0989 | 2191.7378 | 5 | Dry Ponds | 260 | 20% | 20% | 1.9303 | 0.17539
39 | 3 | 8.8682 | 261 | 39 | 3 | HDR | 11.5112 | 1.269 | 2174.863 | 239.794 | 1.075 | 1.082 | 12.376 | 1.373 | 2338.17 | 259.4 | 8.8682 | 11.459 | 1.248 | 101.6202 | 11.0675 | 0.995 | 0.98342 | 189 | -1 |  |  | 0 |  | 21 | 5 | 2216.0989 | 2191.7378 | 5 | Dry Ponds | 261 | 20% | 20% | 20.324 | 2.2135
39 | 4 | 3.2151 | 262 | 39 | 4 | IND | 9.1209 | 1.105 | 1283.176 | 155.409 | 1.075 | 1.081 | 9.803 | 1.194 | 1379.191 | 167.989 | 3.2151 | 9.077 | 1.086 | 29.1839 | 3.4916 | 0.995 | 0.98268 | 189 | -1 |  |  | 0 |  | 21 | 5 | 2216.0989 | 2191.7378 | 5 | Dry Ponds | 262 | 20% | 20% | 5.8368 | 0.69833
39 | 6 | 1.1414 | 263 | 39 | 6 | OPE | 2.572 | 0.219 | 217.338 | 18.482 | 1.075 | 1.082 | 2.764 | 0.237 | 233.592 | 20.002 | 1.1414 | 2.56 | 0.215 | 2.922 | 0.2454 | 0.995 | 0.98384 | 189 | -1 |  |  | 0 |  | 21 | 5 | 2216.0989 | 2191.7378 | 5 | Dry Ponds | 263 | 20% | 20% | 0.5844 | 0.049081
39 | 7 | 3.5184 | 264 | 39 | 7 | PAS | 4.1697 | 0.36 | 495.518 | 42.729 | 1.074 | 1.083 | 4.478 | 0.389 | 532.207 | 46.259 | 3.5184 | 4.147 | 0.354 | 14.5907 | 1.2455 | 0.994 | 0.98418 | 189 | -1 |  |  | 0 |  | 21 | 5 | 2216.0989 | 2191.7378 | 5 | Dry Ponds | 264 | 20% | 20% | 2.9181 | 0.2491
39 | 8 | 1.4608 | 265 | 39 | 8 | AGR | 5.0969 | 0.451 | 1321.577 | 117.033 | 1.075 | 1.083 | 5.477 | 0.489 | 1420.241 | 126.723 | 1.4608 | 5.072 | 0.444 | 7.4092 | 0.6486 | 0.995 | 0.98436 | 189 | -1 |  |  | 0 |  | 21 | 5 | 2216.0989 | 2191.7378 | 5 | Dry Ponds | 265 | 20% | 20% | 1.4818 | 0.12972
39 | 9 | 0.13406 | 266 | 39 | 9 | AGT | 3.2415 | 0.281 | 204.239 | 17.702 | 1.075 | 1.083 | 3.484 | 0.304 | 219.54 | 19.169 | 0.13406 | 3.226 | 0.277 | 0.43248 | 0.037135 | 0.995 | 0.98444 | 189 | -1 |  |  | 0 |  | 21 | 5 | 2216.0989 | 2191.7378 | 5 | Dry Ponds | 266 | 20% | 20% | 0.086496 | 0.007427
39 | 10 | 1.7955 | 267 | 39 | 10 | RAN | 1.5738 | 0.121 | 122.792 | 9.427 | 1.074 | 1.083 | 1.69 | 0.131 | 131.882 | 10.206 | 1.7955 | 1.565 | 0.119 | 2.8099 | 0.21366 | 0.994 | 0.98421 | 189 | -1 |  |  | 0 |  | 21 | 5 | 2216.0989 | 2191.7378 | 5 | Dry Ponds | 267 | 20% | 20% | 0.56199 | 0.042733
39 | 11 | 8.1141 | 268 | 39 | 11 | FOR | 0.99237 | 0.07 | 385.77 | 27.224 | 1.075 | 1.083 | 1.067 | 0.076 | 414.895 | 29.493 | 8.1141 | 0.988 | 0.069 | 8.0167 | 0.55987 | 0.996 | 0.98485 | 189 | -1 |  |  | 0 |  | 21 | 5 | 2216.0989 | 2191.7378 | 5 | Dry Ponds | 268 | 20% | 20% | 1.6033 | 0.11197
39 | 12 | 0.8169 | 269 | 39 | 12 | WAT | 0.27851 | 0.019 | 88.781 | 6.052 | 1.081 | 1.084 | 0.301 | 0.021 | 95.936 | 6.562 | 0.8169 | 0.279 | 0.019 | 0.22791 | 0.015521 | 1.001 | 0.98565 | 189 | -1 |  |  | 0 |  | 21 | 5 | 2216.0989 | 2191.7378 | 5 | Dry Ponds | 269 | 20% | 20% | 0.045583 | 0.0031042
39 | 13 | 23.5378 | 270 | 39 | 13 | WET | 2.4147 | 0.224 | 8471.903 | 784.954 | 1.082 | 1.085 | 2.613 | 0.243 | 9167.141 | 851.506 | 23.5378 | 2.419 | 0.221 | 56.9379 | 5.2019 | 1.002 | 0.98617 | 189 | -1 |  |  | 0 |  | 21 | 5 | 2216.0989 | 2191.7378 | 5 | Dry Ponds | 270 | 20% | 20% | 11.3876 | 1.0404
41 | 1 | 3.1592 | 282 | 41 | 1 | LDR | 6.4645 | 0.301 | 7159.582 | 333.43 | 0.961 | 0.923 | 6.211 | 0.278 | 6878.392 | 307.743 | 3.1592 | 5.446 | 0.246 | 17.2049 | 0.77716 | 0.842 | 0.81555 | 189 | -1 |  |  | 0 |  | 21 | 5 | 2216.0989 | 2191.7378 | 5 | Dry Ponds | 282 | 20% | 20% | 3.441 | 0.15543
41 | 2 | 2.6791 | 283 | 41 | 2 | MDR | 11.9201 | 0.582 | 23513.664 | 1147.493 | 0.961 | 0.923 | 11.452 | 0.537 | 22589.972 | 1059.182 | 2.6791 | 10.039 | 0.474 | 26.8956 | 1.2699 | 0.842 | 0.81527 | 189 | -1 |  |  | 0 |  | 21 | 5 | 2216.0989 | 2191.7378 | 5 | Dry Ponds | 283 | 20% | 20% | 5.3791 | 0.25398
41 | 4 | 0.022215 | 285 | 41 | 4 | IND | 15.0465 | 1.299 | 22984.638 | 1984.314 | 0.961 | 0.924 | 14.457 | 1.2 | 22084.136 | 1832.828 | 0.022215 | 12.656 | 1.059 | 0.28115 | 0.023525 | 0.841 | 0.81549 | 189 | -1 |  |  | 0 |  | 21 | 5 | 2216.0989 | 2191.7378 | 5 | Dry Ponds | 285 | 20% | 20% | 0.05623 | 0.0047051
41 | 6 | 0.025173 | 286 | 41 | 6 | OPE | 6.7112 | 0.301 | 712.339 | 31.937 | 0.96 | 0.922 | 6.446 | 0.278 | 684.169 | 29.462 | 0.025173 | 5.655 | 0.245 | 0.14235 | 0.0061674 | 0.843 | 0.81557 | 189 | -1 |  |  | 0 |  | 21 | 5 | 2216.0989 | 2191.7378 | 5 | Dry Ponds | 286 | 20% | 20% | 0.028471 | 0.0012335
41 | 9 | 0.0048292 | 289 | 41 | 9 | AGT | 10.0265 | 0.479 | 0.689 | 0.033 | 0.96 | 0.923 | 9.629 | 0.442 | 0.661 | 0.03 | 0.0048292 | 8.458 | 0.391 | 0.040845 | 0.0018882 | 0.844 | 0.8154 | 189 | -1 |  |  | 0 |  | 21 | 5 | 2216.0989 | 2191.7378 | 5 | Dry Ponds | 289 | 20% | 20% | 0.0081691 | 0.00037764
41 | 10 | 0.43172 | 290 | 41 | 10 | RAN | 5.062 | 0.211 | 1204.825 | 50.143 | 0.96 | 0.922 | 4.86 | 0.194 | 1156.789 | 46.234 | 0.43172 | 4.268 | 0.172 | 1.8426 | 0.074256 | 0.843 | 0.81592 | 189 | -1 |  |  | 0 |  | 21 | 5 | 2216.0989 | 2191.7378 | 5 | Dry Ponds | 290 | 20% | 20% | 0.36852 | 0.014851
41 | 11 | 3.3254 | 291 | 41 | 11 | FOR | 3.3637 | 0.139 | 1738.258 | 71.607 | 0.961 | 0.923 | 3.231 | 0.128 | 1669.641 | 66.092 | 3.3254 | 2.844 | 0.114 | 9.4575 | 0.3791 | 0.846 | 0.81972 | 189 | -1 |  |  | 0 |  | 21 | 5 | 2216.0989 | 2191.7378 | 5 | Dry Ponds | 291 | 20% | 20% | 1.8915 | 0.07582
41 | 12 | 0.98555 | 292 | 41 | 12 | WAT | 1.0456 | 0.041 | 281.889 | 11.073 | 0.962 | 0.921 | 1.006 | 0.038 | 271.1 | 10.202 | 0.98555 | 0.885 | 0.034 | 0.87221 | 0.033509 | 0.847 | 0.81969 | 189 | -1 |  |  | 0 |  | 21 | 5 | 2216.0989 | 2191.7378 | 5 | Dry Ponds | 292 | 20% | 20% | 0.17444 | 0.0067017
41 | 13 | 0.02243 | 293 | 41 | 13 | WET | 1.0484 | 0.041 | 1567.871 | 61.608 | 0.962 | 0.921 | 1.008 | 0.038 | 1507.852 | 56.766 | 0.02243 | 0.888 | 0.034 | 0.019918 | 0.00076263 | 0.847 | 0.81976 | 189 | -1 |  |  | 0 |  | 21 | 5 | 2216.0989 | 2191.7378 | 5 | Dry Ponds | 293 | 20% | 20% | 0.0039836 | 0.00015253
95 | 4 | 3.9225 | 593 | 95 | 4 | IND | 13.7951 | 1.628 | 835.91 | 98.655 | 0.797 | 0.754 | 10.999 | 1.228 | 666.514 | 74.381 | 3.9225 | 10.744 | 4.258 | 42.1433 | 16.702 | 0.779 | 2.615 | 189 | -1 |  |  | 0 |  | 21 | 5 | 2216.0989 | 2191.7378 | 5 | Dry Ponds | 593 | 20% | 20% | 8.4287 | 3.3404
95 | 7 | 13.4809 | 594 | 95 | 7 | PAS | 6.4849 | 0.553 | 611.416 | 52.123 | 0.8 | 0.757 | 5.189 | 0.418 | 489.256 | 39.455 | 13.4809 | 5.066 | 1.55 | 68.2945 | 20.8955 | 0.781 | 2.8036 | 189 | -1 |  |  | 0 |  | 21 | 5 | 2216.0989 | 2191.7378 | 5 | Dry Ponds | 594 | 20% | 20% | 13.6589 | 4.1791
95 | 11 | 0.94519 | 596 | 95 | 11 | FOR | 1.4258 | 0.106 | 43.088 | 3.2 | 0.801 | 0.757 | 1.143 | 0.08 | 34.528 | 2.424 | 0.94519 | 1.115 | 0.317 | 1.0539 | 0.29963 | 0.782 | 2.9892 | 189 | -1 |  |  | 0 |  | 21 | 5 | 2216.0989 | 2191.7378 | 5 | Dry Ponds | 596 | 20% | 20% | 0.21078 | 0.059925
95 | 12 | 1.4871 | 597 | 95 | 12 | WAT | 0.41724 | 0.029 | 5.064 | 0.351 | 0.804 | 0.762 | 0.335 | 0.022 | 4.069 | 0.267 | 1.4871 | 0.329 | 0.078 | 0.48925 | 0.11599 | 0.788 | 2.6876 | 189 | -1 |  |  | 0 |  | 21 | 5 | 2216.0989 | 2191.7378 | 5 | Dry Ponds | 597 | 20% | 20% | 0.097851 | 0.023199
96 | 1 | 13.754 | 599 | 96 | 1 | LDR | 4.157 | 0.346 | 111.48 | 9.287 | 0.996 | 3.4 | 4.139 | 1.177 | 110.992 | 31.576 | 13.754 | 4.058 | 0.346 | 55.8138 | 4.7589 | 0.976 | 1 | 189 | -1 |  |  | 0 |  | 21 | 5 | 2216.0989 | 2191.7378 | 5 | Dry Ponds | 599 | 20% | 20% | 11.1628 | 0.95178
96 | 4 | 0.56141 | 600 | 96 | 4 | IND | 12.891 | 1.483 | 1017.657 | 117.073 | 0.995 | 3.4 | 12.829 | 5.042 | 1012.795 | 398.047 | 0.56141 | 12.578 | 1.483 | 7.0615 | 0.83258 | 0.976 | 1 | 189 | -1 |  |  | 0 |  | 21 | 5 | 2216.0989 | 2191.7378 | 5 | Dry Ponds | 600 | 20% | 20% | 1.4123 | 0.16652
96 | 7 | 3.9657 | 601 | 96 | 7 | PAS | 6.1166 | 0.503 | 195.816 | 16.11 | 0.995 | 3.4 | 6.085 | 1.711 | 194.8 | 54.775 | 3.9657 | 5.966 | 0.503 | 23.6594 | 1.9947 | 0.975 | 1 | 189 | -1 |  |  | 0 |  | 21 | 5 | 2216.0989 | 2191.7378 | 5 | Dry Ponds | 601 | 20% | 20% | 4.7319 | 0.39895
97 | 7 | 4.1753 | 607 | 97 | 7 | PAS | 8.0611 | 0.755 | 615.775 | 57.68 | 0.858 | 0.833 | 6.914 | 0.629 | 528.163 | 48.051 | 4.1753 | 6.914 | 0.629 | 28.8683 | 2.6263 | 0.858 | 0.83306 | 189 | -1 |  |  | 0 |  | 21 | 5 | 2216.0989 | 2191.7378 | 5 | Dry Ponds | 607 | 20% | 20% | 5.7737 | 0.52526
97 | 10 | 0.82119 | 608 | 97 | 10 | RAN | 3.0677 | 0.253 | 405.178 | 33.373 | 0.859 | 0.835 | 2.637 | 0.211 | 348.245 | 27.853 | 0.82119 | 2.637 | 0.211 | 2.1655 | 0.17327 | 0.859 | 0.8346 | 189 | -1 |  |  | 0 |  | 21 | 5 | 2216.0989 | 2191.7378 | 5 | Dry Ponds | 608 | 20% | 20% | 0.4331 | 0.034654
97 | 11 | 37.8386 | 609 | 97 | 11 | FOR | 1.8856 | 0.15 | 1178.991 | 93.84 | 0.864 | 0.838 | 1.629 | 0.126 | 1018.261 | 78.664 | 37.8386 | 1.629 | 0.126 | 61.6391 | 4.7677 | 0.864 | 0.83828 | 189 | -1 |  |  | 0 |  | 21 | 5 | 2216.0989 | 2191.7378 | 5 | Dry Ponds | 609 | 20% | 20% | 12.3278 | 0.95353
97 | 13 | 24.9224 | 611 | 97 | 13 | WET | 2.5135 | 0.2 | 2832.084 | 225.479 | 0.875 | 0.856 | 2.199 | 0.171 | 2477.678 | 193.038 | 24.9224 | 2.199 | 0.171 | 54.8044 | 4.2617 | 0.875 | 0.85613 | 189 | -1 |  |  | 0 |  | 21 | 5 | 2216.0989 | 2191.7378 | 5 | Dry Ponds | 611 | 20% | 20% | 10.9609 | 0.85235
98 | 1 | 16.9001 | 612 | 98 | 1 | LDR | 5.2337 | 0.483 | 1131.223 | 104.393 | 1.01 | 2 | 5.286 | 0.966 | 1142.425 | 208.786 | 16.9001 | 4.367 | 0.398 | 73.8025 | 6.7262 | 0.834 | 0.82413 | 189 | -1 |  |  | 0 |  | 21 | 5 | 2216.0989 | 2191.7378 | 5 | Dry Ponds | 612 | 20% | 20% | 14.7605 | 1.3452
98 | 4 | 3.3481 | 614 | 98 | 4 | IND | 14.8146 | 1.917 | 197.69 | 25.578 | 1.007 | 2 | 14.918 | 3.834 | 199.07 | 51.157 | 3.3481 | 12.189 | 1.562 | 40.8097 | 5.2297 | 0.823 | 0.81495 | 189 | -1 |  |  | 0 |  | 21 | 5 | 2216.0989 | 2191.7378 | 5 | Dry Ponds | 614 | 20% | 20% | 8.1619 | 1.0459
98 | 7 | 14.2632 | 615 | 98 | 7 | PAS | 8.2347 | 0.77 | 1166.724 | 109.158 | 1.012 | 2 | 8.336 | 1.541 | 1181.074 | 218.316 | 14.2632 | 6.958 | 0.643 | 99.2433 | 9.1712 | 0.845 | 0.83495 | 189 | -1 |  |  | 0 |  | 21 | 5 | 2216.0989 | 2191.7378 | 5 | Dry Ponds | 615 | 20% | 20% | 19.8487 | 1.8342
98 | 8 | 1.1734 | 616 | 98 | 8 | AGR | 10.2093 | 0.993 | 222.204 | 21.614 | 1.012 | 2 | 10.335 | 1.986 | 224.947 | 43.228 | 1.1734 | 8.651 | 0.831 | 10.151 | 0.97509 | 0.847 | 0.83698 | 189 | -1 |  |  | 0 |  | 21 | 5 | 2216.0989 | 2191.7378 | 5 | Dry Ponds | 616 | 20% | 20% | 2.0302 | 0.19502
98 | 10 | 2.6517 | 617 | 98 | 10 | RAN | 3.1394 | 0.258 | 135.888 | 11.178 | 1.012 | 2 | 3.179 | 0.516 | 137.587 | 22.356 | 2.6517 | 2.658 | 0.216 | 7.0482 | 0.57277 | 0.847 | 0.83643 | 189 | -1 |  |  | 0 |  | 21 | 5 | 2216.0989 | 2191.7378 | 5 | Dry Ponds | 617 | 20% | 20% | 1.4096 | 0.11455
98 | 11 | 45.7871 | 618 | 98 | 11 | FOR | 1.936 | 0.155 | 605.947 | 48.477 | 1.012 | 2 | 1.96 | 0.31 | 613.42 | 96.954 | 45.7871 | 1.647 | 0.13 | 75.4113 | 5.9523 | 0.85 | 0.83988 | 189 | -1 |  |  | 0 |  | 21 | 5 | 2216.0989 | 2191.7378 | 5 | Dry Ponds | 618 | 20% | 20% | 15.0823 | 1.1905
98 | 12 | 0.42526 | 619 | 98 | 12 | WAT | 0.59178 | 0.041 | 1.065 | 0.073 | 1.016 | 2 | 0.602 | 0.081 | 1.083 | 0.147 | 0.42526 | 0.508 | 0.035 | 0.21603 | 0.014884 | 0.858 | 0.84853 | 189 | -1 |  |  | 0 |  | 21 | 5 | 2216.0989 | 2191.7378 | 5 | Dry Ponds | 619 | 20% | 20% | 0.043206 | 0.0029768
98 | 13 | 110.1944 | 620 | 98 | 13 | WET | 2.2526 | 0.176 | 2135.004 | 166.457 | 1.017 | 2 | 2.29 | 0.351 | 2170.555 | 332.915 | 110.1944 | 1.946 | 0.15 | 214.4383 | 16.5292 | 0.864 | 0.85634 | 189 | -1 |  |  | 0 |  | 21 | 5 | 2216.0989 | 2191.7378 | 5 | Dry Ponds | 620 | 20% | 20% | 42.8877 | 3.3058
18 | 1 | 1.3232 | 78 | 18 | 1 | LDR | 3.1522 | 0.144 | 1003.387 | 45.864 | 0.584 | 0.53 | 1.84 | 0.076 | 585.797 | 24.293 | 1.3232 | 1.648 | 0.07 | 2.1807 | 0.092626 | 0.523 | 0.4827 | 190 | -1 |  |  | 0 |  | 22 | 5 | 961.4739 | 933.6761 | 5 | Dry Ponds | 78 | 20% | 20% | 0.43614 | 0.018525
18 | 2 | 3.1238 | 79 | 18 | 2 | MDR | 6.3655 | 0.317 | 3149.375 | 157.071 | 0.582 | 0.527 | 3.702 | 0.167 | 1831.62 | 82.709 | 3.1238 | 3.314 | 0.152 | 10.3524 | 0.47482 | 0.521 | 0.47954 | 190 | -1 |  |  | 0 |  | 22 | 5 | 961.4739 | 933.6761 | 5 | Dry Ponds | 79 | 20% | 20% | 2.0705 | 0.094965
18 | 4 | 6.7512 | 81 | 18 | 4 | IND | 10.5583 | 0.959 | 3587.63 | 325.963 | 0.571 | 0.521 | 6.027 | 0.499 | 2047.853 | 169.712 | 6.7512 | 5.379 | 0.454 | 36.3148 | 3.0651 | 0.509 | 0.47343 | 190 | -1 |  |  | 0 |  | 22 | 5 | 961.4739 | 933.6761 | 5 | Dry Ponds | 81 | 20% | 20% | 7.263 | 0.61301
18 | 13 | 0.56998 | 88 | 18 | 13 | WET | 6.3299 | 0.467 | 3029.459 | 223.738 | 0.591 | 0.549 | 3.74 | 0.256 | 1789.776 | 122.728 | 0.56998 | 3.357 | 0.235 | 1.9134 | 0.13394 | 0.53 | 0.50183 | 190 | -1 |  |  | 0 |  | 22 | 5 | 961.4739 | 933.6761 | 5 | Dry Ponds | 88 | 20% | 20% | 0.38268 | 0.026789
22 | 1 | 2.1194 | 109 | 22 | 1 | LDR | 3.7854 | 0.168 | 177.534 | 7.86 | 0.5 | 0.587 | 1.894 | 0.098 | 88.849 | 4.616 | 2.1194 | 1.699 | 0.09 | 3.6009 | 0.19075 | 0.449 | 0.53588 | 190 | -1 |  |  | 0 |  | 22 | 5 | 961.4739 | 933.6761 | 5 | Dry Ponds | 109 | 20% | 20% | 0.72017 | 0.038149
22 | 2 | 1.6285 | 110 | 22 | 2 | MDR | 7.124 | 0.335 | 167.505 | 7.886 | 0.499 | 0.585 | 3.554 | 0.196 | 83.561 | 4.615 | 1.6285 | 3.186 | 0.179 | 5.1884 | 0.2915 | 0.447 | 0.53363 | 190 | -1 |  |  | 0 |  | 22 | 5 | 961.4739 | 933.6761 | 5 | Dry Ponds | 110 | 20% | 20% | 1.0377 | 0.0583
24 | 1 | 15.0453 | 131 | 24 | 1 | LDR | 4.6601 | 0.367 | 900.974 | 71.038 | 0.233 | 0.12 | 1.086 | 0.044 | 210.047 | 8.502 | 15.0453 | 0.628 | 0.023 | 9.4484 | 0.34604 | 0.135 | 0.061741 | 190 | -1 |  |  | 0 |  | 22 | 5 | 961.4739 | 933.6761 | 5 | Dry Ponds | 131 | 20% | 20% | 1.8897 | 0.069208
24 | 2 | 42.7128 | 132 | 24 | 2 | MDR | 9.1244 | 0.747 | 4998.613 | 409.165 | 0.231 | 0.117 | 2.111 | 0.087 | 1156.347 | 47.73 | 42.7128 | 1.216 | 0.045 | 51.9387 | 1.9221 | 0.133 | 0.060038 | 190 | -1 |  |  | 0 |  | 22 | 5 | 961.4739 | 933.6761 | 5 | Dry Ponds | 132 | 20% | 20% | 10.3877 | 0.38441
24 | 3 | 11.7003 | 133 | 24 | 3 | HDR | 20.209 | 2.142 | 4406.734 | 467.092 | 0.231 | 0.124 | 4.67 | 0.265 | 1018.363 | 57.887 | 11.7003 | 2.691 | 0.138 | 31.4855 | 1.6146 | 0.133 | 0.064241 | 190 | -1 |  |  | 0 |  | 22 | 5 | 961.4739 | 933.6761 | 5 | Dry Ponds | 133 | 20% | 20% | 6.2971 | 0.32293
24 | 4 | 8.8154 | 134 | 24 | 4 | IND | 14.4894 | 1.67 | 3647.149 | 420.469 | 0.223 | 0.111 | 3.227 | 0.185 | 812.227 | 46.466 | 8.8154 | 1.836 | 0.095 | 16.1851 | 0.83747 | 0.127 | 0.056659 | 190 | -1 |  |  | 0 |  | 22 | 5 | 961.4739 | 933.6761 | 5 | Dry Ponds | 134 | 20% | 20% | 3.237 | 0.16749
24 | 6 | 2.9675 | 135 | 24 | 6 | OPE | 4.2719 | 0.323 | 149.11 | 11.261 | 0.239 | 0.13 | 1.021 | 0.042 | 35.645 | 1.462 | 2.9675 | 0.594 | 0.022 | 1.7627 | 0.065285 | 0.139 | 0.067473 | 190 | -1 |  |  | 0 |  | 22 | 5 | 961.4739 | 933.6761 | 5 | Dry Ponds | 135 | 20% | 20% | 0.35254 | 0.013057
24 | 11 | 3.2719 | 139 | 24 | 11 | FOR | 1.8811 | 0.129 | 301.544 | 20.656 | 0.255 | 0.167 | 0.48 | 0.022 | 76.946 | 3.459 | 3.2719 | 0.284 | 0.011 | 0.92922 | 0.035991 | 0.151 | 0.088801 | 190 | -1 |  |  | 0 |  | 22 | 5 | 961.4739 | 933.6761 | 5 | Dry Ponds | 139 | 20% | 20% | 0.18584 | 0.0071982
24 | 12 | 8.3646 | 140 | 24 | 12 | WAT | 0.32312 | 0.017 | 72.968 | 3.927 | 0.246 | 0.138 | 0.079 | 0.002 | 17.927 | 0.543 | 8.3646 | 0.047 | 0.001 | 0.39314 | 0.0083646 | 0.146 | 0.072263 | 190 | -1 |  |  | 0 |  | 22 | 5 | 961.4739 | 933.6761 | 5 | Dry Ponds | 140 | 20% | 20% | 0.078627 | 0.0016729
24 | 13 | 1.0751 | 141 | 24 | 13 | WET | 7.4495 | 0.68 | 3122.888 | 285.148 | 0.237 | 0.139 | 1.764 | 0.095 | 739.648 | 39.666 | 1.0751 | 1.023 | 0.049 | 1.0998 | 0.05268 | 0.137 | 0.072548 | 190 | -1 |  |  | 0 |  | 22 | 5 | 961.4739 | 933.6761 | 5 | Dry Ponds | 141 | 20% | 20% | 0.21997 | 0.010536
25 | 1 | 38.9154 | 142 | 25 | 1 | LDR | 3.9545 | 0.344 | 1128.698 | 98.244 | 0.57 | 0.484 | 2.254 | 0.166 | 643.339 | 47.513 | 38.9154 | 2.254 | 0.166 | 87.7153 | 6.46 | 0.57 | 0.48362 | 190 | -1 |  |  | 0 |  | 22 | 5 | 961.4739 | 933.6761 | 5 | Dry Ponds | 142 | 20% | 20% | 17.5431 | 1.292
25 | 2 | 2.4614 | 143 | 25 | 2 | MDR | 7.5947 | 0.683 | 4904.55 | 441.294 | 0.568 | 0.482 | 4.316 | 0.329 | 2787.239 | 212.506 | 2.4614 | 4.316 | 0.329 | 10.6236 | 0.80982 | 0.568 | 0.48155 | 190 | -1 |  |  | 0 |  | 22 | 5 | 961.4739 | 933.6761 | 5 | Dry Ponds | 143 | 20% | 20% | 2.1247 | 0.16196
25 | 3 | 0.29559 | 144 | 25 | 3 | HDR | 16.4429 | 1.856 | 5216.46 | 588.853 | 0.568 | 0.484 | 9.341 | 0.899 | 2963.468 | 285.237 | 0.29559 | 9.341 | 0.899 | 2.7611 | 0.26573 | 0.568 | 0.48439 | 190 | -1 |  |  | 0 |  | 22 | 5 | 961.4739 | 933.6761 | 5 | Dry Ponds | 144 | 20% | 20% | 0.55221 | 0.053146
25 | 4 | 9.017 | 145 | 25 | 4 | IND | 11.7335 | 1.455 | 10291.696 | 1276.442 | 0.56 | 0.476 | 6.567 | 0.692 | 5759.832 | 606.958 | 9.017 | 6.567 | 0.692 | 59.2148 | 6.2398 | 0.56 | 0.47551 | 190 | -1 |  |  | 0 |  | 22 | 5 | 961.4739 | 933.6761 | 5 | Dry Ponds | 145 | 20% | 20% | 11.843 | 1.248
25 | 7 | 6.2148 | 147 | 25 | 7 | PAS | 6.6318 | 0.589 | 990.986 | 87.946 | 0.579 | 0.494 | 3.838 | 0.291 | 573.463 | 43.455 | 6.2148 | 3.838 | 0.291 | 23.8522 | 1.8085 | 0.579 | 0.49411 | 190 | -1 |  |  | 0 |  | 22 | 5 | 961.4739 | 933.6761 | 5 | Dry Ponds | 147 | 20% | 20% | 4.7704 | 0.3617
25 | 8 | 0.29573 | 148 | 25 | 8 | AGR | 7.943 | 0.732 | 261.177 | 24.058 | 0.582 | 0.498 | 4.622 | 0.364 | 151.986 | 11.975 | 0.29573 | 4.622 | 0.364 | 1.3669 | 0.10765 | 0.582 | 0.49775 | 190 | -1 |  |  | 0 |  | 22 | 5 | 961.4739 | 933.6761 | 5 | Dry Ponds | 148 | 20% | 20% | 0.27337 | 0.021529
25 | 10 | 1.0453 | 150 | 25 | 10 | RAN | 2.5824 | 0.2 | 114.046 | 8.816 | 0.581 | 0.496 | 1.5 | 0.099 | 66.261 | 4.37 | 1.0453 | 1.5 | 0.099 | 1.5679 | 0.10348 | 0.581 | 0.49569 | 190 | -1 |  |  | 0 |  | 22 | 5 | 961.4739 | 933.6761 | 5 | Dry Ponds | 150 | 20% | 20% | 0.31358 | 0.020696
25 | 11 | 6.2192 | 151 | 25 | 11 | FOR | 1.491 | 0.111 | 312.638 | 23.357 | 0.588 | 0.506 | 0.876 | 0.056 | 183.74 | 11.824 | 6.2192 | 0.876 | 0.056 | 5.448 | 0.34828 | 0.588 | 0.50621 | 190 | -1 |  |  | 0 |  | 22 | 5 | 961.4739 | 933.6761 | 5 | Dry Ponds | 151 | 20% | 20% | 1.0896 | 0.069655
25 | 13 | 45.0848 | 153 | 25 | 13 | WET | 7.8742 | 0.753 | 6518.99 | 623.534 | 0.566 | 0.486 | 4.457 | 0.366 | 3690.224 | 302.997 | 45.0848 | 4.457 | 0.366 | 200.943 | 16.501 | 0.566 | 0.48594 | 190 | -1 |  |  | 0 |  | 22 | 5 | 961.4739 | 933.6761 | 5 | Dry Ponds | 153 | 20% | 20% | 40.1886 | 3.3002
26 | 1 | 8.901 | 154 | 26 | 1 | LDR | 3.8311 | 0.36 | 225.342 | 21.202 | 0.835 | 0.818 | 3.198 | 0.295 | 188.089 | 17.341 | 8.901 | 3.198 | 0.295 | 28.4654 | 2.6258 | 0.835 | 0.81787 | 190 | -1 |  |  | 0 |  | 22 | 5 | 961.4739 | 933.6761 | 5 | Dry Ponds | 154 | 20% | 20% | 5.6931 | 0.52516
26 | 4 | 0.0077157 | 155 | 26 | 4 | IND | 11.3807 | 1.477 | 444.382 | 57.686 | 0.828 | 0.812 | 9.421 | 1.199 | 367.849 | 46.823 | 0.0077157 | 9.421 | 1.199 | 0.072689 | 0.0092511 | 0.828 | 0.81169 | 190 | -1 |  |  | 0 |  | 22 | 5 | 961.4739 | 933.6761 | 5 | Dry Ponds | 155 | 20% | 20% | 0.014538 | 0.0018502
26 | 7 | 2.8654 | 156 | 26 | 7 | PAS | 5.8503 | 0.549 | 120.042 | 11.257 | 0.838 | 0.822 | 4.904 | 0.451 | 100.63 | 9.255 | 2.8654 | 4.904 | 0.451 | 14.0517 | 1.2923 | 0.838 | 0.82218 | 190 | -1 |  |  | 0 |  | 22 | 5 | 961.4739 | 933.6761 | 5 | Dry Ponds | 156 | 20% | 20% | 2.8103 | 0.25846
26 | 10 | 0.015898 | 157 | 26 | 10 | RAN | 2.2379 | 0.187 | 40.424 | 3.385 | 0.839 | 0.823 | 1.878 | 0.154 | 33.921 | 2.785 | 0.015898 | 1.878 | 0.154 | 0.029857 | 0.0024483 | 0.839 | 0.82262 | 190 | -1 |  |  | 0 |  | 22 | 5 | 961.4739 | 933.6761 | 5 | Dry Ponds | 157 | 20% | 20% | 0.0059713 | 0.00048966
26 | 11 | 6.292 | 158 | 26 | 11 | FOR | 1.2976 | 0.106 | 67.525 | 5.505 | 0.845 | 0.829 | 1.097 | 0.088 | 57.061 | 4.562 | 6.292 | 1.097 | 0.088 | 6.9023 | 0.55369 | 0.845 | 0.82856 | 190 | -1 |  |  | 0 |  | 22 | 5 | 961.4739 | 933.6761 | 5 | Dry Ponds | 158 | 20% | 20% | 1.3805 | 0.11074
26 | 13 | 5.235 | 159 | 26 | 13 | WET | 1.2284 | 0.099 | 968.362 | 78.02 | 0.851 | 0.834 | 1.046 | 0.083 | 824.187 | 65.062 | 5.235 | 1.046 | 0.083 | 5.4758 | 0.4345 | 0.851 | 0.83391 | 190 | -1 |  |  | 0 |  | 22 | 5 | 961.4739 | 933.6761 | 5 | Dry Ponds | 159 | 20% | 20% | 1.0952 | 0.086901
27 | 1 | 5.7307 | 160 | 27 | 1 | LDR | 3.5863 | 0.278 | 520.236 | 40.302 | 0.318 | 0.314 | 1.14 | 0.087 | 165.438 | 12.639 | 5.7307 | 1.14 | 0.087 | 6.533 | 0.49857 | 0.318 | 0.31361 | 190 | -1 |  |  | 0 |  | 22 | 5 | 961.4739 | 933.6761 | 5 | Dry Ponds | 160 | 20% | 20% | 1.3066 | 0.099714
27 | 2 | 0.22132 | 161 | 27 | 2 | MDR | 6.9313 | 0.556 | 152.295 | 12.207 | 0.317 | 0.312 | 2.194 | 0.173 | 48.203 | 3.804 | 0.22132 | 2.194 | 0.173 | 0.48557 | 0.038288 | 0.317 | 0.31158 | 190 | -1 |  |  | 0 |  | 22 | 5 | 961.4739 | 933.6761 | 5 | Dry Ponds | 161 | 20% | 20% | 0.097114 | 0.0076576
27 | 8 | 0.62859 | 165 | 27 | 8 | AGR | 6.339 | 0.515 | 127.884 | 10.392 | 0.334 | 0.337 | 2.114 | 0.173 | 42.658 | 3.5 | 0.62859 | 2.114 | 0.173 | 1.3288 | 0.10875 | 0.334 | 0.33678 | 190 | -1 |  |  | 0 |  | 22 | 5 | 961.4739 | 933.6761 | 5 | Dry Ponds | 165 | 20% | 20% | 0.26577 | 0.021749
27 | 11 | 2.4814 | 168 | 27 | 11 | FOR | 1.1613 | 0.076 | 160.947 | 10.588 | 0.34 | 0.348 | 0.395 | 0.027 | 54.708 | 3.682 | 2.4814 | 0.395 | 0.027 | 0.98017 | 0.066999 | 0.34 | 0.34778 | 190 | -1 |  |  | 0 |  | 22 | 5 | 961.4739 | 933.6761 | 5 | Dry Ponds | 168 | 20% | 20% | 0.19603 | 0.0134
27 | 12 | 0.71531 | 169 | 27 | 12 | WAT | 0.25464 | 0.015 | 22.963 | 1.334 | 0.331 | 0.325 | 0.084 | 0.005 | 7.601 | 0.434 | 0.71531 | 0.084 | 0.005 | 0.060086 | 0.0035766 | 0.331 | 0.32541 | 190 | -1 |  |  | 0 |  | 22 | 5 | 961.4739 | 933.6761 | 5 | Dry Ponds | 169 | 20% | 20% | 0.012017 | 0.00071531
27 | 13 | 0.087246 | 170 | 27 | 13 | WET | 7.3681 | 0.61 | 1220.395 | 101.006 | 0.315 | 0.319 | 2.322 | 0.195 | 384.602 | 32.222 | 0.087246 | 2.322 | 0.195 | 0.20258 | 0.017013 | 0.315 | 0.31901 | 190 | -1 |  |  | 0 |  | 22 | 5 | 961.4739 | 933.6761 | 5 | Dry Ponds | 170 | 20% | 20% | 0.040517 | 0.0034026
28 | 1 | 13.7926 | 171 | 28 | 1 | LDR | 4.4144 | 0.393 | 411.071 | 36.639 | 0.729 | 0.695 | 3.217 | 0.273 | 299.59 | 25.46 | 13.7926 | 3.217 | 0.273 | 44.3707 | 3.7654 | 0.729 | 0.69488 | 190 | -1 |  |  | 0 |  | 22 | 5 | 961.4739 | 933.6761 | 5 | Dry Ponds | 171 | 20% | 20% | 8.8741 | 0.75307
28 | 3 | 0.29855 | 173 | 28 | 3 | HDR | 17.521 | 1.972 | 2523.412 | 284.074 | 0.726 | 0.694 | 12.728 | 1.368 | 1833.126 | 197.069 | 0.29855 | 12.728 | 1.368 | 3.8 | 0.40842 | 0.726 | 0.69372 | 190 | -1 |  |  | 0 |  | 22 | 5 | 961.4739 | 933.6761 | 5 | Dry Ponds | 173 | 20% | 20% | 0.76 | 0.081684
28 | 7 | 9.8491 | 176 | 28 | 7 | PAS | 6.9444 | 0.618 | 1550.51 | 137.995 | 0.738 | 0.706 | 5.126 | 0.437 | 1144.572 | 97.463 | 9.8491 | 5.126 | 0.437 | 50.4864 | 4.304 | 0.738 | 0.70628 | 190 | -1 |  |  | 0 |  | 22 | 5 | 961.4739 | 933.6761 | 5 | Dry Ponds | 176 | 20% | 20% | 10.0973 | 0.86081
28 | 10 | 0.072486 | 179 | 28 | 10 | RAN | 2.6437 | 0.209 | 286.282 | 22.595 | 0.74 | 0.707 | 1.957 | 0.148 | 211.906 | 15.983 | 0.072486 | 1.957 | 0.148 | 0.14186 | 0.010728 | 0.74 | 0.70734 | 190 | -1 |  |  | 0 |  | 22 | 5 | 961.4739 | 933.6761 | 5 | Dry Ponds | 179 | 20% | 20% | 0.028371 | 0.0021456
28 | 11 | 12.9422 | 180 | 28 | 11 | FOR | 1.5853 | 0.119 | 466.751 | 35.171 | 0.747 | 0.714 | 1.184 | 0.085 | 348.649 | 25.116 | 12.9422 | 1.184 | 0.085 | 15.3235 | 1.1001 | 0.747 | 0.7141 | 190 | -1 |  |  | 0 |  | 22 | 5 | 961.4739 | 933.6761 | 5 | Dry Ponds | 180 | 20% | 20% | 3.0647 | 0.22002
28 | 13 | 5.5446 | 182 | 28 | 13 | WET | 5.0183 | 0.46 | 2409.878 | 221.054 | 0.74 | 0.714 | 3.715 | 0.329 | 1784.191 | 157.771 | 5.5446 | 3.715 | 0.329 | 20.5983 | 1.8242 | 0.74 | 0.71372 | 190 | -1 |  |  | 0 |  | 22 | 5 | 961.4739 | 933.6761 | 5 | Dry Ponds | 182 | 20% | 20% | 4.1197 | 0.36484
29 | 1 | 10.4855 | 183 | 29 | 1 | LDR | 2.5221 | 0.231 | 258.866 | 23.702 | 0.617 | 0.575 | 1.557 | 0.133 | 159.765 | 13.626 | 10.4855 | 1.557 | 0.133 | 16.3259 | 1.3946 | 0.617 | 0.57488 | 190 | -1 |  |  | 0 |  | 22 | 5 | 961.4739 | 933.6761 | 5 | Dry Ponds | 183 | 20% | 20% | 3.2652 | 0.27891
29 | 7 | 0.15733 | 185 | 29 | 7 | PAS | 3.8809 | 0.353 | 148.474 | 13.504 | 0.63 | 0.592 | 2.445 | 0.209 | 93.527 | 7.998 | 0.15733 | 2.445 | 0.209 | 0.38468 | 0.032882 | 0.63 | 0.59231 | 190 | -1 |  |  | 0 |  | 22 | 5 | 961.4739 | 933.6761 | 5 | Dry Ponds | 185 | 20% | 20% | 0.076935 | 0.0065765
29 | 8 | 0.039637 | 186 | 29 | 8 | AGR | 4.6855 | 0.443 | 128.19 | 12.122 | 0.636 | 0.598 | 2.979 | 0.265 | 81.491 | 7.25 | 0.039637 | 2.979 | 0.265 | 0.11808 | 0.010504 | 0.636 | 0.5981 | 190 | -1 |  |  | 0 |  | 22 | 5 | 961.4739 | 933.6761 | 5 | Dry Ponds | 186 | 20% | 20% | 0.023616 | 0.0021008
29 | 9 | 0.29063 | 187 | 29 | 9 | AGT | 2.9669 | 0.273 | 230.306 | 21.219 | 0.636 | 0.597 | 1.887 | 0.163 | 146.452 | 12.675 | 0.29063 | 1.887 | 0.163 | 0.54843 | 0.047373 | 0.636 | 0.59737 | 190 | -1 |  |  | 0 |  | 22 | 5 | 961.4739 | 933.6761 | 5 | Dry Ponds | 187 | 20% | 20% | 0.10969 | 0.0094747
29 | 11 | 0.18615 | 189 | 29 | 11 | FOR | 0.89594 | 0.07 | 55.503 | 4.309 | 0.644 | 0.607 | 0.577 | 0.042 | 35.732 | 2.615 | 0.18615 | 0.577 | 0.042 | 0.10741 | 0.0078183 | 0.644 | 0.60681 | 190 | -1 |  |  | 0 |  | 22 | 5 | 961.4739 | 933.6761 | 5 | Dry Ponds | 189 | 20% | 20% | 0.021482 | 0.0015637
29 | 13 | 2.6829 | 191 | 29 | 13 | WET | 6.0023 | 0.545 | 1573.466 | 142.761 | 0.604 | 0.564 | 3.628 | 0.307 | 951.085 | 80.508 | 2.6829 | 3.628 | 0.307 | 9.7335 | 0.82364 | 0.604 | 0.56394 | 190 | -1 |  |  | 0 |  | 22 | 5 | 961.4739 | 933.6761 | 5 | Dry Ponds | 191 | 20% | 20% | 1.9467 | 0.16473
32 | 1 | 6.5545 | 200 | 32 | 1 | LDR | 2.9963 | 0.267 | 266.184 | 23.689 | 0.875 | 0.875 | 2.621 | 0.233 | 232.848 | 20.739 | 6.5545 | 2.621 | 0.233 | 17.1793 | 1.5272 | 0.875 | 0.87545 | 190 | -1 |  |  | 0 |  | 22 | 5 | 961.4739 | 933.6761 | 5 | Dry Ponds | 200 | 20% | 20% | 3.4359 | 0.30544
32 | 4 | 1.1786 | 202 | 32 | 4 | IND | 9.2528 | 1.133 | 4344.333 | 531.944 | 0.871 | 0.873 | 8.062 | 0.989 | 3785.17 | 464.405 | 1.1786 | 8.062 | 0.989 | 9.5023 | 1.1657 | 0.871 | 0.87303 | 190 | -1 |  |  | 0 |  | 22 | 5 | 961.4739 | 933.6761 | 5 | Dry Ponds | 202 | 20% | 20% | 1.9005 | 0.23314
32 | 7 | 0.17772 | 204 | 32 | 7 | PAS | 4.4973 | 0.391 | 1067.255 | 92.772 | 0.879 | 0.879 | 3.951 | 0.344 | 937.591 | 81.587 | 0.17772 | 3.951 | 0.344 | 0.70218 | 0.061136 | 0.879 | 0.87943 | 190 | -1 |  |  | 0 |  | 22 | 5 | 961.4739 | 933.6761 | 5 | Dry Ponds | 204 | 20% | 20% | 0.14044 | 0.012227
32 | 10 | 0.15534 | 207 | 32 | 10 | RAN | 1.701 | 0.132 | 120.775 | 9.379 | 0.879 | 0.88 | 1.495 | 0.116 | 106.177 | 8.252 | 0.15534 | 1.495 | 0.116 | 0.23223 | 0.018019 | 0.879 | 0.8798 | 190 | -1 |  |  | 0 |  | 22 | 5 | 961.4739 | 933.6761 | 5 | Dry Ponds | 207 | 20% | 20% | 0.046446 | 0.0036038
32 | 11 | 0.97506 | 208 | 32 | 11 | FOR | 0.99108 | 0.072 | 76.522 | 5.578 | 0.88 | 0.881 | 0.872 | 0.064 | 67.33 | 4.916 | 0.97506 | 0.872 | 0.064 | 0.85025 | 0.062404 | 0.88 | 0.88134 | 190 | -1 |  |  | 0 |  | 22 | 5 | 961.4739 | 933.6761 | 5 | Dry Ponds | 208 | 20% | 20% | 0.17005 | 0.012481
32 | 13 | 0.39886 | 210 | 32 | 13 | WET | 4.0632 | 0.386 | 4091.911 | 389.057 | 0.876 | 0.879 | 3.561 | 0.34 | 3585.849 | 342.103 | 0.39886 | 3.561 | 0.34 | 1.4204 | 0.13561 | 0.876 | 0.87931 | 190 | -1 |  |  | 0 |  | 22 | 5 | 961.4739 | 933.6761 | 5 | Dry Ponds | 210 | 20% | 20% | 0.28407 | 0.027123
34 | 1 | 2.6816 | 218 | 34 | 1 | LDR | 2.8054 | 0.254 | 292.861 | 26.479 | 0.704 | 0.64 | 1.975 | 0.162 | 206.209 | 16.958 | 2.6816 | 1.975 | 0.162 | 5.2962 | 0.43442 | 0.704 | 0.64043 | 190 | -1 |  |  | 0 |  | 22 | 5 | 961.4739 | 933.6761 | 5 | Dry Ponds | 218 | 20% | 20% | 1.0592 | 0.086885
34 | 11 | 4.0519 | 223 | 34 | 11 | FOR | 1.0576 | 0.081 | 213.945 | 16.335 | 0.736 | 0.68 | 0.778 | 0.055 | 157.41 | 11.1 | 4.0519 | 0.778 | 0.055 | 3.1524 | 0.22285 | 0.736 | 0.67952 | 190 | -1 |  |  | 0 |  | 22 | 5 | 961.4739 | 933.6761 | 5 | Dry Ponds | 223 | 20% | 20% | 0.63047 | 0.044571
34 | 13 | 3.8187 | 225 | 34 | 13 | WET | 1.7146 | 0.141 | 872.205 | 71.755 | 0.746 | 0.696 | 1.279 | 0.098 | 650.615 | 49.926 | 3.8187 | 1.279 | 0.098 | 4.8841 | 0.37423 | 0.746 | 0.69578 | 190 | -1 |  |  | 0 |  | 22 | 5 | 961.4739 | 933.6761 | 5 | Dry Ponds | 225 | 20% | 20% | 0.97681 | 0.074846
36 | 1 | 63.0807 | 226 | 36 | 1 | LDR | 4.6704 | 0.433 | 1027.379 | 95.227 | 0.665 | 0.617 | 3.104 | 0.267 | 682.806 | 58.773 | 63.0807 | 3.104 | 0.267 | 195.8025 | 16.8425 | 0.665 | 0.61719 | 190 | -1 |  |  | 0 |  | 22 | 5 | 961.4739 | 933.6761 | 5 | Dry Ponds | 226 | 20% | 20% | 39.1605 | 3.3685
36 | 2 | 0.0076491 | 227 | 36 | 2 | MDR | 8.7765 | 0.837 | 280.229 | 26.71 | 0.663 | 0.615 | 5.822 | 0.515 | 185.888 | 16.433 | 0.0076491 | 5.822 | 0.515 | 0.044533 | 0.0039393 | 0.663 | 0.61524 | 190 | -1 |  |  | 0 |  | 22 | 5 | 961.4739 | 933.6761 | 5 | Dry Ponds | 227 | 20% | 20% | 0.0089066 | 0.00078786
36 | 3 | 4.5428 | 228 | 36 | 3 | HDR | 18.4795 | 2.163 | 108.71 | 12.727 | 0.663 | 0.617 | 12.247 | 1.335 | 72.046 | 7.854 | 4.5428 | 12.247 | 1.335 | 55.6355 | 6.0646 | 0.663 | 0.61713 | 190 | -1 |  |  | 0 |  | 22 | 5 | 961.4739 | 933.6761 | 5 | Dry Ponds | 228 | 20% | 20% | 11.1271 | 1.2129
36 | 7 | 6.842 | 232 | 36 | 7 | PAS | 7.2649 | 0.677 | 845.245 | 78.733 | 0.671 | 0.628 | 4.874 | 0.425 | 567.104 | 49.454 | 6.842 | 4.874 | 0.425 | 33.348 | 2.9079 | 0.671 | 0.62812 | 190 | -1 |  |  | 0 |  | 22 | 5 | 961.4739 | 933.6761 | 5 | Dry Ponds | 232 | 20% | 20% | 6.6696 | 0.58157
36 | 8 | 26.3451 | 233 | 36 | 8 | AGR | 8.712 | 0.844 | 4028.692 | 390.487 | 0.677 | 0.635 | 5.9 | 0.536 | 2728.126 | 247.809 | 26.3451 | 5.9 | 0.536 | 155.4361 | 14.121 | 0.677 | 0.63461 | 190 | -1 |  |  | 0 |  | 22 | 5 | 961.4739 | 933.6761 | 5 | Dry Ponds | 233 | 20% | 20% | 31.0872 | 2.8242
36 | 10 | 3.6139 | 234 | 36 | 10 | RAN | 2.7614 | 0.228 | 125.463 | 10.34 | 0.674 | 0.63 | 1.86 | 0.143 | 84.506 | 6.514 | 3.6139 | 1.86 | 0.143 | 6.7219 | 0.51679 | 0.674 | 0.63001 | 190 | -1 |  |  | 0 |  | 22 | 5 | 961.4739 | 933.6761 | 5 | Dry Ponds | 234 | 20% | 20% | 1.3444 | 0.10336
36 | 11 | 14.6121 | 235 | 36 | 11 | FOR | 1.6973 | 0.136 | 456.356 | 36.497 | 0.685 | 0.642 | 1.162 | 0.087 | 312.528 | 23.445 | 14.6121 | 1.162 | 0.087 | 16.9793 | 1.2713 | 0.685 | 0.64239 | 190 | -1 |  |  | 0 |  | 22 | 5 | 961.4739 | 933.6761 | 5 | Dry Ponds | 235 | 20% | 20% | 3.3959 | 0.25425
36 | 12 | 0.50656 | 236 | 36 | 12 | WAT | 0.5222 | 0.036 | 7.117 | 0.495 | 0.683 | 0.636 | 0.357 | 0.023 | 4.864 | 0.315 | 0.50656 | 0.357 | 0.023 | 0.18084 | 0.011651 | 0.683 | 0.63574 | 190 | -1 |  |  | 0 |  | 22 | 5 | 961.4739 | 933.6761 | 5 | Dry Ponds | 236 | 20% | 20% | 0.036168 | 0.0023302
36 | 13 | 62.9011 | 237 | 36 | 13 | WET | 2.5089 | 0.197 | 2607.78 | 205.211 | 0.69 | 0.646 | 1.731 | 0.127 | 1798.721 | 132.5 | 62.9011 | 1.731 | 0.127 | 108.8819 | 7.9884 | 0.69 | 0.64567 | 190 | -1 |  |  | 0 |  | 22 | 5 | 961.4739 | 933.6761 | 5 | Dry Ponds | 237 | 20% | 20% | 21.7764 | 1.5977
37 | 1 | 17.7115 | 238 | 37 | 1 | LDR | 5.1162 | 0.464 | 345.183 | 31.305 | 0.812 | 0.781 | 4.154 | 0.362 | 280.282 | 24.449 | 17.7115 | 4.154 | 0.362 | 73.5734 | 6.4115 | 0.812 | 0.78099 | 190 | -1 |  |  | 0 |  | 22 | 5 | 961.4739 | 933.6761 | 5 | Dry Ponds | 238 | 20% | 20% | 14.7147 | 1.2823
37 | 2 | 0.46305 | 239 | 37 | 2 | MDR | 9.6056 | 0.896 | 2073.2 | 193.451 | 0.81 | 0.778 | 7.782 | 0.697 | 1679.53 | 150.524 | 0.46305 | 7.782 | 0.697 | 3.6034 | 0.32274 | 0.81 | 0.7781 | 190 | -1 |  |  | 0 |  | 22 | 5 | 961.4739 | 933.6761 | 5 | Dry Ponds | 239 | 20% | 20% | 0.72069 | 0.064549
37 | 7 | 0.50212 | 240 | 37 | 7 | PAS | 8.1705 | 0.749 | 512.007 | 46.932 | 0.825 | 0.801 | 6.742 | 0.6 | 422.513 | 37.603 | 0.50212 | 6.742 | 0.6 | 3.3853 | 0.30127 | 0.825 | 0.80123 | 190 | -1 |  |  | 0 |  | 22 | 5 | 961.4739 | 933.6761 | 5 | Dry Ponds | 240 | 20% | 20% | 0.67706 | 0.060254
37 | 8 | 3.3658 | 241 | 37 | 8 | AGR | 9.9881 | 0.954 | 5753.428 | 549.77 | 0.832 | 0.809 | 8.308 | 0.772 | 4785.623 | 444.557 | 3.3658 | 8.308 | 0.772 | 27.963 | 2.5984 | 0.832 | 0.80862 | 190 | -1 |  |  | 0 |  | 22 | 5 | 961.4739 | 933.6761 | 5 | Dry Ponds | 241 | 20% | 20% | 5.5926 | 0.51968
37 | 9 | 0.40287 | 242 | 37 | 9 | AGT | 6.3022 | 0.581 | 574.088 | 52.959 | 0.832 | 0.808 | 5.243 | 0.47 | 477.577 | 42.779 | 0.40287 | 5.243 | 0.47 | 2.1122 | 0.18935 | 0.832 | 0.80776 | 190 | -1 |  |  | 0 |  | 22 | 5 | 961.4739 | 933.6761 | 5 | Dry Ponds | 242 | 20% | 20% | 0.42245 | 0.037869
37 | 10 | 0.26137 | 243 | 37 | 10 | RAN | 3.1536 | 0.255 | 7.269 | 0.587 | 0.829 | 0.804 | 2.614 | 0.205 | 6.026 | 0.472 | 0.26137 | 2.614 | 0.205 | 0.68322 | 0.053581 | 0.829 | 0.80422 | 190 | -1 |  |  | 0 |  | 22 | 5 | 961.4739 | 933.6761 | 5 | Dry Ponds | 243 | 20% | 20% | 0.13664 | 0.010716
37 | 11 | 7.484 | 244 | 37 | 11 | FOR | 1.9387 | 0.151 | 164.646 | 12.86 | 0.838 | 0.816 | 1.626 | 0.123 | 138.054 | 10.488 | 7.484 | 1.626 | 0.123 | 12.169 | 0.92054 | 0.838 | 0.81556 | 190 | -1 |  |  | 0 |  | 22 | 5 | 961.4739 | 933.6761 | 5 | Dry Ponds | 244 | 20% | 20% | 2.4338 | 0.18411
37 | 12 | 0.67833 | 245 | 37 | 12 | WAT | 0.5682 | 0.038 | 13.587 | 0.921 | 0.823 | 0.792 | 0.468 | 0.03 | 11.188 | 0.729 | 0.67833 | 0.468 | 0.03 | 0.31746 | 0.02035 | 0.823 | 0.79155 | 190 | -1 |  |  | 0 |  | 22 | 5 | 961.4739 | 933.6761 | 5 | Dry Ponds | 245 | 20% | 20% | 0.063492 | 0.00407
37 | 13 | 13.6014 | 246 | 37 | 13 | WET | 3.5077 | 0.316 | 851.017 | 76.687 | 0.829 | 0.812 | 2.906 | 0.257 | 705.132 | 62.266 | 13.6014 | 2.906 | 0.257 | 39.5258 | 3.4956 | 0.829 | 0.81195 | 190 | -1 |  |  | 0 |  | 22 | 5 | 961.4739 | 933.6761 | 5 | Dry Ponds | 246 | 20% | 20% | 7.9052 | 0.69911
38 | 1 | 5.1059 | 247 | 38 | 1 | LDR | 4.4646 | 0.394 | 219.902 | 19.412 | 0.753 | 0.733 | 3.362 | 0.289 | 165.572 | 14.232 | 5.1059 | 3.362 | 0.289 | 17.1661 | 1.4756 | 0.753 | 0.73313 | 190 | -1 |  |  | 0 |  | 22 | 5 | 961.4739 | 933.6761 | 5 | Dry Ponds | 247 | 20% | 20% | 3.4332 | 0.29512
38 | 2 | 18.4418 | 248 | 38 | 2 | MDR | 8.5662 | 0.781 | 5390.011 | 491.366 | 0.752 | 0.731 | 6.439 | 0.571 | 4051.586 | 359.418 | 18.4418 | 6.439 | 0.571 | 118.7469 | 10.5303 | 0.752 | 0.73147 | 190 | -1 |  |  | 0 |  | 22 | 5 | 961.4739 | 933.6761 | 5 | Dry Ponds | 248 | 20% | 20% | 23.7494 | 2.1061
38 | 3 | 9.3473 | 249 | 38 | 3 | HDR | 18.6003 | 2.134 | 470.588 | 54.001 | 0.751 | 0.735 | 13.977 | 1.568 | 353.613 | 39.681 | 9.3473 | 13.977 | 1.568 | 130.647 | 14.6565 | 0.751 | 0.73482 | 190 | -1 |  |  | 0 |  | 22 | 5 | 961.4739 | 933.6761 | 5 | Dry Ponds | 249 | 20% | 20% | 26.1294 | 2.9313
38 | 4 | 2.9904 | 250 | 38 | 4 | IND | 13.0332 | 1.643 | 2693.398 | 339.537 | 0.746 | 0.728 | 9.718 | 1.196 | 2008.316 | 247.156 | 2.9904 | 9.718 | 1.196 | 29.061 | 3.5766 | 0.746 | 0.72792 | 190 | -1 |  |  | 0 |  | 22 | 5 | 961.4739 | 933.6761 | 5 | Dry Ponds | 250 | 20% | 20% | 5.8122 | 0.71531
38 | 6 | 0.073835 | 251 | 38 | 6 | OPE | 4.1351 | 0.351 | 66.1 | 5.607 | 0.757 | 0.739 | 3.13 | 0.259 | 50.026 | 4.141 | 0.073835 | 3.13 | 0.259 | 0.2311 | 0.019123 | 0.757 | 0.73853 | 190 | -1 |  |  | 0 |  | 22 | 5 | 961.4739 | 933.6761 | 5 | Dry Ponds | 251 | 20% | 20% | 0.04622 | 0.0038246
38 | 8 | 2.1184 | 253 | 38 | 8 | AGR | 8.5893 | 0.81 | 771.565 | 72.737 | 0.766 | 0.751 | 6.579 | 0.608 | 590.985 | 54.619 | 2.1184 | 6.579 | 0.608 | 13.9366 | 1.288 | 0.766 | 0.75091 | 190 | -1 |  |  | 0 |  | 22 | 5 | 961.4739 | 933.6761 | 5 | Dry Ponds | 253 | 20% | 20% | 2.7873 | 0.25759
38 | 10 | 0.27139 | 255 | 38 | 10 | RAN | 2.8596 | 0.226 | 157.374 | 12.414 | 0.763 | 0.746 | 2.182 | 0.168 | 120.107 | 9.267 | 0.27139 | 2.182 | 0.168 | 0.59217 | 0.045593 | 0.763 | 0.74645 | 190 | -1 |  |  | 0 |  | 22 | 5 | 961.4739 | 933.6761 | 5 | Dry Ponds | 255 | 20% | 20% | 0.11843 | 0.0091187
38 | 11 | 2.4654 | 256 | 38 | 11 | FOR | 1.6256 | 0.124 | 281.493 | 21.55 | 0.772 | 0.759 | 1.255 | 0.094 | 217.292 | 16.357 | 2.4654 | 1.255 | 0.094 | 3.0941 | 0.23175 | 0.772 | 0.759 | 190 | -1 |  |  | 0 |  | 22 | 5 | 961.4739 | 933.6761 | 5 | Dry Ponds | 256 | 20% | 20% | 0.61882 | 0.04635
38 | 12 | 0.42511 | 257 | 38 | 12 | WAT | 0.4049 | 0.025 | 12.452 | 0.773 | 0.766 | 0.744 | 0.31 | 0.019 | 9.543 | 0.575 | 0.42511 | 0.31 | 0.019 | 0.13179 | 0.0080772 | 0.766 | 0.74449 | 190 | -1 |  |  | 0 |  | 22 | 5 | 961.4739 | 933.6761 | 5 | Dry Ponds | 257 | 20% | 20% | 0.026357 | 0.0016154
38 | 13 | 9.6073 | 258 | 38 | 13 | WET | 6.7199 | 0.666 | 2399.981 | 237.942 | 0.759 | 0.75 | 5.104 | 0.5 | 1822.705 | 178.541 | 9.6073 | 5.104 | 0.5 | 49.0359 | 4.8037 | 0.759 | 0.75035 | 190 | -1 |  |  | 0 |  | 22 | 5 | 961.4739 | 933.6761 | 5 | Dry Ponds | 258 | 20% | 20% | 9.8072 | 0.96073
39 | 1 | 34.435 | 259 | 39 | 1 | LDR | 2.8996 | 0.259 | 1035.599 | 92.373 | 1.075 | 1.082 | 3.118 | 0.28 | 1113.717 | 99.953 | 34.435 | 2.887 | 0.254 | 99.4138 | 8.7465 | 0.996 | 0.98369 | 190 | -1 |  |  | 0 |  | 22 | 5 | 961.4739 | 933.6761 | 5 | Dry Ponds | 259 | 20% | 20% | 19.8828 | 1.7493
39 | 2 | 1.6645 | 260 | 39 | 2 | MDR | 5.5159 | 0.507 | 1488.242 | 136.786 | 1.075 | 1.082 | 5.931 | 0.548 | 1600.239 | 147.975 | 1.6645 | 5.492 | 0.499 | 9.1415 | 0.83059 | 0.996 | 0.98346 | 190 | -1 |  |  | 0 |  | 22 | 5 | 961.4739 | 933.6761 | 5 | Dry Ponds | 260 | 20% | 20% | 1.8283 | 0.16612
39 | 3 | 0.72341 | 261 | 39 | 3 | HDR | 11.5112 | 1.269 | 2174.863 | 239.794 | 1.075 | 1.082 | 12.376 | 1.373 | 2338.17 | 259.4 | 0.72341 | 11.459 | 1.248 | 8.2896 | 0.90282 | 0.995 | 0.98342 | 190 | -1 |  |  | 0 |  | 22 | 5 | 961.4739 | 933.6761 | 5 | Dry Ponds | 261 | 20% | 20% | 1.6579 | 0.18056
39 | 4 | 0.54769 | 262 | 39 | 4 | IND | 9.1209 | 1.105 | 1283.176 | 155.409 | 1.075 | 1.081 | 9.803 | 1.194 | 1379.191 | 167.989 | 0.54769 | 9.077 | 1.086 | 4.9714 | 0.59479 | 0.995 | 0.98268 | 190 | -1 |  |  | 0 |  | 22 | 5 | 961.4739 | 933.6761 | 5 | Dry Ponds | 262 | 20% | 20% | 0.99428 | 0.11896
39 | 6 | 3.1418 | 263 | 39 | 6 | OPE | 2.572 | 0.219 | 217.338 | 18.482 | 1.075 | 1.082 | 2.764 | 0.237 | 233.592 | 20.002 | 3.1418 | 2.56 | 0.215 | 8.043 | 0.67549 | 0.995 | 0.98384 | 190 | -1 |  |  | 0 |  | 22 | 5 | 961.4739 | 933.6761 | 5 | Dry Ponds | 263 | 20% | 20% | 1.6086 | 0.1351
39 | 7 | 6.6291 | 264 | 39 | 7 | PAS | 4.1697 | 0.36 | 495.518 | 42.729 | 1.074 | 1.083 | 4.478 | 0.389 | 532.207 | 46.259 | 6.6291 | 4.147 | 0.354 | 27.491 | 2.3467 | 0.994 | 0.98418 | 190 | -1 |  |  | 0 |  | 22 | 5 | 961.4739 | 933.6761 | 5 | Dry Ponds | 264 | 20% | 20% | 5.4982 | 0.46934
39 | 8 | 8.7918 | 265 | 39 | 8 | AGR | 5.0969 | 0.451 | 1321.577 | 117.033 | 1.075 | 1.083 | 5.477 | 0.489 | 1420.241 | 126.723 | 8.7918 | 5.072 | 0.444 | 44.592 | 3.9036 | 0.995 | 0.98436 | 190 | -1 |  |  | 0 |  | 22 | 5 | 961.4739 | 933.6761 | 5 | Dry Ponds | 265 | 20% | 20% | 8.9184 | 0.78071
39 | 9 | 0.065979 | 266 | 39 | 9 | AGT | 3.2415 | 0.281 | 204.239 | 17.702 | 1.075 | 1.083 | 3.484 | 0.304 | 219.54 | 19.169 | 0.065979 | 3.226 | 0.277 | 0.21285 | 0.018276 | 0.995 | 0.98444 | 190 | -1 |  |  | 0 |  | 22 | 5 | 961.4739 | 933.6761 | 5 | Dry Ponds | 266 | 20% | 20% | 0.04257 | 0.0036552
39 | 10 | 0.34251 | 267 | 39 | 10 | RAN | 1.5738 | 0.121 | 122.792 | 9.427 | 1.074 | 1.083 | 1.69 | 0.131 | 131.882 | 10.206 | 0.34251 | 1.565 | 0.119 | 0.53603 | 0.040759 | 0.994 | 0.98421 | 190 | -1 |  |  | 0 |  | 22 | 5 | 961.4739 | 933.6761 | 5 | Dry Ponds | 267 | 20% | 20% | 0.10721 | 0.0081517
39 | 11 | 12.5818 | 268 | 39 | 11 | FOR | 0.99237 | 0.07 | 385.77 | 27.224 | 1.075 | 1.083 | 1.067 | 0.076 | 414.895 | 29.493 | 12.5818 | 0.988 | 0.069 | 12.4308 | 0.86814 | 0.996 | 0.98485 | 190 | -1 |  |  | 0 |  | 22 | 5 | 961.4739 | 933.6761 | 5 | Dry Ponds | 268 | 20% | 20% | 2.4862 | 0.17363
39 | 12 | 0.82664 | 269 | 39 | 12 | WAT | 0.27851 | 0.019 | 88.781 | 6.052 | 1.081 | 1.084 | 0.301 | 0.021 | 95.936 | 6.562 | 0.82664 | 0.279 | 0.019 | 0.23063 | 0.015706 | 1.001 | 0.98565 | 190 | -1 |  |  | 0 |  | 22 | 5 | 961.4739 | 933.6761 | 5 | Dry Ponds | 269 | 20% | 20% | 0.046127 | 0.0031412
39 | 13 | 13.5628 | 270 | 39 | 13 | WET | 2.4147 | 0.224 | 8471.903 | 784.954 | 1.082 | 1.085 | 2.613 | 0.243 | 9167.141 | 851.506 | 13.5628 | 2.419 | 0.221 | 32.8085 | 2.9974 | 1.002 | 0.98617 | 190 | -1 |  |  | 0 |  | 22 | 5 | 961.4739 | 933.6761 | 5 | Dry Ponds | 270 | 20% | 20% | 6.5617 | 0.59948
41 | 1 | 5.1127 | 282 | 41 | 1 | LDR | 6.4645 | 0.301 | 7159.582 | 333.43 | 0.961 | 0.923 | 6.211 | 0.278 | 6878.392 | 307.743 | 5.1127 | 5.446 | 0.246 | 27.8437 | 1.2577 | 0.842 | 0.81555 | 190 | -1 |  |  | 0 |  | 22 | 5 | 961.4739 | 933.6761 | 5 | Dry Ponds | 282 | 20% | 20% | 5.5687 | 0.25154
41 | 2 | 2.0666 | 283 | 41 | 2 | MDR | 11.9201 | 0.582 | 23513.664 | 1147.493 | 0.961 | 0.923 | 11.452 | 0.537 | 22589.972 | 1059.182 | 2.0666 | 10.039 | 0.474 | 20.7465 | 0.97956 | 0.842 | 0.81527 | 190 | -1 |  |  | 0 |  | 22 | 5 | 961.4739 | 933.6761 | 5 | Dry Ponds | 283 | 20% | 20% | 4.1493 | 0.19591
41 | 11 | 1.151 | 291 | 41 | 11 | FOR | 3.3637 | 0.139 | 1738.258 | 71.607 | 0.961 | 0.923 | 3.231 | 0.128 | 1669.641 | 66.092 | 1.151 | 2.844 | 0.114 | 3.2733 | 0.13121 | 0.846 | 0.81972 | 190 | -1 |  |  | 0 |  | 22 | 5 | 961.4739 | 933.6761 | 5 | Dry Ponds | 291 | 20% | 20% | 0.65466 | 0.026242
41 | 12 | 0.3252 | 292 | 41 | 12 | WAT | 1.0456 | 0.041 | 281.889 | 11.073 | 0.962 | 0.921 | 1.006 | 0.038 | 271.1 | 10.202 | 0.3252 | 0.885 | 0.034 | 0.2878 | 0.011057 | 0.847 | 0.81969 | 190 | -1 |  |  | 0 |  | 22 | 5 | 961.4739 | 933.6761 | 5 | Dry Ponds | 292 | 20% | 20% | 0.057561 | 0.0022114
97 | 7 | 1.6657 | 607 | 97 | 7 | PAS | 8.0611 | 0.755 | 615.775 | 57.68 | 0.858 | 0.833 | 6.914 | 0.629 | 528.163 | 48.051 | 1.6657 | 6.914 | 0.629 | 11.5164 | 1.0477 | 0.858 | 0.83306 | 190 | -1 |  |  | 0 |  | 22 | 5 | 961.4739 | 933.6761 | 5 | Dry Ponds | 607 | 20% | 20% | 2.3033 | 0.20954
97 | 10 | 5.462 | 608 | 97 | 10 | RAN | 3.0677 | 0.253 | 405.178 | 33.373 | 0.859 | 0.835 | 2.637 | 0.211 | 348.245 | 27.853 | 5.462 | 2.637 | 0.211 | 14.4033 | 1.1525 | 0.859 | 0.8346 | 190 | -1 |  |  | 0 |  | 22 | 5 | 961.4739 | 933.6761 | 5 | Dry Ponds | 608 | 20% | 20% | 2.8807 | 0.2305
97 | 11 | 28.0249 | 609 | 97 | 11 | FOR | 1.8856 | 0.15 | 1178.991 | 93.84 | 0.864 | 0.838 | 1.629 | 0.126 | 1018.261 | 78.664 | 28.0249 | 1.629 | 0.126 | 45.6526 | 3.5311 | 0.864 | 0.83828 | 190 | -1 |  |  | 0 |  | 22 | 5 | 961.4739 | 933.6761 | 5 | Dry Ponds | 609 | 20% | 20% | 9.1305 | 0.70623
97 | 13 | 15.8199 | 611 | 97 | 13 | WET | 2.5135 | 0.2 | 2832.084 | 225.479 | 0.875 | 0.856 | 2.199 | 0.171 | 2477.678 | 193.038 | 15.8199 | 2.199 | 0.171 | 34.7879 | 2.7052 | 0.875 | 0.85613 | 190 | -1 |  |  | 0 |  | 22 | 5 | 961.4739 | 933.6761 | 5 | Dry Ponds | 611 | 20% | 20% | 6.9576 | 0.54104
98 | 1 | 13.7819 | 612 | 98 | 1 | LDR | 5.2337 | 0.483 | 1131.223 | 104.393 | 1.01 | 2 | 5.286 | 0.966 | 1142.425 | 208.786 | 13.7819 | 4.367 | 0.398 | 60.1855 | 5.4852 | 0.834 | 0.82413 | 190 | -1 |  |  | 0 |  | 22 | 5 | 961.4739 | 933.6761 | 5 | Dry Ponds | 612 | 20% | 20% | 12.0371 | 1.097
98 | 4 | 4.9464 | 614 | 98 | 4 | IND | 14.8146 | 1.917 | 197.69 | 25.578 | 1.007 | 2 | 14.918 | 3.834 | 199.07 | 51.157 | 4.9464 | 12.189 | 1.562 | 60.2916 | 7.7263 | 0.823 | 0.81495 | 190 | -1 |  |  | 0 |  | 22 | 5 | 961.4739 | 933.6761 | 5 | Dry Ponds | 614 | 20% | 20% | 12.0583 | 1.5453
98 | 7 | 7.3904 | 615 | 98 | 7 | PAS | 8.2347 | 0.77 | 1166.724 | 109.158 | 1.012 | 2 | 8.336 | 1.541 | 1181.074 | 218.316 | 7.3904 | 6.958 | 0.643 | 51.4226 | 4.752 | 0.845 | 0.83495 | 190 | -1 |  |  | 0 |  | 22 | 5 | 961.4739 | 933.6761 | 5 | Dry Ponds | 615 | 20% | 20% | 10.2845 | 0.95041
98 | 8 | 1.27 | 616 | 98 | 8 | AGR | 10.2093 | 0.993 | 222.204 | 21.614 | 1.012 | 2 | 10.335 | 1.986 | 224.947 | 43.228 | 1.27 | 8.651 | 0.831 | 10.9871 | 1.0554 | 0.847 | 0.83698 | 190 | -1 |  |  | 0 |  | 22 | 5 | 961.4739 | 933.6761 | 5 | Dry Ponds | 616 | 20% | 20% | 2.1974 | 0.21108
98 | 10 | 9.8783 | 617 | 98 | 10 | RAN | 3.1394 | 0.258 | 135.888 | 11.178 | 1.012 | 2 | 3.179 | 0.516 | 137.587 | 22.356 | 9.8783 | 2.658 | 0.216 | 26.2564 | 2.1337 | 0.847 | 0.83643 | 190 | -1 |  |  | 0 |  | 22 | 5 | 961.4739 | 933.6761 | 5 | Dry Ponds | 617 | 20% | 20% | 5.2513 | 0.42674
98 | 11 | 31.5895 | 618 | 98 | 11 | FOR | 1.936 | 0.155 | 605.947 | 48.477 | 1.012 | 2 | 1.96 | 0.31 | 613.42 | 96.954 | 31.5895 | 1.647 | 0.13 | 52.0279 | 4.1066 | 0.85 | 0.83988 | 190 | -1 |  |  | 0 |  | 22 | 5 | 961.4739 | 933.6761 | 5 | Dry Ponds | 618 | 20% | 20% | 10.4056 | 0.82133
98 | 12 | 0.47752 | 619 | 98 | 12 | WAT | 0.59178 | 0.041 | 1.065 | 0.073 | 1.016 | 2 | 0.602 | 0.081 | 1.083 | 0.147 | 0.47752 | 0.508 | 0.035 | 0.24258 | 0.016713 | 0.858 | 0.84853 | 190 | -1 |  |  | 0 |  | 22 | 5 | 961.4739 | 933.6761 | 5 | Dry Ponds | 619 | 20% | 20% | 0.048516 | 0.0033427
98 | 13 | 110.1554 | 620 | 98 | 13 | WET | 2.2526 | 0.176 | 2135.004 | 166.457 | 1.017 | 2 | 2.29 | 0.351 | 2170.555 | 332.915 | 110.1554 | 1.946 | 0.15 | 214.3623 | 16.5233 | 0.864 | 0.85634 | 190 | -1 |  |  | 0 |  | 22 | 5 | 961.4739 | 933.6761 | 5 | Dry Ponds | 620 | 20% | 20% | 42.8725 | 3.3047
3 | 2 | 0.10018 | 1 | 0 | 0 |  | 0 | 0 | 0 | 0 | 0 | 0 | 0 | 0 | 0 | 0 | 0.10018 | 0 | 0 | 0 | 0 | 0 | 0 | 195 | -1 |  |  | 0 |  | 27 | 5 | 1110.5239 | 1057.1108 | 5 | Dry Ponds | 1 | 20% | 20% | 0 | 0
3 | 3 | 0.072007 | 2 | 0 | 0 |  | 0 | 0 | 0 | 0 | 0 | 0 | 0 | 0 | 0 | 0 | 0.072007 | 0 | 0 | 0 | 0 | 0 | 0 | 195 | -1 |  |  | 0 |  | 27 | 5 | 1110.5239 | 1057.1108 | 5 | Dry Ponds | 2 | 20% | 20% | 0 | 0
3 | 4 | 0.3541 | 3 | 0 | 0 |  | 0 | 0 | 0 | 0 | 0 | 0 | 0 | 0 | 0 | 0 | 0.3541 | 0 | 0 | 0 | 0 | 0 | 0 | 195 | -1 |  |  | 0 |  | 27 | 5 | 1110.5239 | 1057.1108 | 5 | Dry Ponds | 3 | 20% | 20% | 0 | 0
10 | 1 | 2.9269 | 10 | 10 | 1 | LDR | 4.5114 | 0.203 | 82.102 | 3.701 | 0.219 | 0.108 | 0.986 | 0.022 | 17.951 | 0.401 | 2.9269 | 0.471 | 0.011 | 1.3786 | 0.032196 | 0.104 | 0.05464 | 195 | -1 |  |  | 0 |  | 27 | 5 | 1110.5239 | 1057.1108 | 5 | Dry Ponds | 10 | 20% | 20% | 0.27571 | 0.0064392
10 | 2 | 117.8032 | 11 | 10 | 2 | MDR | 8.9213 | 0.434 | 10274.538 | 499.47 | 0.218 | 0.108 | 1.945 | 0.047 | 2239.911 | 53.782 | 117.8032 | 0.929 | 0.024 | 109.4392 | 2.8273 | 0.104 | 0.054197 | 195 | -1 |  |  | 0 |  | 27 | 5 | 1110.5239 | 1057.1108 | 5 | Dry Ponds | 11 | 20% | 20% | 21.8878 | 0.56546
10 | 3 | 31.4534 | 12 | 10 | 3 | HDR | 20.4816 | 1.592 | 2308.35 | 179.368 | 0.218 | 0.11 | 4.463 | 0.176 | 503.021 | 19.791 | 31.4534 | 2.131 | 0.089 | 67.0273 | 2.7994 | 0.104 | 0.055829 | 195 | -1 |  |  | 0 |  | 27 | 5 | 1110.5239 | 1057.1108 | 5 | Dry Ponds | 12 | 20% | 20% | 13.4055 | 0.55987
10 | 4 | 101.9835 | 13 | 10 | 4 | IND | 13.1528 | 1.186 | 6233.588 | 562.16 | 0.215 | 0.107 | 2.826 | 0.127 | 1339.375 | 60.359 | 101.9835 | 1.344 | 0.064 | 137.0658 | 6.5269 | 0.102 | 0.054107 | 195 | -1 |  |  | 0 |  | 27 | 5 | 1110.5239 | 1057.1108 | 5 | Dry Ponds | 13 | 20% | 20% | 27.4132 | 1.3054
10 | 6 | 8.3548 | 14 | 10 | 6 | OPE | 4.3929 | 0.187 | 159.987 | 6.814 | 0.221 | 0.111 | 0.972 | 0.021 | 35.403 | 0.756 | 8.3548 | 0.466 | 0.01 | 3.8933 | 0.083548 | 0.106 | 0.056015 | 195 | -1 |  |  | 0 |  | 27 | 5 | 1110.5239 | 1057.1108 | 5 | Dry Ponds | 14 | 20% | 20% | 0.77867 | 0.01671
10 | 8 | 2.862 | 15 | 10 | 8 | AGR | 10.9183 | 0.574 | 1017.616 | 53.48 | 0.227 | 0.115 | 2.482 | 0.066 | 231.288 | 6.134 | 2.862 | 1.194 | 0.033 | 3.4173 | 0.094447 | 0.109 | 0.058071 | 195 | -1 |  |  | 0 |  | 27 | 5 | 1110.5239 | 1057.1108 | 5 | Dry Ponds | 15 | 20% | 20% | 0.68345 | 0.018889
10 | 10 | 2.3183 | 16 | 10 | 10 | RAN | 3.9064 | 0.157 | 58.714 | 2.361 | 0.225 | 0.113 | 0.878 | 0.018 | 13.196 | 0.267 | 2.3183 | 0.422 | 0.009 | 0.97834 | 0.020865 | 0.108 | 0.057142 | 195 | -1 |  |  | 0 |  | 27 | 5 | 1110.5239 | 1057.1108 | 5 | Dry Ponds | 16 | 20% | 20% | 0.19567 | 0.004173
10 | 11 | 9.6418 | 17 | 10 | 11 | FOR | 1.9398 | 0.077 | 122.463 | 4.863 | 0.239 | 0.122 | 0.463 | 0.009 | 29.233 | 0.593 | 9.6418 | 0.225 | 0.005 | 2.1694 | 0.048209 | 0.116 | 0.06237 | 195 | -1 |  |  | 0 |  | 27 | 5 | 1110.5239 | 1057.1108 | 5 | Dry Ponds | 17 | 20% | 20% | 0.43388 | 0.0096418
10 | 12 | 37.479 | 18 | 10 | 12 | WAT | 0.23667 | 0.006 | 74.59 | 1.829 | 0.243 | 0.126 | 0.057 | 0.001 | 18.111 | 0.231 | 37.479 | 0.028 | 0 | 1.0494 | 0 | 0.119 | 0.064699 | 195 | -1 |  |  | 0 |  | 27 | 5 | 1110.5239 | 1057.1108 | 5 | Dry Ponds | 18 | 20% | 20% | 0.20988 | 0
10 | 13 | 40.7479 | 19 | 10 | 13 | WET | 10.9043 | 0.715 | 2850.635 | 186.795 | 0.218 | 0.109 | 2.376 | 0.078 | 621.194 | 20.323 | 40.7479 | 1.134 | 0.039 | 46.2081 | 1.5892 | 0.104 | 0.054868 | 195 | -1 |  |  | 0 |  | 27 | 5 | 1110.5239 | 1057.1108 | 5 | Dry Ponds | 19 | 20% | 20% | 9.2416 | 0.31783
11 | 4 | 36.8086 | 23 | 0 | 0 |  | 0 | 0 | 0 | 0 | 0 | 0 | 0 | 0 | 0 | 0 | 36.8086 | 0 | 0 | 0 | 0 | 0 | 0 | 195 | -1 |  |  | 0 |  | 27 | 5 | 1110.5239 | 1057.1108 | 5 | Dry Ponds | 23 | 20% | 20% | 0 | 0
11 | 12 | 0.8298 | 27 | 0 | 0 |  | 0 | 0 | 0 | 0 | 0 | 0 | 0 | 0 | 0 | 0 | 0.8298 | 0 | 0 | 0 | 0 | 0 | 0 | 195 | -1 |  |  | 0 |  | 27 | 5 | 1110.5239 | 1057.1108 | 5 | Dry Ponds | 27 | 20% | 20% | 0 | 0
11 | 13 | 0.00019797 | 28 | 0 | 0 |  | 0 | 0 | 0 | 0 | 0 | 0 | 0 | 0 | 0 | 0 | 0.00019797 | 0 | 0 | 0 | 0 | 0 | 0 | 195 | -1 |  |  | 0 |  | 27 | 5 | 1110.5239 | 1057.1108 | 5 | Dry Ponds | 28 | 20% | 20% | 0 | 0
12 | 1 | 0.35249 | 29 | 12 | 1 | LDR | 4.9541 | 0.223 | 44.201 | 1.991 | 0.192 | 0.145 | 0.952 | 0.032 | 8.493 | 0.289 | 0.35249 | 0.455 | 0.016 | 0.16038 | 0.0056399 | 0.092 | 0.073545 | 195 | -1 |  |  | 0 |  | 27 | 5 | 1110.5239 | 1057.1108 | 5 | Dry Ponds | 29 | 20% | 20% | 0.032077 | 0.001128
12 | 2 | 46.3398 | 30 | 12 | 2 | MDR | 9.8043 | 0.478 | 3299.018 | 160.951 | 0.191 | 0.144 | 1.876 | 0.069 | 631.242 | 23.116 | 46.3398 | 0.895 | 0.035 | 41.4741 | 1.6219 | 0.091 | 0.072588 | 195 | -1 |  |  | 0 |  | 27 | 5 | 1110.5239 | 1057.1108 | 5 | Dry Ponds | 30 | 20% | 20% | 8.2948 | 0.32438
12 | 4 | 83.756 | 32 | 12 | 4 | IND | 14.5181 | 1.342 | 4977.165 | 460.2 | 0.187 | 0.143 | 2.714 | 0.191 | 930.547 | 65.617 | 83.756 | 1.286 | 0.097 | 107.7103 | 8.1243 | 0.089 | 0.072122 | 195 | -1 |  |  | 0 |  | 27 | 5 | 1110.5239 | 1057.1108 | 5 | Dry Ponds | 32 | 20% | 20% | 21.5421 | 1.6249
12 | 10 | 0.086265 | 34 | 12 | 10 | RAN | 4.3461 | 0.174 | 55.201 | 2.209 | 0.198 | 0.155 | 0.86 | 0.027 | 10.929 | 0.342 | 0.086265 | 0.415 | 0.014 | 0.0358 | 0.0012077 | 0.095 | 0.078964 | 195 | -1 |  |  | 0 |  | 27 | 5 | 1110.5239 | 1057.1108 | 5 | Dry Ponds | 34 | 20% | 20% | 0.00716 | 0.00024154
12 | 12 | 12.1056 | 36 | 12 | 12 | WAT | 0.25272 | 0.006 | 24.513 | 0.569 | 0.211 | 0.176 | 0.053 | 0.001 | 5.166 | 0.1 | 12.1056 | 0.026 | 0.001 | 0.31475 | 0.012106 | 0.105 | 0.091588 | 195 | -1 |  |  | 0 |  | 27 | 5 | 1110.5239 | 1057.1108 | 5 | Dry Ponds | 36 | 20% | 20% | 0.062949 | 0.0024211
12 | 13 | 1.7054 | 37 | 12 | 13 | WET | 13.7162 | 0.865 | 322.406 | 20.343 | 0.189 | 0.147 | 2.587 | 0.127 | 60.82 | 2.985 | 1.7054 | 1.23 | 0.064 | 2.0976 | 0.10914 | 0.09 | 0.074432 | 195 | -1 |  |  | 0 |  | 27 | 5 | 1110.5239 | 1057.1108 | 5 | Dry Ponds | 37 | 20% | 20% | 0.41952 | 0.021829
13 | 1 | 0.31707 | 38 | 13 | 1 | LDR | 9.1555 | 0.295 | 276.212 | 8.889 | 0.527 | 0.328 | 4.821 | 0.097 | 145.438 | 2.914 | 0.31707 | 2.308 | 0.049 | 0.73179 | 0.015536 | 0.252 | 0.1655 | 195 | -1 |  |  | 0 |  | 27 | 5 | 1110.5239 | 1057.1108 | 5 | Dry Ponds | 38 | 20% | 20% | 0.14636 | 0.0031072
13 | 2 | 22.9975 | 39 | 13 | 2 | MDR | 18.0436 | 0.628 | 3512.436 | 122.222 | 0.525 | 0.326 | 9.477 | 0.204 | 1844.865 | 39.803 | 22.9975 | 4.532 | 0.103 | 104.2246 | 2.3687 | 0.251 | 0.16422 | 195 | -1 |  |  | 0 |  | 27 | 5 | 1110.5239 | 1057.1108 | 5 | Dry Ponds | 39 | 20% | 20% | 20.8449 | 0.47375
13 | 3 | 6.5528 | 40 | 13 | 3 | HDR | 41.4342 | 2.385 | 2108.516 | 121.38 | 0.525 | 0.33 | 21.76 | 0.786 | 1107.335 | 40.008 | 6.5528 | 10.405 | 0.398 | 68.1822 | 2.608 | 0.251 | 0.1669 | 195 | -1 |  |  | 0 |  | 27 | 5 | 1110.5239 | 1057.1108 | 5 | Dry Ponds | 40 | 20% | 20% | 13.6364 | 0.52161
13 | 4 | 46.4742 | 41 | 13 | 4 | IND | 26.0926 | 1.754 | 7076.808 | 475.796 | 0.518 | 0.323 | 13.52 | 0.566 | 3666.784 | 153.491 | 46.4742 | 6.43 | 0.285 | 298.829 | 13.2451 | 0.246 | 0.16272 | 195 | -1 |  |  | 0 |  | 27 | 5 | 1110.5239 | 1057.1108 | 5 | Dry Ponds | 41 | 20% | 20% | 59.7658 | 2.649
13 | 6 | 3.5432 | 42 | 13 | 6 | OPE | 9.1533 | 0.278 | 52.974 | 1.609 | 0.533 | 0.336 | 4.876 | 0.093 | 28.22 | 0.54 | 3.5432 | 2.345 | 0.047 | 8.3089 | 0.16653 | 0.256 | 0.17015 | 195 | -1 |  |  | 0 |  | 27 | 5 | 1110.5239 | 1057.1108 | 5 | Dry Ponds | 42 | 20% | 20% | 1.6618 | 0.033306
13 | 11 | 2.4572 | 44 | 13 | 11 | FOR | 4.3969 | 0.124 | 76.567 | 2.155 | 0.55 | 0.353 | 2.42 | 0.044 | 42.139 | 0.761 | 2.4572 | 1.179 | 0.022 | 2.897 | 0.054058 | 0.268 | 0.18132 | 195 | -1 |  |  | 0 |  | 27 | 5 | 1110.5239 | 1057.1108 | 5 | Dry Ponds | 44 | 20% | 20% | 0.5794 | 0.010812
13 | 12 | 5.7834 | 45 | 13 | 12 | WAT | 0.47982 | 0.008 | 53.324 | 0.93 | 0.567 | 0.371 | 0.272 | 0.003 | 30.255 | 0.345 | 5.7834 | 0.135 | 0.002 | 0.78075 | 0.011567 | 0.281 | 0.19189 | 195 | -1 |  |  | 0 |  | 27 | 5 | 1110.5239 | 1057.1108 | 5 | Dry Ponds | 45 | 20% | 20% | 0.15615 | 0.0023133
13 | 13 | 2.6613 | 46 | 13 | 13 | WET | 22.3406 | 1.095 | 1355.616 | 66.432 | 0.523 | 0.329 | 11.678 | 0.36 | 708.636 | 21.829 | 2.6613 | 5.575 | 0.182 | 14.8366 | 0.48435 | 0.25 | 0.16625 | 195 | -1 |  |  | 0 |  | 27 | 5 | 1110.5239 | 1057.1108 | 5 | Dry Ponds | 46 | 20% | 20% | 2.9673 | 0.096871
15 | 1 | 1.582 | 47 | 15 | 1 | LDR | 3.9532 | 0.214 | 107.734 | 5.825 | 0.471 | 0.495 | 1.864 | 0.106 | 50.79 | 2.883 | 1.582 | 1.864 | 0.106 | 2.9488 | 0.16769 | 0.471 | 0.49494 | 195 | -1 |  |  | 0 |  | 27 | 5 | 1110.5239 | 1057.1108 | 5 | Dry Ponds | 47 | 20% | 20% | 0.58976 | 0.033538
15 | 2 | 81.0791 | 48 | 15 | 2 | MDR | 7.3702 | 0.422 | 5942.609 | 340.176 | 0.471 | 0.494 | 3.471 | 0.209 | 2798.745 | 168.156 | 81.0791 | 3.471 | 0.209 | 281.4257 | 16.9455 | 0.471 | 0.49432 | 195 | -1 |  |  | 0 |  | 27 | 5 | 1110.5239 | 1057.1108 | 5 | Dry Ponds | 48 | 20% | 20% | 56.2851 | 3.3891
15 | 3 | 32.7985 | 49 | 15 | 3 | HDR | 15.855 | 1.386 | 5622.889 | 491.639 | 0.471 | 0.496 | 7.465 | 0.687 | 2647.371 | 243.749 | 32.7985 | 7.465 | 0.687 | 244.841 | 22.5326 | 0.471 | 0.49579 | 195 | -1 |  |  | 0 |  | 27 | 5 | 1110.5239 | 1057.1108 | 5 | Dry Ponds | 49 | 20% | 20% | 48.9682 | 4.5065
15 | 4 | 36.5304 | 50 | 15 | 4 | IND | 9.745 | 0.997 | 2826.058 | 289.213 | 0.468 | 0.494 | 4.565 | 0.492 | 1323.876 | 142.73 | 36.5304 | 4.565 | 0.492 | 166.7613 | 17.973 | 0.468 | 0.49351 | 195 | -1 |  |  | 0 |  | 27 | 5 | 1110.5239 | 1057.1108 | 5 | Dry Ponds | 50 | 20% | 20% | 33.3523 | 3.5946
15 | 6 | 1.6588 | 51 | 15 | 6 | OPE | 4.0278 | 0.208 | 188.418 | 9.726 | 0.473 | 0.496 | 1.905 | 0.103 | 89.126 | 4.828 | 1.6588 | 1.905 | 0.103 | 3.1601 | 0.17086 | 0.473 | 0.49643 | 195 | -1 |  |  | 0 |  | 27 | 5 | 1110.5239 | 1057.1108 | 5 | Dry Ponds | 51 | 20% | 20% | 0.63201 | 0.034172
15 | 10 | 3.4855 | 53 | 15 | 10 | RAN | 3.1106 | 0.149 | 79.531 | 3.819 | 0.475 | 0.498 | 1.478 | 0.074 | 37.795 | 1.902 | 3.4855 | 1.478 | 0.074 | 5.1516 | 0.25793 | 0.475 | 0.49811 | 195 | -1 |  |  | 0 |  | 27 | 5 | 1110.5239 | 1057.1108 | 5 | Dry Ponds | 53 | 20% | 20% | 1.0303 | 0.051586
15 | 11 | 2.5867 | 54 | 15 | 11 | FOR | 1.9081 | 0.089 | 205.535 | 9.639 | 0.48 | 0.502 | 0.916 | 0.045 | 98.719 | 4.842 | 2.5867 | 0.916 | 0.045 | 2.3695 | 0.1164 | 0.48 | 0.50234 | 195 | -1 |  |  | 0 |  | 27 | 5 | 1110.5239 | 1057.1108 | 5 | Dry Ponds | 54 | 20% | 20% | 0.47389 | 0.023281
15 | 12 | 0.70089 | 55 | 15 | 12 | WAT | 0.52271 | 0.019 | 21.169 | 0.761 | 0.475 | 0.496 | 0.248 | 0.009 | 10.049 | 0.378 | 0.70089 | 0.248 | 0.009 | 0.17382 | 0.006308 | 0.475 | 0.49632 | 195 | -1 |  |  | 0 |  | 27 | 5 | 1110.5239 | 1057.1108 | 5 | Dry Ponds | 55 | 20% | 20% | 0.034764 | 0.0012616
15 | 13 | 82.2275 | 56 | 15 | 13 | WET | 5.949 | 0.459 | 2341.804 | 180.724 | 0.473 | 0.503 | 2.811 | 0.231 | 1106.548 | 90.851 | 82.2275 | 2.811 | 0.231 | 231.1415 | 18.9946 | 0.473 | 0.50271 | 195 | -1 |  |  | 0 |  | 27 | 5 | 1110.5239 | 1057.1108 | 5 | Dry Ponds | 56 | 20% | 20% | 46.2283 | 3.7989
21 | 2 | 1.696 | 101 | 21 | 2 | MDR | 6.6729 | 0.344 | 2377.176 | 122.649 | 0.581 | 0.521 | 3.875 | 0.179 | 1380.281 | 63.876 | 1.696 | 3.469 | 0.163 | 5.8834 | 0.27644 | 0.52 | 0.47481 | 195 | -1 |  |  | 0 |  | 27 | 5 | 1110.5239 | 1057.1108 | 5 | Dry Ponds | 101 | 20% | 20% | 1.1767 | 0.055289
23 | 2 | 8.5858 | 121 | 23 | 2 | MDR | 7.0851 | 0.345 | 2693.279 | 131.118 | 0.895 | 0.911 | 6.34 | 0.314 | 2410.131 | 119.396 | 8.5858 | 6.34 | 0.314 | 54.4339 | 2.6959 | 0.895 | 0.9106 | 195 | -1 |  |  | 0 |  | 27 | 5 | 1110.5239 | 1057.1108 | 5 | Dry Ponds | 121 | 20% | 20% | 10.8868 | 0.53919
23 | 3 | 15.2056 | 122 | 23 | 3 | HDR | 15.1365 | 1.11 | 4936.678 | 361.861 | 0.895 | 0.911 | 13.544 | 1.011 | 4417.226 | 329.591 | 15.2056 | 13.544 | 1.011 | 205.9448 | 15.3729 | 0.895 | 0.91082 | 195 | -1 |  |  | 0 |  | 27 | 5 | 1110.5239 | 1057.1108 | 5 | Dry Ponds | 122 | 20% | 20% | 41.189 | 3.0746
23 | 4 | 29.4492 | 123 | 23 | 4 | IND | 10.0422 | 0.85 | 5417.453 | 458.426 | 0.893 | 0.909 | 8.963 | 0.773 | 4835.422 | 416.755 | 29.4492 | 8.963 | 0.773 | 263.9534 | 22.7642 | 0.893 | 0.9091 | 195 | -1 |  |  | 0 |  | 27 | 5 | 1110.5239 | 1057.1108 | 5 | Dry Ponds | 123 | 20% | 20% | 52.7907 | 4.5528
23 | 10 | 0.041899 | 127 | 23 | 10 | RAN | 2.7374 | 0.11 | 128.156 | 5.163 | 0.897 | 0.913 | 2.456 | 0.101 | 114.999 | 4.714 | 0.041899 | 2.456 | 0.101 | 0.1029 | 0.0042318 | 0.897 | 0.91292 | 195 | -1 |  |  | 0 |  | 27 | 5 | 1110.5239 | 1057.1108 | 5 | Dry Ponds | 127 | 20% | 20% | 0.020581 | 0.00084636
23 | 11 | 0.014715 | 128 | 23 | 11 | FOR | 1.6962 | 0.066 | 200.677 | 7.773 | 0.898 | 0.914 | 1.524 | 0.06 | 180.29 | 7.106 | 0.014715 | 1.524 | 0.06 | 0.022425 | 0.00088288 | 0.898 | 0.91417 | 195 | -1 |  |  | 0 |  | 27 | 5 | 1110.5239 | 1057.1108 | 5 | Dry Ponds | 128 | 20% | 20% | 0.004485 | 0.00017658
23 | 12 | 4.4561 | 129 | 23 | 12 | WAT | 0.49355 | 0.016 | 34.255 | 1.077 | 0.898 | 0.913 | 0.443 | 0.014 | 30.778 | 0.983 | 4.4561 | 0.443 | 0.014 | 1.9741 | 0.062386 | 0.898 | 0.91306 | 195 | -1 |  |  | 0 |  | 27 | 5 | 1110.5239 | 1057.1108 | 5 | Dry Ponds | 129 | 20% | 20% | 0.39481 | 0.012477
23 | 13 | 9.562 | 130 | 23 | 13 | WET | 8.0216 | 0.526 | 6987.131 | 457.734 | 0.893 | 0.91 | 7.166 | 0.478 | 6241.869 | 416.507 | 9.562 | 7.166 | 0.478 | 68.5213 | 4.5706 | 0.893 | 0.90993 | 195 | -1 |  |  | 0 |  | 27 | 5 | 1110.5239 | 1057.1108 | 5 | Dry Ponds | 130 | 20% | 20% | 13.7043 | 0.91413
50 | 3 | 0.00060474 | 373 | 50 | 3 | HDR | 21.572 | 1.662 | 2240.996 | 172.652 | 0.394 | 0.43 | 8.501 | 0.715 | 883.12 | 74.316 | 0.00060474 | 1.531 | 0.222 | 0.00092586 | 0.00013425 | 0.071 | 0.13346 | 195 | -1 |  |  | 0 |  | 27 | 5 | 1110.5239 | 1057.1108 | 5 | Dry Ponds | 373 | 20% | 20% | 0.00018517 | 2.6851e-05
90 | 1 | 15.5218 | 545 | 90 | 1 | LDR | 6.1079 | 0.308 | 1822.248 | 91.801 | 0.804 | 0.837 | 4.91 | 0.257 | 1464.821 | 76.812 | 15.5218 | 2.322 | 0.128 | 36.0415 | 1.9868 | 0.38 | 0.41636 | 195 | -1 |  |  | 0 |  | 27 | 5 | 1110.5239 | 1057.1108 | 5 | Dry Ponds | 545 | 20% | 20% | 7.2083 | 0.39736
90 | 2 | 46.3852 | 546 | 90 | 2 | MDR | 11.3664 | 0.605 | 14884.136 | 791.874 | 0.804 | 0.836 | 9.135 | 0.506 | 11961.814 | 662.37 | 46.3852 | 4.317 | 0.251 | 200.245 | 11.6427 | 0.38 | 0.41575 | 195 | -1 |  |  | 0 |  | 27 | 5 | 1110.5239 | 1057.1108 | 5 | Dry Ponds | 546 | 20% | 20% | 40.049 | 2.3285
90 | 3 | 0.60159 | 547 | 90 | 3 | HDR | 24.4137 | 2.012 | 3405.251 | 280.671 | 0.804 | 0.836 | 19.617 | 1.683 | 2736.254 | 234.726 | 0.60159 | 9.268 | 0.84 | 5.5755 | 0.50533 | 0.38 | 0.4172 | 195 | -1 |  |  | 0 |  | 27 | 5 | 1110.5239 | 1057.1108 | 5 | Dry Ponds | 547 | 20% | 20% | 1.1151 | 0.10107
90 | 4 | 4.1566 | 548 | 90 | 4 | IND | 14.9374 | 1.425 | 2368.245 | 225.99 | 0.803 | 0.836 | 11.993 | 1.191 | 1901.418 | 188.888 | 4.1566 | 5.645 | 0.592 | 23.464 | 2.4607 | 0.378 | 0.41522 | 195 | -1 |  |  | 0 |  | 27 | 5 | 1110.5239 | 1057.1108 | 5 | Dry Ponds | 548 | 20% | 20% | 4.6928 | 0.49214
90 | 6 | 1.2104 | 549 | 90 | 6 | OPE | 6.2286 | 0.301 | 946.924 | 45.732 | 0.804 | 0.837 | 5.007 | 0.252 | 761.157 | 38.267 | 1.2104 | 2.372 | 0.125 | 2.8711 | 0.1513 | 0.381 | 0.41716 | 195 | -1 |  |  | 0 |  | 27 | 5 | 1110.5239 | 1057.1108 | 5 | Dry Ponds | 549 | 20% | 20% | 0.57421 | 0.03026
90 | 11 | 1.4104 | 553 | 90 | 11 | FOR | 2.8901 | 0.129 | 722.975 | 32.197 | 0.805 | 0.838 | 2.326 | 0.108 | 581.805 | 26.979 | 1.4104 | 1.119 | 0.054 | 1.5782 | 0.076161 | 0.387 | 0.42305 | 195 | -1 |  |  | 0 |  | 27 | 5 | 1110.5239 | 1057.1108 | 5 | Dry Ponds | 553 | 20% | 20% | 0.31564 | 0.015232
90 | 12 | 0.74126 | 554 | 90 | 12 | WAT | 0.83586 | 0.028 | 130.779 | 4.341 | 0.808 | 0.839 | 0.676 | 0.023 | 105.721 | 3.643 | 0.74126 | 0.322 | 0.012 | 0.23869 | 0.0088951 | 0.385 | 0.41867 | 195 | -1 |  |  | 0 |  | 27 | 5 | 1110.5239 | 1057.1108 | 5 | Dry Ponds | 554 | 20% | 20% | 0.047737 | 0.001779
90 | 13 | 45.7496 | 555 | 90 | 13 | WET | 1.6912 | 0.073 | 1170.334 | 50.223 | 0.811 | 0.843 | 1.372 | 0.061 | 949.219 | 42.348 | 45.7496 | 0.66 | 0.031 | 30.1947 | 1.4182 | 0.39 | 0.4275 | 195 | -1 |  |  | 0 |  | 27 | 5 | 1110.5239 | 1057.1108 | 5 | Dry Ponds | 555 | 20% | 20% | 6.0389 | 0.28365
92 | 4 | 0.80457 | 569 | 92 | 4 | IND | 18.1266 | 1.692 | 2033.405 | 189.788 | 0.402 | 0.328 | 7.291 | 0.554 | 817.913 | 62.182 | 0.80457 | 3.829 | 0.278 | 3.0807 | 0.22367 | 0.211 | 0.16435 | 195 | -1 |  |  | 0 |  | 27 | 5 | 1110.5239 | 1057.1108 | 5 | Dry Ponds | 569 | 20% | 20% | 0.61614 | 0.044734
10 | 1 | 0.12266 | 10 | 10 | 1 | LDR | 4.5114 | 0.203 | 82.102 | 3.701 | 0.219 | 0.108 | 0.986 | 0.022 | 17.951 | 0.401 | 0.12266 | 0.471 | 0.011 | 0.057775 | 0.0013493 | 0.104 | 0.05464 | 196 | -1 |  |  | 0 |  | 28 | 5 | 107.2843 | 107.1738 | 5 | Dry Ponds | 10 | 20% | 20% | 0.011555 | 0.00026986
10 | 2 | 16.9146 | 11 | 10 | 2 | MDR | 8.9213 | 0.434 | 10274.538 | 499.47 | 0.218 | 0.108 | 1.945 | 0.047 | 2239.911 | 53.782 | 16.9146 | 0.929 | 0.024 | 15.7137 | 0.40595 | 0.104 | 0.054197 | 196 | -1 |  |  | 0 |  | 28 | 5 | 107.2843 | 107.1738 | 5 | Dry Ponds | 11 | 20% | 20% | 3.1427 | 0.08119
10 | 3 | 0.75457 | 12 | 10 | 3 | HDR | 20.4816 | 1.592 | 2308.35 | 179.368 | 0.218 | 0.11 | 4.463 | 0.176 | 503.021 | 19.791 | 0.75457 | 2.131 | 0.089 | 1.608 | 0.067157 | 0.104 | 0.055829 | 196 | -1 |  |  | 0 |  | 28 | 5 | 107.2843 | 107.1738 | 5 | Dry Ponds | 12 | 20% | 20% | 0.3216 | 0.013431
10 | 4 | 0.19508 | 13 | 10 | 4 | IND | 13.1528 | 1.186 | 6233.588 | 562.16 | 0.215 | 0.107 | 2.826 | 0.127 | 1339.375 | 60.359 | 0.19508 | 1.344 | 0.064 | 0.26218 | 0.012485 | 0.102 | 0.054107 | 196 | -1 |  |  | 0 |  | 28 | 5 | 107.2843 | 107.1738 | 5 | Dry Ponds | 13 | 20% | 20% | 0.052436 | 0.002497
10 | 6 | 0.026105 | 14 | 10 | 6 | OPE | 4.3929 | 0.187 | 159.987 | 6.814 | 0.221 | 0.111 | 0.972 | 0.021 | 35.403 | 0.756 | 0.026105 | 0.466 | 0.01 | 0.012165 | 0.00026105 | 0.106 | 0.056015 | 196 | -1 |  |  | 0 |  | 28 | 5 | 107.2843 | 107.1738 | 5 | Dry Ponds | 14 | 20% | 20% | 0.002433 | 5.221e-05
10 | 8 | 1.4931 | 15 | 10 | 8 | AGR | 10.9183 | 0.574 | 1017.616 | 53.48 | 0.227 | 0.115 | 2.482 | 0.066 | 231.288 | 6.134 | 1.4931 | 1.194 | 0.033 | 1.7828 | 0.049274 | 0.109 | 0.058071 | 196 | -1 |  |  | 0 |  | 28 | 5 | 107.2843 | 107.1738 | 5 | Dry Ponds | 15 | 20% | 20% | 0.35656 | 0.0098547
10 | 11 | 0.55508 | 17 | 10 | 11 | FOR | 1.9398 | 0.077 | 122.463 | 4.863 | 0.239 | 0.122 | 0.463 | 0.009 | 29.233 | 0.593 | 0.55508 | 0.225 | 0.005 | 0.12489 | 0.0027754 | 0.116 | 0.06237 | 196 | -1 |  |  | 0 |  | 28 | 5 | 107.2843 | 107.1738 | 5 | Dry Ponds | 17 | 20% | 20% | 0.024979 | 0.00055508
10 | 12 | 9.0296 | 18 | 10 | 12 | WAT | 0.23667 | 0.006 | 74.59 | 1.829 | 0.243 | 0.126 | 0.057 | 0.001 | 18.111 | 0.231 | 9.0296 | 0.028 | 0 | 0.25283 | 0 | 0.119 | 0.064699 | 196 | -1 |  |  | 0 |  | 28 | 5 | 107.2843 | 107.1738 | 5 | Dry Ponds | 18 | 20% | 20% | 0.050566 | 0
10 | 13 | 0.42987 | 19 | 10 | 13 | WET | 10.9043 | 0.715 | 2850.635 | 186.795 | 0.218 | 0.109 | 2.376 | 0.078 | 621.194 | 20.323 | 0.42987 | 1.134 | 0.039 | 0.48747 | 0.016765 | 0.104 | 0.054868 | 196 | -1 |  |  | 0 |  | 28 | 5 | 107.2843 | 107.1738 | 5 | Dry Ponds | 19 | 20% | 20% | 0.097494 | 0.003353
11 | 4 | 7.0918 | 23 | 0 | 0 |  | 0 | 0 | 0 | 0 | 0 | 0 | 0 | 0 | 0 | 0 | 7.0918 | 0 | 0 | 0 | 0 | 0 | 0 | 196 | -1 |  |  | 0 |  | 28 | 5 | 107.2843 | 107.1738 | 5 | Dry Ponds | 23 | 20% | 20% | 0 | 0
12 | 2 | 5.7778 | 30 | 12 | 2 | MDR | 9.8043 | 0.478 | 3299.018 | 160.951 | 0.191 | 0.144 | 1.876 | 0.069 | 631.242 | 23.116 | 5.7778 | 0.895 | 0.035 | 5.1711 | 0.20222 | 0.091 | 0.072588 | 196 | -1 |  |  | 0 |  | 28 | 5 | 107.2843 | 107.1738 | 5 | Dry Ponds | 30 | 20% | 20% | 1.0342 | 0.040444
12 | 4 | 8.0674 | 32 | 12 | 4 | IND | 14.5181 | 1.342 | 4977.165 | 460.2 | 0.187 | 0.143 | 2.714 | 0.191 | 930.547 | 65.617 | 8.0674 | 1.286 | 0.097 | 10.3747 | 0.78254 | 0.089 | 0.072122 | 196 | -1 |  |  | 0 |  | 28 | 5 | 107.2843 | 107.1738 | 5 | Dry Ponds | 32 | 20% | 20% | 2.0749 | 0.15651
12 | 11 | 1.4495 | 35 | 12 | 11 | FOR | 2.1714 | 0.085 | 37.448 | 1.465 | 0.205 | 0.167 | 0.446 | 0.014 | 7.688 | 0.245 | 1.4495 | 0.217 | 0.007 | 0.31455 | 0.010147 | 0.1 | 0.086465 | 196 | -1 |  |  | 0 |  | 28 | 5 | 107.2843 | 107.1738 | 5 | Dry Ponds | 35 | 20% | 20% | 0.062909 | 0.0020293
12 | 12 | 0.48096 | 36 | 12 | 12 | WAT | 0.25272 | 0.006 | 24.513 | 0.569 | 0.211 | 0.176 | 0.053 | 0.001 | 5.166 | 0.1 | 0.48096 | 0.026 | 0.001 | 0.012505 | 0.00048096 | 0.105 | 0.091588 | 196 | -1 |  |  | 0 |  | 28 | 5 | 107.2843 | 107.1738 | 5 | Dry Ponds | 36 | 20% | 20% | 0.002501 | 9.6192e-05
12 | 13 | 0.049514 | 37 | 12 | 13 | WET | 13.7162 | 0.865 | 322.406 | 20.343 | 0.189 | 0.147 | 2.587 | 0.127 | 60.82 | 2.985 | 0.049514 | 1.23 | 0.064 | 0.060902 | 0.0031689 | 0.09 | 0.074432 | 196 | -1 |  |  | 0 |  | 28 | 5 | 107.2843 | 107.1738 | 5 | Dry Ponds | 37 | 20% | 20% | 0.01218 | 0.00063378
13 | 2 | 1.4946 | 39 | 13 | 2 | MDR | 18.0436 | 0.628 | 3512.436 | 122.222 | 0.525 | 0.326 | 9.477 | 0.204 | 1844.865 | 39.803 | 1.4946 | 4.532 | 0.103 | 6.7734 | 0.15394 | 0.251 | 0.16422 | 196 | -1 |  |  | 0 |  | 28 | 5 | 107.2843 | 107.1738 | 5 | Dry Ponds | 39 | 20% | 20% | 1.3547 | 0.030788
13 | 4 | 2.4827 | 41 | 13 | 4 | IND | 26.0926 | 1.754 | 7076.808 | 475.796 | 0.518 | 0.323 | 13.52 | 0.566 | 3666.784 | 153.491 | 2.4827 | 6.43 | 0.285 | 15.9636 | 0.70756 | 0.246 | 0.16272 | 196 | -1 |  |  | 0 |  | 28 | 5 | 107.2843 | 107.1738 | 5 | Dry Ponds | 41 | 20% | 20% | 3.1927 | 0.14151
13 | 13 | 0.0074408 | 46 | 13 | 13 | WET | 22.3406 | 1.095 | 1355.616 | 66.432 | 0.523 | 0.329 | 11.678 | 0.36 | 708.636 | 21.829 | 0.0074408 | 5.575 | 0.182 | 0.041483 | 0.0013542 | 0.25 | 0.16625 | 196 | -1 |  |  | 0 |  | 28 | 5 | 107.2843 | 107.1738 | 5 | Dry Ponds | 46 | 20% | 20% | 0.0082965 | 0.00027085
15 | 1 | 0.57412 | 47 | 15 | 1 | LDR | 3.9532 | 0.214 | 107.734 | 5.825 | 0.471 | 0.495 | 1.864 | 0.106 | 50.79 | 2.883 | 0.57412 | 1.864 | 0.106 | 1.0702 | 0.060856 | 0.471 | 0.49494 | 196 | -1 |  |  | 0 |  | 28 | 5 | 107.2843 | 107.1738 | 5 | Dry Ponds | 47 | 20% | 20% | 0.21403 | 0.012171
15 | 2 | 14.2961 | 48 | 15 | 2 | MDR | 7.3702 | 0.422 | 5942.609 | 340.176 | 0.471 | 0.494 | 3.471 | 0.209 | 2798.745 | 168.156 | 14.2961 | 3.471 | 0.209 | 49.6218 | 2.9879 | 0.471 | 0.49432 | 196 | -1 |  |  | 0 |  | 28 | 5 | 107.2843 | 107.1738 | 5 | Dry Ponds | 48 | 20% | 20% | 9.9244 | 0.59758
15 | 3 | 0.06989 | 49 | 15 | 3 | HDR | 15.855 | 1.386 | 5622.889 | 491.639 | 0.471 | 0.496 | 7.465 | 0.687 | 2647.371 | 243.749 | 0.06989 | 7.465 | 0.687 | 0.52173 | 0.048015 | 0.471 | 0.49579 | 196 | -1 |  |  | 0 |  | 28 | 5 | 107.2843 | 107.1738 | 5 | Dry Ponds | 49 | 20% | 20% | 0.10435 | 0.0096029
15 | 4 | 2.0075 | 50 | 15 | 4 | IND | 9.745 | 0.997 | 2826.058 | 289.213 | 0.468 | 0.494 | 4.565 | 0.492 | 1323.876 | 142.73 | 2.0075 | 4.565 | 0.492 | 9.1642 | 0.98768 | 0.468 | 0.49351 | 196 | -1 |  |  | 0 |  | 28 | 5 | 107.2843 | 107.1738 | 5 | Dry Ponds | 50 | 20% | 20% | 1.8328 | 0.19754
15 | 11 | 1.0798 | 54 | 15 | 11 | FOR | 1.9081 | 0.089 | 205.535 | 9.639 | 0.48 | 0.502 | 0.916 | 0.045 | 98.719 | 4.842 | 1.0798 | 0.916 | 0.045 | 0.98905 | 0.048589 | 0.48 | 0.50234 | 196 | -1 |  |  | 0 |  | 28 | 5 | 107.2843 | 107.1738 | 5 | Dry Ponds | 54 | 20% | 20% | 0.19781 | 0.0097178
15 | 12 | 0.12572 | 55 | 15 | 12 | WAT | 0.52271 | 0.019 | 21.169 | 0.761 | 0.475 | 0.496 | 0.248 | 0.009 | 10.049 | 0.378 | 0.12572 | 0.248 | 0.009 | 0.03118 | 0.0011315 | 0.475 | 0.49632 | 196 | -1 |  |  | 0 |  | 28 | 5 | 107.2843 | 107.1738 | 5 | Dry Ponds | 55 | 20% | 20% | 0.0062359 | 0.0002263
15 | 13 | 5.4695 | 56 | 15 | 13 | WET | 5.949 | 0.459 | 2341.804 | 180.724 | 0.473 | 0.503 | 2.811 | 0.231 | 1106.548 | 90.851 | 5.4695 | 2.811 | 0.231 | 15.3747 | 1.2635 | 0.473 | 0.50271 | 196 | -1 |  |  | 0 |  | 28 | 5 | 107.2843 | 107.1738 | 5 | Dry Ponds | 56 | 20% | 20% | 3.0749 | 0.25269
21 | 2 | 0.60127 | 101 | 21 | 2 | MDR | 6.6729 | 0.344 | 2377.176 | 122.649 | 0.581 | 0.521 | 3.875 | 0.179 | 1380.281 | 63.876 | 0.60127 | 3.469 | 0.163 | 2.0858 | 0.098007 | 0.52 | 0.47481 | 196 | -1 |  |  | 0 |  | 28 | 5 | 107.2843 | 107.1738 | 5 | Dry Ponds | 101 | 20% | 20% | 0.41716 | 0.019601
23 | 2 | 3.7291 | 121 | 23 | 2 | MDR | 7.0851 | 0.345 | 2693.279 | 131.118 | 0.895 | 0.911 | 6.34 | 0.314 | 2410.131 | 119.396 | 3.7291 | 6.34 | 0.314 | 23.6425 | 1.1709 | 0.895 | 0.9106 | 196 | -1 |  |  | 0 |  | 28 | 5 | 107.2843 | 107.1738 | 5 | Dry Ponds | 121 | 20% | 20% | 4.7285 | 0.23419
23 | 4 | 3.607 | 123 | 23 | 4 | IND | 10.0422 | 0.85 | 5417.453 | 458.426 | 0.893 | 0.909 | 8.963 | 0.773 | 4835.422 | 416.755 | 3.607 | 8.963 | 0.773 | 32.3299 | 2.7882 | 0.893 | 0.9091 | 196 | -1 |  |  | 0 |  | 28 | 5 | 107.2843 | 107.1738 | 5 | Dry Ponds | 123 | 20% | 20% | 6.466 | 0.55765
50 | 3 | 0.007943 | 373 | 50 | 3 | HDR | 21.572 | 1.662 | 2240.996 | 172.652 | 0.394 | 0.43 | 8.501 | 0.715 | 883.12 | 74.316 | 0.007943 | 1.531 | 0.222 | 0.012161 | 0.0017633 | 0.071 | 0.13346 | 196 | -1 |  |  | 0 |  | 28 | 5 | 107.2843 | 107.1738 | 5 | Dry Ponds | 373 | 20% | 20% | 0.0024321 | 0.00035267
50 | 4 | 0.00037154 | 374 | 50 | 4 | IND | 14.8186 | 1.314 | 2091.768 | 185.527 | 0.389 | 0.423 | 5.761 | 0.555 | 813.253 | 78.391 | 0.00037154 | 1.015 | 0.162 | 0.00037712 | 6.019e-05 | 0.069 | 0.12289 | 196 | -1 |  |  | 0 |  | 28 | 5 | 107.2843 | 107.1738 | 5 | Dry Ponds | 374 | 20% | 20% | 7.5423e-05 | 1.2038e-05
90 | 1 | 9.6331 | 545 | 90 | 1 | LDR | 6.1079 | 0.308 | 1822.248 | 91.801 | 0.804 | 0.837 | 4.91 | 0.257 | 1464.821 | 76.812 | 9.6331 | 2.322 | 0.128 | 22.3681 | 1.233 | 0.38 | 0.41636 | 196 | -1 |  |  | 0 |  | 28 | 5 | 107.2843 | 107.1738 | 5 | Dry Ponds | 545 | 20% | 20% | 4.4736 | 0.24661
90 | 2 | 8.7751 | 546 | 90 | 2 | MDR | 11.3664 | 0.605 | 14884.136 | 791.874 | 0.804 | 0.836 | 9.135 | 0.506 | 11961.814 | 662.37 | 8.7751 | 4.317 | 0.251 | 37.882 | 2.2025 | 0.38 | 0.41575 | 196 | -1 |  |  | 0 |  | 28 | 5 | 107.2843 | 107.1738 | 5 | Dry Ponds | 546 | 20% | 20% | 7.5764 | 0.44051
90 | 4 | 0.35353 | 548 | 90 | 4 | IND | 14.9374 | 1.425 | 2368.245 | 225.99 | 0.803 | 0.836 | 11.993 | 1.191 | 1901.418 | 188.888 | 0.35353 | 5.645 | 0.592 | 1.9957 | 0.20929 | 0.378 | 0.41522 | 196 | -1 |  |  | 0 |  | 28 | 5 | 107.2843 | 107.1738 | 5 | Dry Ponds | 548 | 20% | 20% | 0.39913 | 0.041858
90 | 6 | 0.2698 | 549 | 90 | 6 | OPE | 6.2286 | 0.301 | 946.924 | 45.732 | 0.804 | 0.837 | 5.007 | 0.252 | 761.157 | 38.267 | 0.2698 | 2.372 | 0.125 | 0.63997 | 0.033725 | 0.381 | 0.41716 | 196 | -1 |  |  | 0 |  | 28 | 5 | 107.2843 | 107.1738 | 5 | Dry Ponds | 549 | 20% | 20% | 0.12799 | 0.0067451
90 | 12 | 0.10762 | 554 | 90 | 12 | WAT | 0.83586 | 0.028 | 130.779 | 4.341 | 0.808 | 0.839 | 0.676 | 0.023 | 105.721 | 3.643 | 0.10762 | 0.322 | 0.012 | 0.034654 | 0.0012915 | 0.385 | 0.41867 | 196 | -1 |  |  | 0 |  | 28 | 5 | 107.2843 | 107.1738 | 5 | Dry Ponds | 554 | 20% | 20% | 0.0069309 | 0.00025829
90 | 13 | 0.043951 | 555 | 90 | 13 | WET | 1.6912 | 0.073 | 1170.334 | 50.223 | 0.811 | 0.843 | 1.372 | 0.061 | 949.219 | 42.348 | 0.043951 | 0.66 | 0.031 | 0.029008 | 0.0013625 | 0.39 | 0.4275 | 196 | -1 |  |  | 0 |  | 28 | 5 | 107.2843 | 107.1738 | 5 | Dry Ponds | 555 | 20% | 20% | 0.0058016 | 0.0002725
39 | 3 | 0.043428 | 261 | 39 | 3 | HDR | 11.5112 | 1.269 | 2174.863 | 239.794 | 1.075 | 1.082 | 12.376 | 1.373 | 2338.17 | 259.4 | 0.043428 | 11.459 | 1.248 | 0.49764 | 0.054198 | 0.995 | 0.98342 | 199 | -1 |  |  | 0 |  | 31 | 5 | 739.0071 | 739.4806 | 5 | Dry Ponds | 261 | 20% | 20% | 0.099527 | 0.01084
39 | 4 | 0.0068507 | 262 | 39 | 4 | IND | 9.1209 | 1.105 | 1283.176 | 155.409 | 1.075 | 1.081 | 9.803 | 1.194 | 1379.191 | 167.989 | 0.0068507 | 9.077 | 1.086 | 0.062184 | 0.0074399 | 0.995 | 0.98268 | 199 | -1 |  |  | 0 |  | 31 | 5 | 739.0071 | 739.4806 | 5 | Dry Ponds | 262 | 20% | 20% | 0.012437 | 0.001488
40 | 2 | 0.69232 | 272 | 40 | 2 | MDR | 11.6613 | 0.577 | 15641.833 | 773.896 | 0.877 | 0.884 | 10.225 | 0.51 | 13715.384 | 683.794 | 0.69232 | 10.225 | 0.51 | 7.079 | 0.35308 | 0.877 | 0.88357 | 199 | -1 |  |  | 0 |  | 31 | 5 | 739.0071 | 739.4806 | 5 | Dry Ponds | 272 | 20% | 20% | 1.4158 | 0.070617
40 | 3 | 0.34972 | 273 | 40 | 3 | HDR | 24.9268 | 1.943 | 9876.14 | 769.988 | 0.877 | 0.884 | 21.854 | 1.718 | 8658.806 | 680.793 | 0.34972 | 21.854 | 1.718 | 7.6428 | 0.60082 | 0.877 | 0.88416 | 199 | -1 |  |  | 0 |  | 31 | 5 | 739.0071 | 739.4806 | 5 | Dry Ponds | 273 | 20% | 20% | 1.5286 | 0.12016
40 | 4 | 0.48216 | 274 | 40 | 4 | IND | 14.4118 | 1.299 | 3327.006 | 299.956 | 0.876 | 0.883 | 12.618 | 1.147 | 2912.902 | 264.815 | 0.48216 | 12.618 | 1.147 | 6.0839 | 0.55304 | 0.876 | 0.88285 | 199 | -1 |  |  | 0 |  | 31 | 5 | 739.0071 | 739.4806 | 5 | Dry Ponds | 274 | 20% | 20% | 1.2168 | 0.11061
40 | 6 | 0.032342 | 275 | 40 | 6 | OPE | 6.7468 | 0.307 | 427.856 | 19.476 | 0.877 | 0.884 | 5.92 | 0.272 | 375.418 | 17.226 | 0.032342 | 5.92 | 0.272 | 0.19146 | 0.008797 | 0.877 | 0.88448 | 199 | -1 |  |  | 0 |  | 31 | 5 | 739.0071 | 739.4806 | 5 | Dry Ponds | 275 | 20% | 20% | 0.038293 | 0.0017594
40 | 8 | 0.076878 | 277 | 40 | 8 | AGR | 16.9565 | 0.888 | 2599.449 | 136.17 | 0.878 | 0.886 | 14.894 | 0.787 | 2283.201 | 120.597 | 0.076878 | 14.894 | 0.787 | 1.145 | 0.060503 | 0.878 | 0.88564 | 199 | -1 |  |  | 0 |  | 31 | 5 | 739.0071 | 739.4806 | 5 | Dry Ponds | 277 | 20% | 20% | 0.22901 | 0.012101
40 | 13 | 0.052703 | 281 | 40 | 13 | WET | 1.1184 | 0.045 | 608.832 | 24.31 | 0.88 | 0.889 | 0.985 | 0.04 | 535.989 | 21.621 | 0.052703 | 0.985 | 0.04 | 0.051913 | 0.0021081 | 0.88 | 0.88938 | 199 | -1 |  |  | 0 |  | 31 | 5 | 739.0071 | 739.4806 | 5 | Dry Ponds | 281 | 20% | 20% | 0.010383 | 0.00042163
90 | 1 | 77.4772 | 545 | 90 | 1 | LDR | 6.1079 | 0.308 | 1822.248 | 91.801 | 0.804 | 0.837 | 4.91 | 0.257 | 1464.821 | 76.812 | 77.4772 | 2.322 | 0.128 | 179.9021 | 9.9171 | 0.38 | 0.41636 | 199 | -1 |  |  | 0 |  | 31 | 5 | 739.0071 | 739.4806 | 5 | Dry Ponds | 545 | 20% | 20% | 35.9804 | 1.9834
90 | 2 | 177.1106 | 546 | 90 | 2 | MDR | 11.3664 | 0.605 | 14884.136 | 791.874 | 0.804 | 0.836 | 9.135 | 0.506 | 11961.814 | 662.37 | 177.1106 | 4.317 | 0.251 | 764.5863 | 44.4547 | 0.38 | 0.41575 | 199 | -1 |  |  | 0 |  | 31 | 5 | 739.0071 | 739.4806 | 5 | Dry Ponds | 546 | 20% | 20% | 152.9173 | 8.8909
90 | 4 | 12.1637 | 548 | 90 | 4 | IND | 14.9374 | 1.425 | 2368.245 | 225.99 | 0.803 | 0.836 | 11.993 | 1.191 | 1901.418 | 188.888 | 12.1637 | 5.645 | 0.592 | 68.6639 | 7.2009 | 0.378 | 0.41522 | 199 | -1 |  |  | 0 |  | 31 | 5 | 739.0071 | 739.4806 | 5 | Dry Ponds | 548 | 20% | 20% | 13.7328 | 1.4402
90 | 6 | 16.1139 | 549 | 90 | 6 | OPE | 6.2286 | 0.301 | 946.924 | 45.732 | 0.804 | 0.837 | 5.007 | 0.252 | 761.157 | 38.267 | 16.1139 | 2.372 | 0.125 | 38.2222 | 2.0142 | 0.381 | 0.41716 | 199 | -1 |  |  | 0 |  | 31 | 5 | 739.0071 | 739.4806 | 5 | Dry Ponds | 549 | 20% | 20% | 7.6444 | 0.40285
90 | 7 | 4.168 | 550 | 90 | 7 | PAS | 11.871 | 0.662 | 380.957 | 21.246 | 0.804 | 0.836 | 9.541 | 0.554 | 306.181 | 17.771 | 4.168 | 4.524 | 0.277 | 18.8561 | 1.1545 | 0.381 | 0.41768 | 199 | -1 |  |  | 0 |  | 31 | 5 | 739.0071 | 739.4806 | 5 | Dry Ponds | 550 | 20% | 20% | 3.7712 | 0.23091
90 | 8 | 30.0638 | 551 | 90 | 8 | AGR | 14.8163 | 0.836 | 539.79 | 30.457 | 0.804 | 0.837 | 11.911 | 0.7 | 433.944 | 25.486 | 30.0638 | 5.671 | 0.35 | 170.492 | 10.5223 | 0.383 | 0.4187 | 199 | -1 |  |  | 0 |  | 31 | 5 | 739.0071 | 739.4806 | 5 | Dry Ponds | 551 | 20% | 20% | 34.0984 | 2.1045
90 | 10 | 9.296 | 552 | 90 | 10 | RAN | 4.8008 | 0.216 | 176.964 | 7.972 | 0.804 | 0.837 | 3.86 | 0.181 | 142.278 | 6.671 | 9.296 | 1.835 | 0.09 | 17.0581 | 0.83664 | 0.382 | 0.41812 | 199 | -1 |  |  | 0 |  | 31 | 5 | 739.0071 | 739.4806 | 5 | Dry Ponds | 552 | 20% | 20% | 3.4116 | 0.16733
90 | 11 | 15.9608 | 553 | 90 | 11 | FOR | 2.8901 | 0.129 | 722.975 | 32.197 | 0.805 | 0.838 | 2.326 | 0.108 | 581.805 | 26.979 | 15.9608 | 1.119 | 0.054 | 17.8602 | 0.86189 | 0.387 | 0.42305 | 199 | -1 |  |  | 0 |  | 31 | 5 | 739.0071 | 739.4806 | 5 | Dry Ponds | 553 | 20% | 20% | 3.572 | 0.17238
90 | 12 | 8.924 | 554 | 90 | 12 | WAT | 0.83586 | 0.028 | 130.779 | 4.341 | 0.808 | 0.839 | 0.676 | 0.023 | 105.721 | 3.643 | 8.924 | 0.322 | 0.012 | 2.8735 | 0.10709 | 0.385 | 0.41867 | 199 | -1 |  |  | 0 |  | 31 | 5 | 739.0071 | 739.4806 | 5 | Dry Ponds | 554 | 20% | 20% | 0.57471 | 0.021418
90 | 13 | 286.997 | 555 | 90 | 13 | WET | 1.6912 | 0.073 | 1170.334 | 50.223 | 0.811 | 0.843 | 1.372 | 0.061 | 949.219 | 42.348 | 286.997 | 0.66 | 0.031 | 189.418 | 8.8969 | 0.39 | 0.4275 | 199 | -1 |  |  | 0 |  | 31 | 5 | 739.0071 | 739.4806 | 5 | Dry Ponds | 555 | 20% | 20% | 37.8836 | 1.7794
91 | 1 | 16.896 | 556 | 91 | 1 | LDR | 9.1664 | 0.445 | 613.493 | 29.798 | 0.219 | 0.116 | 2.012 | 0.052 | 134.634 | 3.456 | 16.896 | 0.772 | 0.022 | 13.0437 | 0.37171 | 0.084 | 0.049189 | 199 | -1 |  |  | 0 |  | 31 | 5 | 739.0071 | 739.4806 | 5 | Dry Ponds | 556 | 20% | 20% | 2.6087 | 0.074343
91 | 2 | 33.2563 | 557 | 91 | 2 | MDR | 17.0725 | 0.876 | 2453.124 | 125.823 | 0.218 | 0.115 | 3.73 | 0.101 | 535.951 | 14.489 | 33.2563 | 1.431 | 0.043 | 47.5897 | 1.43 | 0.084 | 0.048784 | 199 | -1 |  |  | 0 |  | 31 | 5 | 739.0071 | 739.4806 | 5 | Dry Ponds | 557 | 20% | 20% | 9.5179 | 0.286
91 | 4 | 6.573 | 559 | 91 | 4 | IND | 22.5245 | 2.076 | 345.211 | 31.824 | 0.212 | 0.115 | 4.775 | 0.239 | 73.186 | 3.661 | 6.573 | 1.824 | 0.101 | 11.9892 | 0.66388 | 0.081 | 0.048802 | 199 | -1 |  |  | 0 |  | 31 | 5 | 739.0071 | 739.4806 | 5 | Dry Ponds | 559 | 20% | 20% | 2.3978 | 0.13278
91 | 6 | 1.1682 | 560 | 91 | 6 | OPE | 9.3466 | 0.436 | 27.163 | 1.266 | 0.222 | 0.117 | 2.078 | 0.051 | 6.038 | 0.149 | 1.1682 | 0.799 | 0.022 | 0.93335 | 0.025699 | 0.085 | 0.049834 | 199 | -1 |  |  | 0 |  | 31 | 5 | 739.0071 | 739.4806 | 5 | Dry Ponds | 560 | 20% | 20% | 0.18667 | 0.0051399
91 | 10 | 4.5905 | 562 | 91 | 10 | RAN | 7.2019 | 0.314 | 76.488 | 3.331 | 0.225 | 0.119 | 1.623 | 0.037 | 17.235 | 0.396 | 4.5905 | 0.626 | 0.016 | 2.8737 | 0.073448 | 0.087 | 0.050542 | 199 | -1 |  |  | 0 |  | 31 | 5 | 739.0071 | 739.4806 | 5 | Dry Ponds | 562 | 20% | 20% | 0.57473 | 0.01469
91 | 11 | 4.0576 | 563 | 91 | 11 | FOR | 4.337 | 0.188 | 39.061 | 1.692 | 0.228 | 0.129 | 0.99 | 0.024 | 8.916 | 0.218 | 4.0576 | 0.387 | 0.01 | 1.5703 | 0.040576 | 0.089 | 0.055294 | 199 | -1 |  |  | 0 |  | 31 | 5 | 739.0071 | 739.4806 | 5 | Dry Ponds | 563 | 20% | 20% | 0.31406 | 0.0081152
91 | 12 | 24.382 | 564 | 91 | 12 | WAT | 1.2241 | 0.039 | 126.586 | 4.077 | 0.221 | 0.118 | 0.271 | 0.005 | 28.038 | 0.483 | 24.382 | 0.105 | 0.002 | 2.5601 | 0.048764 | 0.086 | 0.050345 | 199 | -1 |  |  | 0 |  | 31 | 5 | 739.0071 | 739.4806 | 5 | Dry Ponds | 564 | 20% | 20% | 0.51202 | 0.0097528
91 | 13 | 8.5454 | 565 | 91 | 13 | WET | 2.4407 | 0.101 | 90.532 | 3.763 | 0.231 | 0.129 | 0.564 | 0.013 | 20.917 | 0.484 | 8.5454 | 0.222 | 0.006 | 1.8971 | 0.051272 | 0.091 | 0.055914 | 199 | -1 |  |  | 0 |  | 31 | 5 | 739.0071 | 739.4806 | 5 | Dry Ponds | 565 | 20% | 20% | 0.37941 | 0.010254
90 | 1 | 30.7024 | 545 | 90 | 1 | LDR | 6.1079 | 0.308 | 1822.248 | 91.801 | 0.804 | 0.837 | 4.91 | 0.257 | 1464.821 | 76.812 | 30.7024 | 2.322 | 0.128 | 71.291 | 3.9299 | 0.38 | 0.41636 | 200 | -1 |  |  | 0 |  | 32 | 5 | 204.0345 | 204.174 | 5 | Dry Ponds | 545 | 20% | 20% | 14.2582 | 0.78598
90 | 2 | 29.1083 | 546 | 90 | 2 | MDR | 11.3664 | 0.605 | 14884.136 | 791.874 | 0.804 | 0.836 | 9.135 | 0.506 | 11961.814 | 662.37 | 29.1083 | 4.317 | 0.251 | 125.6604 | 7.3062 | 0.38 | 0.41575 | 200 | -1 |  |  | 0 |  | 32 | 5 | 204.0345 | 204.174 | 5 | Dry Ponds | 546 | 20% | 20% | 25.1321 | 1.4612
90 | 3 | 4.0106 | 547 | 90 | 3 | HDR | 24.4137 | 2.012 | 3405.251 | 280.671 | 0.804 | 0.836 | 19.617 | 1.683 | 2736.254 | 234.726 | 4.0106 | 9.268 | 0.84 | 37.1707 | 3.3689 | 0.38 | 0.4172 | 200 | -1 |  |  | 0 |  | 32 | 5 | 204.0345 | 204.174 | 5 | Dry Ponds | 547 | 20% | 20% | 7.4341 | 0.67379
90 | 4 | 6.025 | 548 | 90 | 4 | IND | 14.9374 | 1.425 | 2368.245 | 225.99 | 0.803 | 0.836 | 11.993 | 1.191 | 1901.418 | 188.888 | 6.025 | 5.645 | 0.592 | 34.0109 | 3.5668 | 0.378 | 0.41522 | 200 | -1 |  |  | 0 |  | 32 | 5 | 204.0345 | 204.174 | 5 | Dry Ponds | 548 | 20% | 20% | 6.8022 | 0.71335
90 | 6 | 0.068904 | 549 | 90 | 6 | OPE | 6.2286 | 0.301 | 946.924 | 45.732 | 0.804 | 0.837 | 5.007 | 0.252 | 761.157 | 38.267 | 0.068904 | 2.372 | 0.125 | 0.16344 | 0.008613 | 0.381 | 0.41716 | 200 | -1 |  |  | 0 |  | 32 | 5 | 204.0345 | 204.174 | 5 | Dry Ponds | 549 | 20% | 20% | 0.032688 | 0.0017226
90 | 7 | 3.2441 | 550 | 90 | 7 | PAS | 11.871 | 0.662 | 380.957 | 21.246 | 0.804 | 0.836 | 9.541 | 0.554 | 306.181 | 17.771 | 3.2441 | 4.524 | 0.277 | 14.6764 | 0.89862 | 0.381 | 0.41768 | 200 | -1 |  |  | 0 |  | 32 | 5 | 204.0345 | 204.174 | 5 | Dry Ponds | 550 | 20% | 20% | 2.9353 | 0.17972
90 | 8 | 1.8294 | 551 | 90 | 8 | AGR | 14.8163 | 0.836 | 539.79 | 30.457 | 0.804 | 0.837 | 11.911 | 0.7 | 433.944 | 25.486 | 1.8294 | 5.671 | 0.35 | 10.3745 | 0.64029 | 0.383 | 0.4187 | 200 | -1 |  |  | 0 |  | 32 | 5 | 204.0345 | 204.174 | 5 | Dry Ponds | 551 | 20% | 20% | 2.0749 | 0.12806
90 | 10 | 2.0652 | 552 | 90 | 10 | RAN | 4.8008 | 0.216 | 176.964 | 7.972 | 0.804 | 0.837 | 3.86 | 0.181 | 142.278 | 6.671 | 2.0652 | 1.835 | 0.09 | 3.7896 | 0.18587 | 0.382 | 0.41812 | 200 | -1 |  |  | 0 |  | 32 | 5 | 204.0345 | 204.174 | 5 | Dry Ponds | 552 | 20% | 20% | 0.75792 | 0.037173
90 | 11 | 36.87 | 553 | 90 | 11 | FOR | 2.8901 | 0.129 | 722.975 | 32.197 | 0.805 | 0.838 | 2.326 | 0.108 | 581.805 | 26.979 | 36.87 | 1.119 | 0.054 | 41.2575 | 1.991 | 0.387 | 0.42305 | 200 | -1 |  |  | 0 |  | 32 | 5 | 204.0345 | 204.174 | 5 | Dry Ponds | 553 | 20% | 20% | 8.2515 | 0.3982
90 | 12 | 2.6952 | 554 | 90 | 12 | WAT | 0.83586 | 0.028 | 130.779 | 4.341 | 0.808 | 0.839 | 0.676 | 0.023 | 105.721 | 3.643 | 2.6952 | 0.322 | 0.012 | 0.86787 | 0.032343 | 0.385 | 0.41867 | 200 | -1 |  |  | 0 |  | 32 | 5 | 204.0345 | 204.174 | 5 | Dry Ponds | 554 | 20% | 20% | 0.17357 | 0.0064686
90 | 13 | 67.6357 | 555 | 90 | 13 | WET | 1.6912 | 0.073 | 1170.334 | 50.223 | 0.811 | 0.843 | 1.372 | 0.061 | 949.219 | 42.348 | 67.6357 | 0.66 | 0.031 | 44.6396 | 2.0967 | 0.39 | 0.4275 | 200 | -1 |  |  | 0 |  | 32 | 5 | 204.0345 | 204.174 | 5 | Dry Ponds | 555 | 20% | 20% | 8.9279 | 0.41934
91 | 1 | 7.5196 | 556 | 91 | 1 | LDR | 9.1664 | 0.445 | 613.493 | 29.798 | 0.219 | 0.116 | 2.012 | 0.052 | 134.634 | 3.456 | 7.5196 | 0.772 | 0.022 | 5.8052 | 0.16543 | 0.084 | 0.049189 | 200 | -1 |  |  | 0 |  | 32 | 5 | 204.0345 | 204.174 | 5 | Dry Ponds | 556 | 20% | 20% | 1.161 | 0.033086
91 | 6 | 0.46296 | 560 | 91 | 6 | OPE | 9.3466 | 0.436 | 27.163 | 1.266 | 0.222 | 0.117 | 2.078 | 0.051 | 6.038 | 0.149 | 0.46296 | 0.799 | 0.022 | 0.36991 | 0.010185 | 0.085 | 0.049834 | 200 | -1 |  |  | 0 |  | 32 | 5 | 204.0345 | 204.174 | 5 | Dry Ponds | 560 | 20% | 20% | 0.073982 | 0.002037
91 | 10 | 0.33974 | 562 | 91 | 10 | RAN | 7.2019 | 0.314 | 76.488 | 3.331 | 0.225 | 0.119 | 1.623 | 0.037 | 17.235 | 0.396 | 0.33974 | 0.626 | 0.016 | 0.21268 | 0.0054359 | 0.087 | 0.050542 | 200 | -1 |  |  | 0 |  | 32 | 5 | 204.0345 | 204.174 | 5 | Dry Ponds | 562 | 20% | 20% | 0.042536 | 0.0010872
91 | 12 | 6.1703 | 564 | 91 | 12 | WAT | 1.2241 | 0.039 | 126.586 | 4.077 | 0.221 | 0.118 | 0.271 | 0.005 | 28.038 | 0.483 | 6.1703 | 0.105 | 0.002 | 0.64788 | 0.012341 | 0.086 | 0.050345 | 200 | -1 |  |  | 0 |  | 32 | 5 | 204.0345 | 204.174 | 5 | Dry Ponds | 564 | 20% | 20% | 0.12958 | 0.0024681
91 | 13 | 5.4266 | 565 | 91 | 13 | WET | 2.4407 | 0.101 | 90.532 | 3.763 | 0.231 | 0.129 | 0.564 | 0.013 | 20.917 | 0.484 | 5.4266 | 0.222 | 0.006 | 1.2047 | 0.03256 | 0.091 | 0.055914 | 200 | -1 |  |  | 0 |  | 32 | 5 | 204.0345 | 204.174 | 5 | Dry Ponds | 565 | 20% | 20% | 0.24094 | 0.0065119
3 | 2 | 3.6152 | 1 | 0 | 0 |  | 0 | 0 | 0 | 0 | 0 | 0 | 0 | 0 | 0 | 0 | 3.6152 | 0 | 0 | 0 | 0 | 0 | 0 | 205 | -1 |  |  | 0 |  | 37 | 5 | 2697.9441 | 2454.0404 | 5 | Dry Ponds | 1 | 20% | 20% | 0 | 0
3 | 4 | 0.00075001 | 3 | 0 | 0 |  | 0 | 0 | 0 | 0 | 0 | 0 | 0 | 0 | 0 | 0 | 0.00075001 | 0 | 0 | 0 | 0 | 0 | 0 | 205 | -1 |  |  | 0 |  | 37 | 5 | 2697.9441 | 2454.0404 | 5 | Dry Ponds | 3 | 20% | 20% | 0 | 0
3 | 11 | 0.98472 | 7 | 0 | 0 |  | 0 | 0 | 0 | 0 | 0 | 0 | 0 | 0 | 0 | 0 | 0.98472 | 0 | 0 | 0 | 0 | 0 | 0 | 205 | -1 |  |  | 0 |  | 37 | 5 | 2697.9441 | 2454.0404 | 5 | Dry Ponds | 7 | 20% | 20% | 0 | 0
3 | 12 | 0.3364 | 8 | 0 | 0 |  | 0 | 0 | 0 | 0 | 0 | 0 | 0 | 0 | 0 | 0 | 0.3364 | 0 | 0 | 0 | 0 | 0 | 0 | 205 | -1 |  |  | 0 |  | 37 | 5 | 2697.9441 | 2454.0404 | 5 | Dry Ponds | 8 | 20% | 20% | 0 | 0
3 | 13 | 0.10761 | 9 | 0 | 0 |  | 0 | 0 | 0 | 0 | 0 | 0 | 0 | 0 | 0 | 0 | 0.10761 | 0 | 0 | 0 | 0 | 0 | 0 | 205 | -1 |  |  | 0 |  | 37 | 5 | 2697.9441 | 2454.0404 | 5 | Dry Ponds | 9 | 20% | 20% | 0 | 0
10 | 4 | 2.2306 | 13 | 10 | 4 | IND | 13.1528 | 1.186 | 6233.588 | 562.16 | 0.215 | 0.107 | 2.826 | 0.127 | 1339.375 | 60.359 | 2.2306 | 1.344 | 0.064 | 2.998 | 0.14276 | 0.102 | 0.054107 | 205 | -1 |  |  | 0 |  | 37 | 5 | 2697.9441 | 2454.0404 | 5 | Dry Ponds | 13 | 20% | 20% | 0.59959 | 0.028552
10 | 11 | 0.14173 | 17 | 10 | 11 | FOR | 1.9398 | 0.077 | 122.463 | 4.863 | 0.239 | 0.122 | 0.463 | 0.009 | 29.233 | 0.593 | 0.14173 | 0.225 | 0.005 | 0.03189 | 0.00070867 | 0.116 | 0.06237 | 205 | -1 |  |  | 0 |  | 37 | 5 | 2697.9441 | 2454.0404 | 5 | Dry Ponds | 17 | 20% | 20% | 0.0063781 | 0.00014173
38 | 1 | 0.84993 | 247 | 38 | 1 | LDR | 4.4646 | 0.394 | 219.902 | 19.412 | 0.753 | 0.733 | 3.362 | 0.289 | 165.572 | 14.232 | 0.84993 | 3.362 | 0.289 | 2.8575 | 0.24563 | 0.753 | 0.73313 | 205 | -1 |  |  | 0 |  | 37 | 5 | 2697.9441 | 2454.0404 | 5 | Dry Ponds | 247 | 20% | 20% | 0.57149 | 0.049126
38 | 2 | 1.0434 | 248 | 38 | 2 | MDR | 8.5662 | 0.781 | 5390.011 | 491.366 | 0.752 | 0.731 | 6.439 | 0.571 | 4051.586 | 359.418 | 1.0434 | 6.439 | 0.571 | 6.7185 | 0.59578 | 0.752 | 0.73147 | 205 | -1 |  |  | 0 |  | 37 | 5 | 2697.9441 | 2454.0404 | 5 | Dry Ponds | 248 | 20% | 20% | 1.3437 | 0.11916
38 | 4 | 0.014328 | 250 | 38 | 4 | IND | 13.0332 | 1.643 | 2693.398 | 339.537 | 0.746 | 0.728 | 9.718 | 1.196 | 2008.316 | 247.156 | 0.014328 | 9.718 | 1.196 | 0.13923 | 0.017136 | 0.746 | 0.72792 | 205 | -1 |  |  | 0 |  | 37 | 5 | 2697.9441 | 2454.0404 | 5 | Dry Ponds | 250 | 20% | 20% | 0.027847 | 0.0034271
38 | 9 | 0.031538 | 254 | 38 | 9 | AGT | 5.3381 | 0.48 | 328.365 | 29.544 | 0.766 | 0.75 | 4.09 | 0.36 | 251.603 | 22.171 | 0.031538 | 4.09 | 0.36 | 0.12899 | 0.011354 | 0.766 | 0.75046 | 205 | -1 |  |  | 0 |  | 37 | 5 | 2697.9441 | 2454.0404 | 5 | Dry Ponds | 254 | 20% | 20% | 0.025798 | 0.0022707
38 | 10 | 0.035014 | 255 | 38 | 10 | RAN | 2.8596 | 0.226 | 157.374 | 12.414 | 0.763 | 0.746 | 2.182 | 0.168 | 120.107 | 9.267 | 0.035014 | 2.182 | 0.168 | 0.0764 | 0.0058823 | 0.763 | 0.74645 | 205 | -1 |  |  | 0 |  | 37 | 5 | 2697.9441 | 2454.0404 | 5 | Dry Ponds | 255 | 20% | 20% | 0.01528 | 0.0011765
38 | 11 | 0.075313 | 256 | 38 | 11 | FOR | 1.6256 | 0.124 | 281.493 | 21.55 | 0.772 | 0.759 | 1.255 | 0.094 | 217.292 | 16.357 | 0.075313 | 1.255 | 0.094 | 0.094518 | 0.0070794 | 0.772 | 0.759 | 205 | -1 |  |  | 0 |  | 37 | 5 | 2697.9441 | 2454.0404 | 5 | Dry Ponds | 256 | 20% | 20% | 0.018904 | 0.0014159
38 | 13 | 0.00043726 | 258 | 38 | 13 | WET | 6.7199 | 0.666 | 2399.981 | 237.942 | 0.759 | 0.75 | 5.104 | 0.5 | 1822.705 | 178.541 | 0.00043726 | 5.104 | 0.5 | 0.0022318 | 0.00021863 | 0.759 | 0.75035 | 205 | -1 |  |  | 0 |  | 37 | 5 | 2697.9441 | 2454.0404 | 5 | Dry Ponds | 258 | 20% | 20% | 0.00044635 | 4.3726e-05
39 | 12 | 0.061872 | 269 | 39 | 12 | WAT | 0.27851 | 0.019 | 88.781 | 6.052 | 1.081 | 1.084 | 0.301 | 0.021 | 95.936 | 6.562 | 0.061872 | 0.279 | 0.019 | 0.017262 | 0.0011756 | 1.001 | 0.98565 | 205 | -1 |  |  | 0 |  | 37 | 5 | 2697.9441 | 2454.0404 | 5 | Dry Ponds | 269 | 20% | 20% | 0.0034524 | 0.00023511
39 | 13 | 0.21726 | 270 | 39 | 13 | WET | 2.4147 | 0.224 | 8471.903 | 784.954 | 1.082 | 1.085 | 2.613 | 0.243 | 9167.141 | 851.506 | 0.21726 | 2.419 | 0.221 | 0.52555 | 0.048014 | 1.002 | 0.98617 | 205 | -1 |  |  | 0 |  | 37 | 5 | 2697.9441 | 2454.0404 | 5 | Dry Ponds | 270 | 20% | 20% | 0.10511 | 0.0096029
40 | 1 | 23.5927 | 271 | 40 | 1 | LDR | 6.3414 | 0.299 | 1093.519 | 51.571 | 0.877 | 0.884 | 5.562 | 0.264 | 959.109 | 45.59 | 23.5927 | 5.562 | 0.264 | 131.2226 | 6.2285 | 0.877 | 0.88402 | 205 | -1 |  |  | 0 |  | 37 | 5 | 2697.9441 | 2454.0404 | 5 | Dry Ponds | 271 | 20% | 20% | 26.2445 | 1.2457
40 | 2 | 119.4342 | 272 | 40 | 2 | MDR | 11.6613 | 0.577 | 15641.833 | 773.896 | 0.877 | 0.884 | 10.225 | 0.51 | 13715.384 | 683.794 | 119.4342 | 10.225 | 0.51 | 1221.215 | 60.9115 | 0.877 | 0.88357 | 205 | -1 |  |  | 0 |  | 37 | 5 | 2697.9441 | 2454.0404 | 5 | Dry Ponds | 272 | 20% | 20% | 244.243 | 12.1823
40 | 3 | 23.6332 | 273 | 40 | 3 | HDR | 24.9268 | 1.943 | 9876.14 | 769.988 | 0.877 | 0.884 | 21.854 | 1.718 | 8658.806 | 680.793 | 23.6332 | 21.854 | 1.718 | 516.4801 | 40.6018 | 0.877 | 0.88416 | 205 | -1 |  |  | 0 |  | 37 | 5 | 2697.9441 | 2454.0404 | 5 | Dry Ponds | 273 | 20% | 20% | 103.296 | 8.1204
40 | 4 | 48.5344 | 274 | 40 | 4 | IND | 14.4118 | 1.299 | 3327.006 | 299.956 | 0.876 | 0.883 | 12.618 | 1.147 | 2912.902 | 264.815 | 48.5344 | 12.618 | 1.147 | 612.4073 | 55.669 | 0.876 | 0.88285 | 205 | -1 |  |  | 0 |  | 37 | 5 | 2697.9441 | 2454.0404 | 5 | Dry Ponds | 274 | 20% | 20% | 122.4815 | 11.1338
40 | 6 | 3.309 | 275 | 40 | 6 | OPE | 6.7468 | 0.307 | 427.856 | 19.476 | 0.877 | 0.884 | 5.92 | 0.272 | 375.418 | 17.226 | 3.309 | 5.92 | 0.272 | 19.5892 | 0.90005 | 0.877 | 0.88448 | 205 | -1 |  |  | 0 |  | 37 | 5 | 2697.9441 | 2454.0404 | 5 | Dry Ponds | 275 | 20% | 20% | 3.9178 | 0.18001
40 | 7 | 2.7316 | 276 | 40 | 7 | PAS | 12.7524 | 0.661 | 1906.627 | 98.874 | 0.878 | 0.885 | 11.19 | 0.585 | 1673.08 | 87.468 | 2.7316 | 11.19 | 0.585 | 30.5669 | 1.598 | 0.878 | 0.88464 | 205 | -1 |  |  | 0 |  | 37 | 5 | 2697.9441 | 2454.0404 | 5 | Dry Ponds | 276 | 20% | 20% | 6.1134 | 0.3196
40 | 8 | 9.406 | 277 | 40 | 8 | AGR | 16.9565 | 0.888 | 2599.449 | 136.17 | 0.878 | 0.886 | 14.894 | 0.787 | 2283.201 | 120.597 | 9.406 | 14.894 | 0.787 | 140.0924 | 7.4025 | 0.878 | 0.88564 | 205 | -1 |  |  | 0 |  | 37 | 5 | 2697.9441 | 2454.0404 | 5 | Dry Ponds | 277 | 20% | 20% | 28.0185 | 1.4805
40 | 11 | 4.617 | 279 | 40 | 11 | FOR | 3.6901 | 0.154 | 450.076 | 18.808 | 0.88 | 0.888 | 3.247 | 0.137 | 396.042 | 16.694 | 4.617 | 3.247 | 0.137 | 14.9914 | 0.63253 | 0.88 | 0.8876 | 205 | -1 |  |  | 0 |  | 37 | 5 | 2697.9441 | 2454.0404 | 5 | Dry Ponds | 279 | 20% | 20% | 2.9983 | 0.12651
40 | 12 | 4.575 | 280 | 40 | 12 | WAT | 1.1121 | 0.044 | 79.326 | 3.165 | 0.88 | 0.889 | 0.979 | 0.039 | 69.829 | 2.815 | 4.575 | 0.979 | 0.039 | 4.4789 | 0.17843 | 0.88 | 0.88918 | 205 | -1 |  |  | 0 |  | 37 | 5 | 2697.9441 | 2454.0404 | 5 | Dry Ponds | 280 | 20% | 20% | 0.89579 | 0.035685
40 | 13 | 38.8061 | 281 | 40 | 13 | WET | 1.1184 | 0.045 | 608.832 | 24.31 | 0.88 | 0.889 | 0.985 | 0.04 | 535.989 | 21.621 | 38.8061 | 0.985 | 0.04 | 38.224 | 1.5522 | 0.88 | 0.88938 | 205 | -1 |  |  | 0 |  | 37 | 5 | 2697.9441 | 2454.0404 | 5 | Dry Ponds | 281 | 20% | 20% | 7.6448 | 0.31045
41 | 1 | 200.1554 | 282 | 41 | 1 | LDR | 6.4645 | 0.301 | 7159.582 | 333.43 | 0.961 | 0.923 | 6.211 | 0.278 | 6878.392 | 307.743 | 200.1554 | 5.446 | 0.246 | 1090.0464 | 49.2382 | 0.842 | 0.81555 | 205 | -1 |  |  | 0 |  | 37 | 5 | 2697.9441 | 2454.0404 | 5 | Dry Ponds | 282 | 20% | 20% | 218.0093 | 9.8476
41 | 2 | 227.0081 | 283 | 41 | 2 | MDR | 11.9201 | 0.582 | 23513.664 | 1147.493 | 0.961 | 0.923 | 11.452 | 0.537 | 22589.972 | 1059.182 | 227.0081 | 10.039 | 0.474 | 2278.9346 | 107.6019 | 0.842 | 0.81527 | 205 | -1 |  |  | 0 |  | 37 | 5 | 2697.9441 | 2454.0404 | 5 | Dry Ponds | 283 | 20% | 20% | 455.7869 | 21.5204
41 | 3 | 66.1368 | 284 | 41 | 3 | HDR | 25.4619 | 1.917 | 15674.111 | 1180.15 | 0.961 | 0.923 | 24.461 | 1.77 | 15057.713 | 1089.811 | 66.1368 | 21.44 | 1.565 | 1417.9729 | 103.5041 | 0.842 | 0.81633 | 205 | -1 |  |  | 0 |  | 37 | 5 | 2697.9441 | 2454.0404 | 5 | Dry Ponds | 284 | 20% | 20% | 283.5946 | 20.7008
41 | 4 | 145.5926 | 285 | 41 | 4 | IND | 15.0465 | 1.299 | 22984.638 | 1984.314 | 0.961 | 0.924 | 14.457 | 1.2 | 22084.136 | 1832.828 | 145.5926 | 12.656 | 1.059 | 1842.6201 | 154.1826 | 0.841 | 0.81549 | 205 | -1 |  |  | 0 |  | 37 | 5 | 2697.9441 | 2454.0404 | 5 | Dry Ponds | 285 | 20% | 20% | 368.524 | 30.8365
41 | 6 | 10.5993 | 286 | 41 | 6 | OPE | 6.7112 | 0.301 | 712.339 | 31.937 | 0.96 | 0.922 | 6.446 | 0.278 | 684.169 | 29.462 | 10.5993 | 5.655 | 0.245 | 59.939 | 2.5968 | 0.843 | 0.81557 | 205 | -1 |  |  | 0 |  | 37 | 5 | 2697.9441 | 2454.0404 | 5 | Dry Ponds | 286 | 20% | 20% | 11.9878 | 0.51937
41 | 7 | 4.0318 | 287 | 41 | 7 | PAS | 12.3961 | 0.632 | 2255.096 | 115.031 | 0.96 | 0.923 | 11.903 | 0.583 | 2165.408 | 106.125 | 4.0318 | 10.445 | 0.516 | 42.1125 | 2.0804 | 0.843 | 0.81577 | 205 | -1 |  |  | 0 |  | 37 | 5 | 2697.9441 | 2454.0404 | 5 | Dry Ponds | 287 | 20% | 20% | 8.4225 | 0.41609
41 | 8 | 24.8275 | 288 | 41 | 8 | AGR | 16.0936 | 0.836 | 8344.03 | 433.364 | 0.96 | 0.923 | 15.456 | 0.771 | 8013.183 | 399.822 | 24.8275 | 13.575 | 0.683 | 337.0332 | 16.9572 | 0.844 | 0.81685 | 205 | -1 |  |  | 0 |  | 37 | 5 | 2697.9441 | 2454.0404 | 5 | Dry Ponds | 288 | 20% | 20% | 67.4066 | 3.3914
41 | 9 | 0.012834 | 289 | 41 | 9 | AGT | 10.0265 | 0.479 | 0.689 | 0.033 | 0.96 | 0.923 | 9.629 | 0.442 | 0.661 | 0.03 | 0.012834 | 8.458 | 0.391 | 0.10855 | 0.0050183 | 0.844 | 0.8154 | 205 | -1 |  |  | 0 |  | 37 | 5 | 2697.9441 | 2454.0404 | 5 | Dry Ponds | 289 | 20% | 20% | 0.021711 | 0.0010037
41 | 10 | 2.8411 | 290 | 41 | 10 | RAN | 5.062 | 0.211 | 1204.825 | 50.143 | 0.96 | 0.922 | 4.86 | 0.194 | 1156.789 | 46.234 | 2.8411 | 4.268 | 0.172 | 12.1258 | 0.48867 | 0.843 | 0.81592 | 205 | -1 |  |  | 0 |  | 37 | 5 | 2697.9441 | 2454.0404 | 5 | Dry Ponds | 290 | 20% | 20% | 2.4252 | 0.097734
41 | 11 | 47.4541 | 291 | 41 | 11 | FOR | 3.3637 | 0.139 | 1738.258 | 71.607 | 0.961 | 0.923 | 3.231 | 0.128 | 1669.641 | 66.092 | 47.4541 | 2.844 | 0.114 | 134.9593 | 5.4098 | 0.846 | 0.81972 | 205 | -1 |  |  | 0 |  | 37 | 5 | 2697.9441 | 2454.0404 | 5 | Dry Ponds | 291 | 20% | 20% | 26.9919 | 1.082
41 | 12 | 33.3514 | 292 | 41 | 12 | WAT | 1.0456 | 0.041 | 281.889 | 11.073 | 0.962 | 0.921 | 1.006 | 0.038 | 271.1 | 10.202 | 33.3514 | 0.885 | 0.034 | 29.516 | 1.1339 | 0.847 | 0.81969 | 205 | -1 |  |  | 0 |  | 37 | 5 | 2697.9441 | 2454.0404 | 5 | Dry Ponds | 292 | 20% | 20% | 5.9032 | 0.22679
41 | 13 | 251.9753 | 293 | 41 | 13 | WET | 1.0484 | 0.041 | 1567.871 | 61.608 | 0.962 | 0.921 | 1.008 | 0.038 | 1507.852 | 56.766 | 251.9753 | 0.888 | 0.034 | 223.754 | 8.5672 | 0.847 | 0.81976 | 205 | -1 |  |  | 0 |  | 37 | 5 | 2697.9441 | 2454.0404 | 5 | Dry Ponds | 293 | 20% | 20% | 44.7508 | 1.7134
42 | 1 | 8.29 | 294 | 42 | 1 | LDR | 7.6974 | 0.341 | 476.88 | 21.153 | 0.659 | 0.566 | 5.072 | 0.193 | 314.247 | 11.98 | 8.29 | 4.277 | 0.158 | 35.4564 | 1.3098 | 0.556 | 0.4631 | 205 | -1 |  |  | 0 |  | 37 | 5 | 2697.9441 | 2454.0404 | 5 | Dry Ponds | 294 | 20% | 20% | 7.0913 | 0.26196
42 | 2 | 25.9258 | 295 | 42 | 2 | MDR | 14.1386 | 0.658 | 3286.319 | 152.848 | 0.659 | 0.565 | 9.311 | 0.371 | 2164.239 | 86.325 | 25.9258 | 7.849 | 0.304 | 203.4917 | 7.8814 | 0.555 | 0.46163 | 205 | -1 |  |  | 0 |  | 37 | 5 | 2697.9441 | 2454.0404 | 5 | Dry Ponds | 295 | 20% | 20% | 40.6983 | 1.5763
42 | 3 | 3.5863 | 296 | 42 | 3 | HDR | 30.1675 | 2.14 | 3938.018 | 279.373 | 0.658 | 0.566 | 19.86 | 1.21 | 2592.499 | 158.012 | 3.5863 | 16.738 | 0.991 | 60.0275 | 3.554 | 0.555 | 0.46292 | 205 | -1 |  |  | 0 |  | 37 | 5 | 2697.9441 | 2454.0404 | 5 | Dry Ponds | 296 | 20% | 20% | 12.0055 | 0.7108
42 | 4 | 0.14714 | 297 | 42 | 4 | IND | 17.4519 | 1.441 | 795.723 | 65.708 | 0.657 | 0.561 | 11.46 | 0.809 | 522.54 | 36.866 | 0.14714 | 9.646 | 0.661 | 1.4193 | 0.097261 | 0.553 | 0.45849 | 205 | -1 |  |  | 0 |  | 37 | 5 | 2697.9441 | 2454.0404 | 5 | Dry Ponds | 297 | 20% | 20% | 0.28387 | 0.019452
42 | 7 | 0.0088 | 299 | 42 | 7 | PAS | 15.1363 | 0.73 | 582.655 | 28.103 | 0.66 | 0.572 | 9.996 | 0.418 | 384.802 | 16.081 | 0.0088 | 8.438 | 0.342 | 0.074254 | 0.0030096 | 0.557 | 0.46848 | 205 | -1 |  |  | 0 |  | 37 | 5 | 2697.9441 | 2454.0404 | 5 | Dry Ponds | 299 | 20% | 20% | 0.014851 | 0.00060192
42 | 10 | 4.3416 | 301 | 42 | 10 | RAN | 6.2801 | 0.248 | 114.125 | 4.502 | 0.661 | 0.574 | 4.154 | 0.142 | 75.485 | 2.586 | 4.3416 | 3.508 | 0.117 | 15.2304 | 0.50797 | 0.559 | 0.47052 | 205 | -1 |  |  | 0 |  | 37 | 5 | 2697.9441 | 2454.0404 | 5 | Dry Ponds | 301 | 20% | 20% | 3.0461 | 0.10159
42 | 11 | 1.381 | 302 | 42 | 11 | FOR | 4.1872 | 0.163 | 101.297 | 3.941 | 0.665 | 0.582 | 2.782 | 0.095 | 67.315 | 2.294 | 1.381 | 2.355 | 0.078 | 3.2523 | 0.10772 | 0.562 | 0.47767 | 205 | -1 |  |  | 0 |  | 37 | 5 | 2697.9441 | 2454.0404 | 5 | Dry Ponds | 302 | 20% | 20% | 0.65045 | 0.021544
42 | 12 | 32.4745 | 303 | 42 | 12 | WAT | 1.3297 | 0.05 | 190.882 | 7.167 | 0.666 | 0.595 | 0.885 | 0.03 | 127.045 | 4.267 | 32.4745 | 0.75 | 0.024 | 24.3559 | 0.77939 | 0.564 | 0.48916 | 205 | -1 |  |  | 0 |  | 37 | 5 | 2697.9441 | 2454.0404 | 5 | Dry Ponds | 303 | 20% | 20% | 4.8712 | 0.15588
42 | 13 | 38.3884 | 304 | 42 | 13 | WET | 1.3315 | 0.05 | 149.313 | 5.607 | 0.666 | 0.595 | 0.886 | 0.03 | 99.382 | 3.339 | 38.3884 | 0.751 | 0.024 | 28.8297 | 0.92132 | 0.564 | 0.48921 | 205 | -1 |  |  | 0 |  | 37 | 5 | 2697.9441 | 2454.0404 | 5 | Dry Ponds | 304 | 20% | 20% | 5.7659 | 0.18426
43 | 1 | 2.9441 | 305 | 43 | 1 | LDR | 7.6576 | 0.394 | 307.332 | 15.816 | 0.385 | 0.39 | 2.948 | 0.154 | 118.318 | 6.166 | 2.9441 | 1.648 | 0.073 | 4.8518 | 0.21492 | 0.215 | 0.18505 | 205 | -1 |  |  | 0 |  | 37 | 5 | 2697.9441 | 2454.0404 | 5 | Dry Ponds | 305 | 20% | 20% | 0.97036 | 0.042983
43 | 2 | 162.1364 | 306 | 43 | 2 | MDR | 14.0634 | 0.759 | 7259.995 | 391.71 | 0.384 | 0.389 | 5.405 | 0.295 | 2790.364 | 152.2 | 162.1364 | 3.02 | 0.14 | 489.6519 | 22.6991 | 0.215 | 0.18394 | 205 | -1 |  |  | 0 |  | 37 | 5 | 2697.9441 | 2454.0404 | 5 | Dry Ponds | 306 | 20% | 20% | 97.9304 | 4.5398
43 | 3 | 0.00078615 | 307 | 43 | 3 | HDR | 30.0054 | 2.488 | 34.152 | 2.832 | 0.384 | 0.395 | 11.523 | 0.983 | 13.115 | 1.119 | 0.00078615 | 6.434 | 0.466 | 0.0050581 | 0.00036635 | 0.214 | 0.18741 | 205 | -1 |  |  | 0 |  | 37 | 5 | 2697.9441 | 2454.0404 | 5 | Dry Ponds | 307 | 20% | 20% | 0.0010116 | 7.327e-05
43 | 4 | 13.227 | 308 | 43 | 4 | IND | 17.3446 | 1.669 | 998.834 | 96.117 | 0.381 | 0.389 | 6.612 | 0.65 | 380.786 | 37.427 | 13.227 | 3.68 | 0.306 | 48.6755 | 4.0475 | 0.212 | 0.18339 | 205 | -1 |  |  | 0 |  | 37 | 5 | 2697.9441 | 2454.0404 | 5 | Dry Ponds | 308 | 20% | 20% | 9.7351 | 0.80949
43 | 6 | 1.9798 | 309 | 43 | 6 | OPE | 7.9985 | 0.397 | 75.142 | 3.732 | 0.387 | 0.394 | 3.097 | 0.156 | 29.091 | 1.47 | 1.9798 | 1.734 | 0.075 | 3.4329 | 0.14848 | 0.217 | 0.18765 | 205 | -1 |  |  | 0 |  | 37 | 5 | 2697.9441 | 2454.0404 | 5 | Dry Ponds | 309 | 20% | 20% | 0.68659 | 0.029697
43 | 7 | 0.73654 | 310 | 43 | 7 | PAS | 15.06 | 0.849 | 619.298 | 34.901 | 0.389 | 0.398 | 5.862 | 0.338 | 241.053 | 13.9 | 0.73654 | 3.285 | 0.162 | 2.4195 | 0.11932 | 0.218 | 0.19036 | 205 | -1 |  |  | 0 |  | 37 | 5 | 2697.9441 | 2454.0404 | 5 | Dry Ponds | 310 | 20% | 20% | 0.48391 | 0.023864
43 | 8 | 0.40583 | 311 | 43 | 8 | AGR | 19.8172 | 1.135 | 141.68 | 8.112 | 0.392 | 0.401 | 7.766 | 0.455 | 55.519 | 3.255 | 0.40583 | 4.36 | 0.218 | 1.7694 | 0.088471 | 0.22 | 0.19249 | 205 | -1 |  |  | 0 |  | 37 | 5 | 2697.9441 | 2454.0404 | 5 | Dry Ponds | 311 | 20% | 20% | 0.35388 | 0.017694
43 | 9 | 0.040673 | 312 | 43 | 9 | AGT | 12.3942 | 0.656 | 220.802 | 11.688 | 0.392 | 0.401 | 4.861 | 0.263 | 86.592 | 4.688 | 0.040673 | 2.731 | 0.126 | 0.11108 | 0.0051248 | 0.22 | 0.19268 | 205 | -1 |  |  | 0 |  | 37 | 5 | 2697.9441 | 2454.0404 | 5 | Dry Ponds | 312 | 20% | 20% | 0.022216 | 0.001025
43 | 10 | 5.3211 | 313 | 43 | 10 | RAN | 6.2468 | 0.288 | 173.894 | 8.021 | 0.391 | 0.4 | 2.445 | 0.115 | 68.054 | 3.208 | 5.3211 | 1.372 | 0.055 | 7.3006 | 0.29266 | 0.22 | 0.1918 | 205 | -1 |  |  | 0 |  | 37 | 5 | 2697.9441 | 2454.0404 | 5 | Dry Ponds | 313 | 20% | 20% | 1.4601 | 0.058532
43 | 11 | 0.14951 | 314 | 43 | 11 | FOR | 4.1558 | 0.191 | 11.561 | 0.531 | 0.399 | 0.413 | 1.657 | 0.079 | 4.61 | 0.219 | 0.14951 | 0.936 | 0.038 | 0.13994 | 0.0056813 | 0.225 | 0.20032 | 205 | -1 |  |  | 0 |  | 37 | 5 | 2697.9441 | 2454.0404 | 5 | Dry Ponds | 314 | 20% | 20% | 0.027988 | 0.0011363
43 | 12 | 25.548 | 315 | 43 | 12 | WAT | 1.328 | 0.058 | 87.095 | 3.773 | 0.397 | 0.41 | 0.527 | 0.024 | 34.58 | 1.546 | 25.548 | 0.299 | 0.012 | 7.6388 | 0.30658 | 0.225 | 0.20342 | 205 | -1 |  |  | 0 |  | 37 | 5 | 2697.9441 | 2454.0404 | 5 | Dry Ponds | 315 | 20% | 20% | 1.5278 | 0.061315
43 | 13 | 9.8588 | 316 | 43 | 13 | WET | 1.3298 | 0.058 | 89.023 | 3.857 | 0.397 | 0.41 | 0.528 | 0.024 | 35.35 | 1.581 | 9.8588 | 0.299 | 0.012 | 2.9478 | 0.11831 | 0.225 | 0.20354 | 205 | -1 |  |  | 0 |  | 37 | 5 | 2697.9441 | 2454.0404 | 5 | Dry Ponds | 316 | 20% | 20% | 0.58956 | 0.023661
44 | 1 | 7.739 | 317 | 44 | 1 | LDR | 8.5464 | 0.409 | 1023.92 | 49.032 | 0.331 | 0.199 | 2.827 | 0.081 | 338.68 | 9.763 | 7.739 | 1.581 | 0.039 | 12.2354 | 0.30182 | 0.185 | 0.094978 | 205 | -1 |  |  | 0 |  | 37 | 5 | 2697.9441 | 2454.0404 | 5 | Dry Ponds | 317 | 20% | 20% | 2.4471 | 0.060364
44 | 2 | 20.0478 | 318 | 44 | 2 | MDR | 15.6987 | 0.788 | 13549.489 | 680.352 | 0.33 | 0.198 | 5.183 | 0.156 | 4473.784 | 134.856 | 20.0478 | 2.897 | 0.074 | 58.0783 | 1.4835 | 0.185 | 0.094305 | 205 | -1 |  |  | 0 |  | 37 | 5 | 2697.9441 | 2454.0404 | 5 | Dry Ponds | 318 | 20% | 20% | 11.6157 | 0.29671
44 | 3 | 1.3008 | 319 | 44 | 3 | HDR | 33.4997 | 2.57 | 5148.195 | 394.954 | 0.33 | 0.202 | 11.051 | 0.519 | 1698.308 | 79.773 | 1.3008 | 6.172 | 0.247 | 8.0287 | 0.3213 | 0.184 | 0.096194 | 205 | -1 |  |  | 0 |  | 37 | 5 | 2697.9441 | 2454.0404 | 5 | Dry Ponds | 319 | 20% | 20% | 1.6057 | 0.064261
44 | 4 | 67.3204 | 320 | 44 | 4 | IND | 19.3728 | 1.729 | 6451.954 | 575.835 | 0.327 | 0.198 | 6.341 | 0.343 | 2111.931 | 114.125 | 67.3204 | 3.531 | 0.162 | 237.7085 | 10.9059 | 0.182 | 0.093784 | 205 | -1 |  |  | 0 |  | 37 | 5 | 2697.9441 | 2454.0404 | 5 | Dry Ponds | 320 | 20% | 20% | 47.5417 | 2.1812
44 | 7 | 7.1391 | 322 | 44 | 7 | PAS | 16.8027 | 0.877 | 210.582 | 10.989 | 0.335 | 0.205 | 5.623 | 0.179 | 70.466 | 2.249 | 7.1391 | 3.152 | 0.086 | 22.5025 | 0.61396 | 0.188 | 0.098251 | 205 | -1 |  |  | 0 |  | 37 | 5 | 2697.9441 | 2454.0404 | 5 | Dry Ponds | 322 | 20% | 20% | 4.5005 | 0.12279
44 | 9 | 0.082906 | 323 | 44 | 9 | AGT | 13.821 | 0.677 | 194.236 | 9.516 | 0.337 | 0.207 | 4.664 | 0.14 | 65.54 | 1.966 | 0.082906 | 2.621 | 0.067 | 0.2173 | 0.0055547 | 0.19 | 0.099636 | 205 | -1 |  |  | 0 |  | 37 | 5 | 2697.9441 | 2454.0404 | 5 | Dry Ponds | 323 | 20% | 20% | 0.043459 | 0.0011109
44 | 10 | 2.6939 | 324 | 44 | 10 | RAN | 6.9677 | 0.298 | 139.527 | 5.958 | 0.337 | 0.206 | 2.345 | 0.061 | 46.965 | 1.226 | 2.6939 | 1.317 | 0.029 | 3.5478 | 0.078122 | 0.189 | 0.09908 | 205 | -1 |  |  | 0 |  | 37 | 5 | 2697.9441 | 2454.0404 | 5 | Dry Ponds | 324 | 20% | 20% | 0.70957 | 0.015624
44 | 11 | 1.8979 | 325 | 44 | 11 | FOR | 4.6295 | 0.196 | 316.866 | 13.395 | 0.344 | 0.214 | 1.593 | 0.042 | 109.049 | 2.866 | 1.8979 | 0.9 | 0.02 | 1.7081 | 0.037957 | 0.194 | 0.10423 | 205 | -1 |  |  | 0 |  | 37 | 5 | 2697.9441 | 2454.0404 | 5 | Dry Ponds | 325 | 20% | 20% | 0.34162 | 0.0075915
44 | 12 | 14.5697 | 326 | 44 | 12 | WAT | 1.4724 | 0.06 | 593.132 | 23.988 | 0.34 | 0.213 | 0.5 | 0.013 | 201.564 | 5.118 | 14.5697 | 0.284 | 0.006 | 4.1378 | 0.087418 | 0.193 | 0.10639 | 205 | -1 |  |  | 0 |  | 37 | 5 | 2697.9441 | 2454.0404 | 5 | Dry Ponds | 326 | 20% | 20% | 0.82756 | 0.017484
44 | 13 | 7.9822 | 327 | 44 | 13 | WET | 1.4743 | 0.06 | 265.45 | 10.738 | 0.34 | 0.213 | 0.501 | 0.013 | 90.226 | 2.292 | 7.9822 | 0.284 | 0.006 | 2.2669 | 0.047893 | 0.193 | 0.10643 | 205 | -1 |  |  | 0 |  | 37 | 5 | 2697.9441 | 2454.0404 | 5 | Dry Ponds | 327 | 20% | 20% | 0.45339 | 0.0095786
45 | 1 | 0.2246 | 328 | 45 | 1 | LDR | 10.0026 | 0.414 | 73.079 | 3.021 | 0.867 | 0.793 | 8.667 | 0.328 | 63.324 | 2.397 | 0.2246 | 7.606 | 0.29 | 1.7083 | 0.065133 | 0.76 | 0.7015 | 205 | -1 |  |  | 0 |  | 37 | 5 | 2697.9441 | 2454.0404 | 5 | Dry Ponds | 328 | 20% | 20% | 0.34165 | 0.013027
45 | 2 | 140.4695 | 329 | 45 | 2 | MDR | 18.3801 | 0.797 | 8505.202 | 368.804 | 0.866 | 0.793 | 15.92 | 0.632 | 7367.027 | 292.453 | 140.4695 | 13.968 | 0.559 | 1962.0779 | 78.5224 | 0.76 | 0.70082 | 205 | -1 |  |  | 0 |  | 37 | 5 | 2697.9441 | 2454.0404 | 5 | Dry Ponds | 329 | 20% | 20% | 392.4156 | 15.7045
45 | 3 | 21.9938 | 330 | 45 | 3 | HDR | 39.2064 | 2.634 | 2421.799 | 162.704 | 0.866 | 0.792 | 33.956 | 2.085 | 2097.479 | 128.8 | 21.9938 | 29.789 | 1.844 | 655.173 | 40.5565 | 0.76 | 0.70014 | 205 | -1 |  |  | 0 |  | 37 | 5 | 2697.9441 | 2454.0404 | 5 | Dry Ponds | 330 | 20% | 20% | 131.0346 | 8.1113
45 | 4 | 65.2576 | 331 | 45 | 4 | IND | 22.7672 | 1.772 | 5848.504 | 455.232 | 0.864 | 0.79 | 19.676 | 1.401 | 5054.405 | 359.803 | 65.2576 | 17.239 | 1.237 | 1124.9759 | 80.7237 | 0.757 | 0.69791 | 205 | -1 |  |  | 0 |  | 37 | 5 | 2697.9441 | 2454.0404 | 5 | Dry Ponds | 331 | 20% | 20% | 224.9952 | 16.1447
45 | 6 | 1.7745 | 333 | 45 | 6 | OPE | 10.5052 | 0.42 | 172.54 | 6.891 | 0.867 | 0.794 | 9.111 | 0.333 | 149.641 | 5.475 | 1.7745 | 8 | 0.295 | 14.1959 | 0.52347 | 0.762 | 0.70313 | 205 | -1 |  |  | 0 |  | 37 | 5 | 2697.9441 | 2454.0404 | 5 | Dry Ponds | 333 | 20% | 20% | 2.8392 | 0.10469
45 | 7 | 0.14355 | 334 | 45 | 7 | PAS | 20.023 | 0.916 | 55.871 | 2.557 | 0.868 | 0.794 | 17.374 | 0.727 | 48.481 | 2.029 | 0.14355 | 15.261 | 0.644 | 2.1907 | 0.092444 | 0.762 | 0.70278 | 205 | -1 |  |  | 0 |  | 37 | 5 | 2697.9441 | 2454.0404 | 5 | Dry Ponds | 334 | 20% | 20% | 0.43813 | 0.018489
45 | 10 | 0.10493 | 336 | 45 | 10 | RAN | 8.2662 | 0.307 | 85.838 | 3.192 | 0.869 | 0.795 | 7.18 | 0.244 | 74.56 | 2.536 | 0.10493 | 6.31 | 0.216 | 0.66211 | 0.022665 | 0.763 | 0.70401 | 205 | -1 |  |  | 0 |  | 37 | 5 | 2697.9441 | 2454.0404 | 5 | Dry Ponds | 336 | 20% | 20% | 0.13242 | 0.004533
45 | 11 | 3.4562 | 337 | 45 | 11 | FOR | 5.5459 | 0.205 | 109.052 | 4.029 | 0.874 | 0.792 | 4.844 | 0.162 | 95.257 | 3.19 | 3.4562 | 4.263 | 0.144 | 14.7337 | 0.49769 | 0.769 | 0.70298 | 205 | -1 |  |  | 0 |  | 37 | 5 | 2697.9441 | 2454.0404 | 5 | Dry Ponds | 337 | 20% | 20% | 2.9467 | 0.099538
45 | 12 | 3.5609 | 338 | 45 | 12 | WAT | 1.6782 | 0.059 | 35.951 | 1.258 | 0.862 | 0.795 | 1.446 | 0.047 | 30.984 | 1.001 | 3.5609 | 1.273 | 0.042 | 4.533 | 0.14956 | 0.759 | 0.70735 | 205 | -1 |  |  | 0 |  | 37 | 5 | 2697.9441 | 2454.0404 | 5 | Dry Ponds | 338 | 20% | 20% | 0.90661 | 0.029912
45 | 13 | 33.281 | 339 | 45 | 13 | WET | 1.6817 | 0.059 | 315.737 | 11.053 | 0.862 | 0.795 | 1.45 | 0.047 | 272.162 | 8.791 | 33.281 | 1.276 | 0.042 | 42.4666 | 1.3978 | 0.759 | 0.70722 | 205 | -1 |  |  | 0 |  | 37 | 5 | 2697.9441 | 2454.0404 | 5 | Dry Ponds | 339 | 20% | 20% | 8.4933 | 0.27956
46 | 1 | 7.405 | 340 | 46 | 1 | LDR | 7.475 | 0.335 | 892.731 | 39.971 | 0.586 | 0.84 | 4.38 | 0.281 | 523.1 | 33.572 | 7.405 | 3.356 | 0.165 | 24.8512 | 1.2218 | 0.449 | 0.49425 | 205 | -1 |  |  | 0 |  | 37 | 5 | 2697.9441 | 2454.0404 | 5 | Dry Ponds | 340 | 20% | 20% | 4.9702 | 0.24437
46 | 2 | 72.5667 | 341 | 46 | 2 | MDR | 13.7343 | 0.645 | 12517.372 | 587.845 | 0.585 | 0.835 | 8.036 | 0.539 | 7324.398 | 490.966 | 72.5667 | 6.155 | 0.317 | 446.6481 | 23.0036 | 0.448 | 0.49116 | 205 | -1 |  |  | 0 |  | 37 | 5 | 2697.9441 | 2454.0404 | 5 | Dry Ponds | 341 | 20% | 20% | 89.3296 | 4.6007
46 | 3 | 51.2795 | 342 | 46 | 3 | HDR | 29.2966 | 2.128 | 15135.696 | 1099.348 | 0.585 | 0.841 | 17.131 | 1.789 | 8850.484 | 924.087 | 51.2795 | 13.118 | 1.05 | 672.6848 | 53.8435 | 0.448 | 0.49364 | 205 | -1 |  |  | 0 |  | 37 | 5 | 2697.9441 | 2454.0404 | 5 | Dry Ponds | 342 | 20% | 20% | 134.537 | 10.7687
46 | 4 | 78.4443 | 343 | 46 | 4 | IND | 17.0006 | 1.432 | 5136.665 | 432.629 | 0.581 | 0.828 | 9.877 | 1.185 | 2984.427 | 358.031 | 78.4443 | 7.542 | 0.694 | 591.6268 | 54.4403 | 0.444 | 0.48499 | 205 | -1 |  |  | 0 |  | 37 | 5 | 2697.9441 | 2454.0404 | 5 | Dry Ponds | 343 | 20% | 20% | 118.3254 | 10.8881
46 | 6 | 4.5454 | 344 | 46 | 6 | OPE | 7.8531 | 0.34 | 453.903 | 19.632 | 0.587 | 0.847 | 4.613 | 0.288 | 266.622 | 16.626 | 4.5454 | 3.539 | 0.17 | 16.0861 | 0.77271 | 0.451 | 0.49916 | 205 | -1 |  |  | 0 |  | 37 | 5 | 2697.9441 | 2454.0404 | 5 | Dry Ponds | 344 | 20% | 20% | 3.2172 | 0.15454
46 | 10 | 3.9295 | 347 | 46 | 10 | RAN | 6.179 | 0.249 | 242.464 | 9.764 | 0.59 | 0.855 | 3.643 | 0.213 | 142.966 | 8.351 | 3.9295 | 2.801 | 0.126 | 11.0065 | 0.49512 | 0.453 | 0.5045 | 205 | -1 |  |  | 0 |  | 37 | 5 | 2697.9441 | 2454.0404 | 5 | Dry Ponds | 347 | 20% | 20% | 2.2013 | 0.099023
46 | 11 | 9.4345 | 348 | 46 | 11 | FOR | 4.1376 | 0.165 | 692.937 | 27.684 | 0.596 | 0.881 | 2.465 | 0.146 | 412.881 | 24.4 | 9.4345 | 1.91 | 0.086 | 18.02 | 0.81137 | 0.462 | 0.51922 | 205 | -1 |  |  | 0 |  | 37 | 5 | 2697.9441 | 2454.0404 | 5 | Dry Ponds | 348 | 20% | 20% | 3.604 | 0.16227
46 | 12 | 18.8371 | 349 | 46 | 12 | WAT | 1.258 | 0.048 | 618.54 | 23.423 | 0.591 | 0.9 | 0.744 | 0.043 | 365.844 | 21.08 | 18.8371 | 0.569 | 0.025 | 10.7183 | 0.47093 | 0.452 | 0.53317 | 205 | -1 |  |  | 0 |  | 37 | 5 | 2697.9441 | 2454.0404 | 5 | Dry Ponds | 349 | 20% | 20% | 2.1437 | 0.094185
46 | 13 | 32.9274 | 350 | 46 | 13 | WET | 1.2605 | 0.048 | 423.33 | 16.035 | 0.592 | 0.901 | 0.746 | 0.043 | 250.472 | 14.442 | 32.9274 | 0.571 | 0.025 | 18.8016 | 0.82319 | 0.453 | 0.53354 | 205 | -1 |  |  | 0 |  | 37 | 5 | 2697.9441 | 2454.0404 | 5 | Dry Ponds | 350 | 20% | 20% | 3.7603 | 0.16464
47 | 2 | 12.6118 | 351 | 47 | 2 | MDR | 28.2266 | 1.305 | 1525.204 | 70.53 | 0.791 | 0.733 | 22.329 | 0.957 | 1206.523 | 51.714 | 12.6118 | 10.132 | 0.512 | 127.7829 | 6.4572 | 0.359 | 0.3925 | 205 | -1 |  |  | 0 |  | 37 | 5 | 2697.9441 | 2454.0404 | 5 | Dry Ponds | 351 | 20% | 20% | 25.5566 | 1.2914
47 | 4 | 0.37986 | 353 | 47 | 4 | IND | 35.0404 | 2.912 | 196.109 | 16.3 | 0.789 | 0.729 | 27.632 | 2.124 | 154.649 | 11.89 | 0.37986 | 12.419 | 1.133 | 4.7174 | 0.43038 | 0.354 | 0.38913 | 205 | -1 |  |  | 0 |  | 37 | 5 | 2697.9441 | 2454.0404 | 5 | Dry Ponds | 353 | 20% | 20% | 0.94349 | 0.086076
47 | 12 | 0.015233 | 354 | 47 | 12 | WAT | 2.5627 | 0.096 | 4.403 | 0.164 | 0.788 | 0.749 | 2.02 | 0.072 | 3.471 | 0.123 | 0.015233 | 0.927 | 0.042 | 0.014121 | 0.00063977 | 0.362 | 0.43469 | 205 | -1 |  |  | 0 |  | 37 | 5 | 2697.9441 | 2454.0404 | 5 | Dry Ponds | 354 | 20% | 20% | 0.0028241 | 0.00012795
47 | 13 | 2.7901 | 355 | 47 | 13 | WET | 2.568 | 0.096 | 21.286 | 0.794 | 0.789 | 0.749 | 2.025 | 0.072 | 16.785 | 0.594 | 2.7901 | 0.929 | 0.042 | 2.592 | 0.11719 | 0.362 | 0.43471 | 205 | -1 |  |  | 0 |  | 37 | 5 | 2697.9441 | 2454.0404 | 5 | Dry Ponds | 355 | 20% | 20% | 0.51841 | 0.023437
48 | 3 | 0.0026104 | 358 | 48 | 3 | HDR | 30.2853 | 2.187 | 4047.436 | 292.289 | 0.536 | 0.607 | 16.239 | 1.328 | 2170.2 | 177.473 | 0.0026104 | 7.374 | 0.721 | 0.019249 | 0.0018821 | 0.243 | 0.32955 | 205 | -1 |  |  | 0 |  | 37 | 5 | 2697.9441 | 2454.0404 | 5 | Dry Ponds | 358 | 20% | 20% | 0.0038498 | 0.00037642
48 | 4 | 0.028838 | 359 | 48 | 4 | IND | 17.5641 | 1.47 | 2818.413 | 235.959 | 0.533 | 0.603 | 9.355 | 0.887 | 1501.072 | 142.35 | 0.028838 | 4.213 | 0.473 | 0.12149 | 0.01364 | 0.24 | 0.32137 | 205 | -1 |  |  | 0 |  | 37 | 5 | 2697.9441 | 2454.0404 | 5 | Dry Ponds | 359 | 20% | 20% | 0.024299 | 0.0027281
48 | 11 | 0.21295 | 361 | 48 | 11 | FOR | 4.2881 | 0.17 | 123.722 | 4.909 | 0.544 | 0.614 | 2.334 | 0.104 | 67.345 | 3.014 | 0.21295 | 1.092 | 0.06 | 0.23254 | 0.012777 | 0.255 | 0.35186 | 205 | -1 |  |  | 0 |  | 37 | 5 | 2697.9441 | 2454.0404 | 5 | Dry Ponds | 361 | 20% | 20% | 0.046508 | 0.0025554
50 | 2 | 28.1477 | 372 | 50 | 2 | MDR | 9.4137 | 0.47 | 2288.714 | 114.345 | 0.394 | 0.426 | 3.711 | 0.2 | 902.154 | 48.682 | 28.1477 | 0.668 | 0.058 | 18.8027 | 1.6326 | 0.071 | 0.12408 | 205 | -1 |  |  | 0 |  | 37 | 5 | 2697.9441 | 2454.0404 | 5 | Dry Ponds | 372 | 20% | 20% | 3.7605 | 0.32651
50 | 3 | 10.6767 | 373 | 50 | 3 | HDR | 21.572 | 1.662 | 2240.996 | 172.652 | 0.394 | 0.43 | 8.501 | 0.715 | 883.12 | 74.316 | 10.6767 | 1.531 | 0.222 | 16.346 | 2.3702 | 0.071 | 0.13346 | 205 | -1 |  |  | 0 |  | 37 | 5 | 2697.9441 | 2454.0404 | 5 | Dry Ponds | 373 | 20% | 20% | 3.2692 | 0.47405
50 | 4 | 30.1709 | 374 | 50 | 4 | IND | 14.8186 | 1.314 | 2091.768 | 185.527 | 0.389 | 0.423 | 5.761 | 0.555 | 813.253 | 78.391 | 30.1709 | 1.015 | 0.162 | 30.6235 | 4.8877 | 0.069 | 0.12289 | 205 | -1 |  |  | 0 |  | 37 | 5 | 2697.9441 | 2454.0404 | 5 | Dry Ponds | 374 | 20% | 20% | 6.1247 | 0.97754
50 | 6 | 0.041116 | 375 | 50 | 6 | OPE | 4.2477 | 0.184 | 43.709 | 1.893 | 0.4 | 0.434 | 1.699 | 0.08 | 17.483 | 0.822 | 0.041116 | 0.312 | 0.025 | 0.012828 | 0.0010279 | 0.073 | 0.13382 | 205 | -1 |  |  | 0 |  | 37 | 5 | 2697.9441 | 2454.0404 | 5 | Dry Ponds | 375 | 20% | 20% | 0.0025657 | 0.00020558
50 | 10 | 0.1139 | 376 | 50 | 10 | RAN | 3.3985 | 0.139 | 3.96 | 0.162 | 0.408 | 0.443 | 1.387 | 0.062 | 1.616 | 0.072 | 0.1139 | 0.26 | 0.02 | 0.029613 | 0.002278 | 0.077 | 0.14568 | 205 | -1 |  |  | 0 |  | 37 | 5 | 2697.9441 | 2454.0404 | 5 | Dry Ponds | 376 | 20% | 20% | 0.0059227 | 0.00045559
50 | 11 | 4.3493 | 377 | 50 | 11 | FOR | 1.5667 | 0.063 | 15.296 | 0.618 | 0.427 | 0.463 | 0.669 | 0.029 | 6.527 | 0.286 | 4.3493 | 0.138 | 0.012 | 0.60021 | 0.052192 | 0.088 | 0.18747 | 205 | -1 |  |  | 0 |  | 37 | 5 | 2697.9441 | 2454.0404 | 5 | Dry Ponds | 377 | 20% | 20% | 0.12004 | 0.010438
50 | 12 | 36.1753 | 378 | 50 | 12 | WAT | 0.2327 | 0.006 | 12.097 | 0.309 | 0.407 | 0.449 | 0.095 | 0.003 | 4.924 | 0.139 | 36.1753 | 0.017 | 0.001 | 0.61498 | 0.036175 | 0.073 | 0.17606 | 205 | -1 |  |  | 0 |  | 37 | 5 | 2697.9441 | 2454.0404 | 5 | Dry Ponds | 378 | 20% | 20% | 0.123 | 0.0072351
50 | 13 | 5.6791 | 379 | 50 | 13 | WET | 0.63701 | 0.025 | 15.973 | 0.617 | 0.411 | 0.457 | 0.262 | 0.011 | 6.561 | 0.282 | 5.6791 | 0.048 | 0.005 | 0.2726 | 0.028396 | 0.075 | 0.20195 | 205 | -1 |  |  | 0 |  | 37 | 5 | 2697.9441 | 2454.0404 | 5 | Dry Ponds | 379 | 20% | 20% | 0.05452 | 0.0056791
90 | 4 | 0.030607 | 548 | 90 | 4 | IND | 14.9374 | 1.425 | 2368.245 | 225.99 | 0.803 | 0.836 | 11.993 | 1.191 | 1901.418 | 188.888 | 0.030607 | 5.645 | 0.592 | 0.17277 | 0.018119 | 0.378 | 0.41522 | 205 | -1 |  |  | 0 |  | 37 | 5 | 2697.9441 | 2454.0404 | 5 | Dry Ponds | 548 | 20% | 20% | 0.034555 | 0.0036238
90 | 6 | 0.10796 | 549 | 90 | 6 | OPE | 6.2286 | 0.301 | 946.924 | 45.732 | 0.804 | 0.837 | 5.007 | 0.252 | 761.157 | 38.267 | 0.10796 | 2.372 | 0.125 | 0.25608 | 0.013495 | 0.381 | 0.41716 | 205 | -1 |  |  | 0 |  | 37 | 5 | 2697.9441 | 2454.0404 | 5 | Dry Ponds | 549 | 20% | 20% | 0.051217 | 0.002699
91 | 2 | 0.0044382 | 557 | 91 | 2 | MDR | 17.0725 | 0.876 | 2453.124 | 125.823 | 0.218 | 0.115 | 3.73 | 0.101 | 535.951 | 14.489 | 0.0044382 | 1.431 | 0.043 | 0.0063511 | 0.00019084 | 0.084 | 0.048784 | 205 | -1 |  |  | 0 |  | 37 | 5 | 2697.9441 | 2454.0404 | 5 | Dry Ponds | 557 | 20% | 20% | 0.0012702 | 3.8169e-05
91 | 4 | 0.0016904 | 559 | 91 | 4 | IND | 22.5245 | 2.076 | 345.211 | 31.824 | 0.212 | 0.115 | 4.775 | 0.239 | 73.186 | 3.661 | 0.0016904 | 1.824 | 0.101 | 0.0030832 | 0.00017073 | 0.081 | 0.048802 | 205 | -1 |  |  | 0 |  | 37 | 5 | 2697.9441 | 2454.0404 | 5 | Dry Ponds | 559 | 20% | 20% | 0.00061665 | 3.4145e-05
91 | 13 | 0.044182 | 565 | 91 | 13 | WET | 2.4407 | 0.101 | 90.532 | 3.763 | 0.231 | 0.129 | 0.564 | 0.013 | 20.917 | 0.484 | 0.044182 | 0.222 | 0.006 | 0.0098084 | 0.00026509 | 0.091 | 0.055914 | 205 | -1 |  |  | 0 |  | 37 | 5 | 2697.9441 | 2454.0404 | 5 | Dry Ponds | 565 | 20% | 20% | 0.0019617 | 5.3018e-05
3 | 2 | 2.1417 | 1 | 0 | 0 |  | 0 | 0 | 0 | 0 | 0 | 0 | 0 | 0 | 0 | 0 | 2.1417 | 0 | 0 | 0 | 0 | 0 | 0 | 206 | -1 |  |  | 0 |  | 38 | 5 | 508.2111 | 498.7173 | 5 | Dry Ponds | 1 | 20% | 20% | 0 | 0
3 | 4 | 1.6381 | 3 | 0 | 0 |  | 0 | 0 | 0 | 0 | 0 | 0 | 0 | 0 | 0 | 0 | 1.6381 | 0 | 0 | 0 | 0 | 0 | 0 | 206 | -1 |  |  | 0 |  | 38 | 5 | 508.2111 | 498.7173 | 5 | Dry Ponds | 3 | 20% | 20% | 0 | 0
3 | 11 | 0.0039703 | 7 | 0 | 0 |  | 0 | 0 | 0 | 0 | 0 | 0 | 0 | 0 | 0 | 0 | 0.0039703 | 0 | 0 | 0 | 0 | 0 | 0 | 206 | -1 |  |  | 0 |  | 38 | 5 | 508.2111 | 498.7173 | 5 | Dry Ponds | 7 | 20% | 20% | 0 | 0
3 | 12 | 0.21555 | 8 | 0 | 0 |  | 0 | 0 | 0 | 0 | 0 | 0 | 0 | 0 | 0 | 0 | 0.21555 | 0 | 0 | 0 | 0 | 0 | 0 | 206 | -1 |  |  | 0 |  | 38 | 5 | 508.2111 | 498.7173 | 5 | Dry Ponds | 8 | 20% | 20% | 0 | 0
38 | 1 | 2.6227 | 247 | 38 | 1 | LDR | 4.4646 | 0.394 | 219.902 | 19.412 | 0.753 | 0.733 | 3.362 | 0.289 | 165.572 | 14.232 | 2.6227 | 3.362 | 0.289 | 8.8175 | 0.75796 | 0.753 | 0.73313 | 206 | -1 |  |  | 0 |  | 38 | 5 | 508.2111 | 498.7173 | 5 | Dry Ponds | 247 | 20% | 20% | 1.7635 | 0.15159
38 | 2 | 0.092229 | 248 | 38 | 2 | MDR | 8.5662 | 0.781 | 5390.011 | 491.366 | 0.752 | 0.731 | 6.439 | 0.571 | 4051.586 | 359.418 | 0.092229 | 6.439 | 0.571 | 0.59386 | 0.052663 | 0.752 | 0.73147 | 206 | -1 |  |  | 0 |  | 38 | 5 | 508.2111 | 498.7173 | 5 | Dry Ponds | 248 | 20% | 20% | 0.11877 | 0.010533
40 | 1 | 7.0265 | 271 | 40 | 1 | LDR | 6.3414 | 0.299 | 1093.519 | 51.571 | 0.877 | 0.884 | 5.562 | 0.264 | 959.109 | 45.59 | 7.0265 | 5.562 | 0.264 | 39.0812 | 1.855 | 0.877 | 0.88402 | 206 | -1 |  |  | 0 |  | 38 | 5 | 508.2111 | 498.7173 | 5 | Dry Ponds | 271 | 20% | 20% | 7.8162 | 0.371
40 | 2 | 0.0032937 | 272 | 40 | 2 | MDR | 11.6613 | 0.577 | 15641.833 | 773.896 | 0.877 | 0.884 | 10.225 | 0.51 | 13715.384 | 683.794 | 0.0032937 | 10.225 | 0.51 | 0.033678 | 0.0016798 | 0.877 | 0.88357 | 206 | -1 |  |  | 0 |  | 38 | 5 | 508.2111 | 498.7173 | 5 | Dry Ponds | 272 | 20% | 20% | 0.0067355 | 0.00033595
40 | 4 | 1.5486 | 274 | 40 | 4 | IND | 14.4118 | 1.299 | 3327.006 | 299.956 | 0.876 | 0.883 | 12.618 | 1.147 | 2912.902 | 264.815 | 1.5486 | 12.618 | 1.147 | 19.5403 | 1.7763 | 0.876 | 0.88285 | 206 | -1 |  |  | 0 |  | 38 | 5 | 508.2111 | 498.7173 | 5 | Dry Ponds | 274 | 20% | 20% | 3.9081 | 0.35525
40 | 8 | 0.37939 | 277 | 40 | 8 | AGR | 16.9565 | 0.888 | 2599.449 | 136.17 | 0.878 | 0.886 | 14.894 | 0.787 | 2283.201 | 120.597 | 0.37939 | 14.894 | 0.787 | 5.6506 | 0.29858 | 0.878 | 0.88564 | 206 | -1 |  |  | 0 |  | 38 | 5 | 508.2111 | 498.7173 | 5 | Dry Ponds | 277 | 20% | 20% | 1.1301 | 0.059716
40 | 13 | 2.8445 | 281 | 40 | 13 | WET | 1.1184 | 0.045 | 608.832 | 24.31 | 0.88 | 0.889 | 0.985 | 0.04 | 535.989 | 21.621 | 2.8445 | 0.985 | 0.04 | 2.8019 | 0.11378 | 0.88 | 0.88938 | 206 | -1 |  |  | 0 |  | 38 | 5 | 508.2111 | 498.7173 | 5 | Dry Ponds | 281 | 20% | 20% | 0.56037 | 0.022756
41 | 1 | 123.0933 | 282 | 41 | 1 | LDR | 6.4645 | 0.301 | 7159.582 | 333.43 | 0.961 | 0.923 | 6.211 | 0.278 | 6878.392 | 307.743 | 123.0933 | 5.446 | 0.246 | 670.3662 | 30.281 | 0.842 | 0.81555 | 206 | -1 |  |  | 0 |  | 38 | 5 | 508.2111 | 498.7173 | 5 | Dry Ponds | 282 | 20% | 20% | 134.0732 | 6.0562
41 | 2 | 13.6587 | 283 | 41 | 2 | MDR | 11.9201 | 0.582 | 23513.664 | 1147.493 | 0.961 | 0.923 | 11.452 | 0.537 | 22589.972 | 1059.182 | 13.6587 | 10.039 | 0.474 | 137.1202 | 6.4742 | 0.842 | 0.81527 | 206 | -1 |  |  | 0 |  | 38 | 5 | 508.2111 | 498.7173 | 5 | Dry Ponds | 283 | 20% | 20% | 27.424 | 1.2948
41 | 3 | 0.025306 | 284 | 41 | 3 | HDR | 25.4619 | 1.917 | 15674.111 | 1180.15 | 0.961 | 0.923 | 24.461 | 1.77 | 15057.713 | 1089.811 | 0.025306 | 21.44 | 1.565 | 0.54255 | 0.039603 | 0.842 | 0.81633 | 206 | -1 |  |  | 0 |  | 38 | 5 | 508.2111 | 498.7173 | 5 | Dry Ponds | 284 | 20% | 20% | 0.10851 | 0.0079206
41 | 4 | 31.4217 | 285 | 41 | 4 | IND | 15.0465 | 1.299 | 22984.638 | 1984.314 | 0.961 | 0.924 | 14.457 | 1.2 | 22084.136 | 1832.828 | 31.4217 | 12.656 | 1.059 | 397.6724 | 33.2755 | 0.841 | 0.81549 | 206 | -1 |  |  | 0 |  | 38 | 5 | 508.2111 | 498.7173 | 5 | Dry Ponds | 285 | 20% | 20% | 79.5345 | 6.6551
41 | 7 | 0.019515 | 287 | 41 | 7 | PAS | 12.3961 | 0.632 | 2255.096 | 115.031 | 0.96 | 0.923 | 11.903 | 0.583 | 2165.408 | 106.125 | 0.019515 | 10.445 | 0.516 | 0.20384 | 0.01007 | 0.843 | 0.81577 | 206 | -1 |  |  | 0 |  | 38 | 5 | 508.2111 | 498.7173 | 5 | Dry Ponds | 287 | 20% | 20% | 0.040767 | 0.002014
41 | 8 | 17.9184 | 288 | 41 | 8 | AGR | 16.0936 | 0.836 | 8344.03 | 433.364 | 0.96 | 0.923 | 15.456 | 0.771 | 8013.183 | 399.822 | 17.9184 | 13.575 | 0.683 | 243.242 | 12.2383 | 0.844 | 0.81685 | 206 | -1 |  |  | 0 |  | 38 | 5 | 508.2111 | 498.7173 | 5 | Dry Ponds | 288 | 20% | 20% | 48.6484 | 2.4477
41 | 10 | 0.25381 | 290 | 41 | 10 | RAN | 5.062 | 0.211 | 1204.825 | 50.143 | 0.96 | 0.922 | 4.86 | 0.194 | 1156.789 | 46.234 | 0.25381 | 4.268 | 0.172 | 1.0832 | 0.043655 | 0.843 | 0.81592 | 206 | -1 |  |  | 0 |  | 38 | 5 | 508.2111 | 498.7173 | 5 | Dry Ponds | 290 | 20% | 20% | 0.21665 | 0.008731
41 | 11 | 22.8162 | 291 | 41 | 11 | FOR | 3.3637 | 0.139 | 1738.258 | 71.607 | 0.961 | 0.923 | 3.231 | 0.128 | 1669.641 | 66.092 | 22.8162 | 2.844 | 0.114 | 64.8892 | 2.601 | 0.846 | 0.81972 | 206 | -1 |  |  | 0 |  | 38 | 5 | 508.2111 | 498.7173 | 5 | Dry Ponds | 291 | 20% | 20% | 12.9778 | 0.52021
41 | 12 | 9.5864 | 292 | 41 | 12 | WAT | 1.0456 | 0.041 | 281.889 | 11.073 | 0.962 | 0.921 | 1.006 | 0.038 | 271.1 | 10.202 | 9.5864 | 0.885 | 0.034 | 8.484 | 0.32594 | 0.847 | 0.81969 | 206 | -1 |  |  | 0 |  | 38 | 5 | 508.2111 | 498.7173 | 5 | Dry Ponds | 292 | 20% | 20% | 1.6968 | 0.065187
41 | 13 | 71.9539 | 293 | 41 | 13 | WET | 1.0484 | 0.041 | 1567.871 | 61.608 | 0.962 | 0.921 | 1.008 | 0.038 | 1507.852 | 56.766 | 71.9539 | 0.888 | 0.034 | 63.895 | 2.4464 | 0.847 | 0.81976 | 206 | -1 |  |  | 0 |  | 38 | 5 | 508.2111 | 498.7173 | 5 | Dry Ponds | 293 | 20% | 20% | 12.779 | 0.48929
42 | 1 | 6.9096 | 294 | 42 | 1 | LDR | 7.6974 | 0.341 | 476.88 | 21.153 | 0.659 | 0.566 | 5.072 | 0.193 | 314.247 | 11.98 | 6.9096 | 4.277 | 0.158 | 29.5522 | 1.0917 | 0.556 | 0.4631 | 206 | -1 |  |  | 0 |  | 38 | 5 | 508.2111 | 498.7173 | 5 | Dry Ponds | 294 | 20% | 20% | 5.9104 | 0.21834
42 | 2 | 2.8651 | 295 | 42 | 2 | MDR | 14.1386 | 0.658 | 3286.319 | 152.848 | 0.659 | 0.565 | 9.311 | 0.371 | 2164.239 | 86.325 | 2.8651 | 7.849 | 0.304 | 22.4878 | 0.87098 | 0.555 | 0.46163 | 206 | -1 |  |  | 0 |  | 38 | 5 | 508.2111 | 498.7173 | 5 | Dry Ponds | 295 | 20% | 20% | 4.4976 | 0.1742
42 | 10 | 1.5963 | 301 | 42 | 10 | RAN | 6.2801 | 0.248 | 114.125 | 4.502 | 0.661 | 0.574 | 4.154 | 0.142 | 75.485 | 2.586 | 1.5963 | 3.508 | 0.117 | 5.5997 | 0.18676 | 0.559 | 0.47052 | 206 | -1 |  |  | 0 |  | 38 | 5 | 508.2111 | 498.7173 | 5 | Dry Ponds | 301 | 20% | 20% | 1.1199 | 0.037352
42 | 12 | 8.2931 | 303 | 42 | 12 | WAT | 1.3297 | 0.05 | 190.882 | 7.167 | 0.666 | 0.595 | 0.885 | 0.03 | 127.045 | 4.267 | 8.2931 | 0.75 | 0.024 | 6.2198 | 0.19903 | 0.564 | 0.48916 | 206 | -1 |  |  | 0 |  | 38 | 5 | 508.2111 | 498.7173 | 5 | Dry Ponds | 303 | 20% | 20% | 1.244 | 0.039807
42 | 13 | 0.56225 | 304 | 42 | 13 | WET | 1.3315 | 0.05 | 149.313 | 5.607 | 0.666 | 0.595 | 0.886 | 0.03 | 99.382 | 3.339 | 0.56225 | 0.751 | 0.024 | 0.42225 | 0.013494 | 0.564 | 0.48921 | 206 | -1 |  |  | 0 |  | 38 | 5 | 508.2111 | 498.7173 | 5 | Dry Ponds | 304 | 20% | 20% | 0.084449 | 0.0026988
43 | 1 | 1.0887 | 305 | 43 | 1 | LDR | 7.6576 | 0.394 | 307.332 | 15.816 | 0.385 | 0.39 | 2.948 | 0.154 | 118.318 | 6.166 | 1.0887 | 1.648 | 0.073 | 1.7942 | 0.079478 | 0.215 | 0.18505 | 206 | -1 |  |  | 0 |  | 38 | 5 | 508.2111 | 498.7173 | 5 | Dry Ponds | 305 | 20% | 20% | 0.35885 | 0.015896
43 | 2 | 0.000634 | 306 | 43 | 2 | MDR | 14.0634 | 0.759 | 7259.995 | 391.71 | 0.384 | 0.389 | 5.405 | 0.295 | 2790.364 | 152.2 | 0.000634 | 3.02 | 0.14 | 0.0019147 | 8.8761e-05 | 0.215 | 0.18394 | 206 | -1 |  |  | 0 |  | 38 | 5 | 508.2111 | 498.7173 | 5 | Dry Ponds | 306 | 20% | 20% | 0.00038294 | 1.7752e-05
43 | 4 | 0.92635 | 308 | 43 | 4 | IND | 17.3446 | 1.669 | 998.834 | 96.117 | 0.381 | 0.389 | 6.612 | 0.65 | 380.786 | 37.427 | 0.92635 | 3.68 | 0.306 | 3.409 | 0.28346 | 0.212 | 0.18339 | 206 | -1 |  |  | 0 |  | 38 | 5 | 508.2111 | 498.7173 | 5 | Dry Ponds | 308 | 20% | 20% | 0.68179 | 0.056692
43 | 6 | 1.1836 | 309 | 43 | 6 | OPE | 7.9985 | 0.397 | 75.142 | 3.732 | 0.387 | 0.394 | 3.097 | 0.156 | 29.091 | 1.47 | 1.1836 | 1.734 | 0.075 | 2.0524 | 0.088771 | 0.217 | 0.18765 | 206 | -1 |  |  | 0 |  | 38 | 5 | 508.2111 | 498.7173 | 5 | Dry Ponds | 309 | 20% | 20% | 0.41048 | 0.017754
43 | 7 | 0.72602 | 310 | 43 | 7 | PAS | 15.06 | 0.849 | 619.298 | 34.901 | 0.389 | 0.398 | 5.862 | 0.338 | 241.053 | 13.9 | 0.72602 | 3.285 | 0.162 | 2.385 | 0.11762 | 0.218 | 0.19036 | 206 | -1 |  |  | 0 |  | 38 | 5 | 508.2111 | 498.7173 | 5 | Dry Ponds | 310 | 20% | 20% | 0.477 | 0.023523
43 | 9 | 0.70654 | 312 | 43 | 9 | AGT | 12.3942 | 0.656 | 220.802 | 11.688 | 0.392 | 0.401 | 4.861 | 0.263 | 86.592 | 4.688 | 0.70654 | 2.731 | 0.126 | 1.9296 | 0.089024 | 0.22 | 0.19268 | 206 | -1 |  |  | 0 |  | 38 | 5 | 508.2111 | 498.7173 | 5 | Dry Ponds | 312 | 20% | 20% | 0.38591 | 0.017805
44 | 1 | 10.1985 | 317 | 44 | 1 | LDR | 8.5464 | 0.409 | 1023.92 | 49.032 | 0.331 | 0.199 | 2.827 | 0.081 | 338.68 | 9.763 | 10.1985 | 1.581 | 0.039 | 16.1238 | 0.39774 | 0.185 | 0.094978 | 206 | -1 |  |  | 0 |  | 38 | 5 | 508.2111 | 498.7173 | 5 | Dry Ponds | 317 | 20% | 20% | 3.2248 | 0.079548
44 | 2 | 4.3014 | 318 | 44 | 2 | MDR | 15.6987 | 0.788 | 13549.489 | 680.352 | 0.33 | 0.198 | 5.183 | 0.156 | 4473.784 | 134.856 | 4.3014 | 2.897 | 0.074 | 12.461 | 0.3183 | 0.185 | 0.094305 | 206 | -1 |  |  | 0 |  | 38 | 5 | 508.2111 | 498.7173 | 5 | Dry Ponds | 318 | 20% | 20% | 2.4922 | 0.06366
44 | 9 | 7.5719 | 323 | 44 | 9 | AGT | 13.821 | 0.677 | 194.236 | 9.516 | 0.337 | 0.207 | 4.664 | 0.14 | 65.54 | 1.966 | 7.5719 | 2.621 | 0.067 | 19.8459 | 0.50732 | 0.19 | 0.099636 | 206 | -1 |  |  | 0 |  | 38 | 5 | 508.2111 | 498.7173 | 5 | Dry Ponds | 323 | 20% | 20% | 3.9692 | 0.10146
44 | 11 | 0.01047 | 325 | 44 | 11 | FOR | 4.6295 | 0.196 | 316.866 | 13.395 | 0.344 | 0.214 | 1.593 | 0.042 | 109.049 | 2.866 | 0.01047 | 0.9 | 0.02 | 0.0094234 | 0.00020941 | 0.194 | 0.10423 | 206 | -1 |  |  | 0 |  | 38 | 5 | 508.2111 | 498.7173 | 5 | Dry Ponds | 325 | 20% | 20% | 0.0018847 | 4.1882e-05
44 | 12 | 12.3465 | 326 | 44 | 12 | WAT | 1.4724 | 0.06 | 593.132 | 23.988 | 0.34 | 0.213 | 0.5 | 0.013 | 201.564 | 5.118 | 12.3465 | 0.284 | 0.006 | 3.5064 | 0.074079 | 0.193 | 0.10639 | 206 | -1 |  |  | 0 |  | 38 | 5 | 508.2111 | 498.7173 | 5 | Dry Ponds | 326 | 20% | 20% | 0.70128 | 0.014816
44 | 13 | 2.7076 | 327 | 44 | 13 | WET | 1.4743 | 0.06 | 265.45 | 10.738 | 0.34 | 0.213 | 0.501 | 0.013 | 90.226 | 2.292 | 2.7076 | 0.284 | 0.006 | 0.76897 | 0.016246 | 0.193 | 0.10643 | 206 | -1 |  |  | 0 |  | 38 | 5 | 508.2111 | 498.7173 | 5 | Dry Ponds | 327 | 20% | 20% | 0.15379 | 0.0032492
45 | 1 | 1.8139 | 328 | 45 | 1 | LDR | 10.0026 | 0.414 | 73.079 | 3.021 | 0.867 | 0.793 | 8.667 | 0.328 | 63.324 | 2.397 | 1.8139 | 7.606 | 0.29 | 13.7963 | 0.52602 | 0.76 | 0.7015 | 206 | -1 |  |  | 0 |  | 38 | 5 | 508.2111 | 498.7173 | 5 | Dry Ponds | 328 | 20% | 20% | 2.7593 | 0.1052
45 | 2 | 0.99429 | 329 | 45 | 2 | MDR | 18.3801 | 0.797 | 8505.202 | 368.804 | 0.866 | 0.793 | 15.92 | 0.632 | 7367.027 | 292.453 | 0.99429 | 13.968 | 0.559 | 13.8882 | 0.55581 | 0.76 | 0.70082 | 206 | -1 |  |  | 0 |  | 38 | 5 | 508.2111 | 498.7173 | 5 | Dry Ponds | 329 | 20% | 20% | 2.7776 | 0.11116
45 | 3 | 1.9349 | 330 | 45 | 3 | HDR | 39.2064 | 2.634 | 2421.799 | 162.704 | 0.866 | 0.792 | 33.956 | 2.085 | 2097.479 | 128.8 | 1.9349 | 29.789 | 1.844 | 57.6393 | 3.568 | 0.76 | 0.70014 | 206 | -1 |  |  | 0 |  | 38 | 5 | 508.2111 | 498.7173 | 5 | Dry Ponds | 330 | 20% | 20% | 11.5279 | 0.7136
45 | 4 | 25.9324 | 331 | 45 | 4 | IND | 22.7672 | 1.772 | 5848.504 | 455.232 | 0.864 | 0.79 | 19.676 | 1.401 | 5054.405 | 359.803 | 25.9324 | 17.239 | 1.237 | 447.0491 | 32.0784 | 0.757 | 0.69791 | 206 | -1 |  |  | 0 |  | 38 | 5 | 508.2111 | 498.7173 | 5 | Dry Ponds | 331 | 20% | 20% | 89.4098 | 6.4157
45 | 5 | 2.032 | 332 | 45 | 5 | MIN | 9.8782 | 0.437 | 20.866 | 0.924 | 0.866 | 0.793 | 8.559 | 0.347 | 18.08 | 0.733 | 2.032 | 7.511 | 0.307 | 15.2624 | 0.62383 | 0.76 | 0.70173 | 206 | -1 |  |  | 0 |  | 38 | 5 | 508.2111 | 498.7173 | 5 | Dry Ponds | 332 | 20% | 20% | 3.0525 | 0.12477
45 | 6 | 1.1221 | 333 | 45 | 6 | OPE | 10.5052 | 0.42 | 172.54 | 6.891 | 0.867 | 0.794 | 9.111 | 0.333 | 149.641 | 5.475 | 1.1221 | 8 | 0.295 | 8.9771 | 0.33103 | 0.762 | 0.70313 | 206 | -1 |  |  | 0 |  | 38 | 5 | 508.2111 | 498.7173 | 5 | Dry Ponds | 333 | 20% | 20% | 1.7954 | 0.066206
45 | 10 | 4.5675 | 336 | 45 | 10 | RAN | 8.2662 | 0.307 | 85.838 | 3.192 | 0.869 | 0.795 | 7.18 | 0.244 | 74.56 | 2.536 | 4.5675 | 6.31 | 0.216 | 28.8211 | 0.98659 | 0.763 | 0.70401 | 206 | -1 |  |  | 0 |  | 38 | 5 | 508.2111 | 498.7173 | 5 | Dry Ponds | 336 | 20% | 20% | 5.7642 | 0.19732
45 | 12 | 7.3548 | 338 | 45 | 12 | WAT | 1.6782 | 0.059 | 35.951 | 1.258 | 0.862 | 0.795 | 1.446 | 0.047 | 30.984 | 1.001 | 7.3548 | 1.273 | 0.042 | 9.3627 | 0.3089 | 0.759 | 0.70735 | 206 | -1 |  |  | 0 |  | 38 | 5 | 508.2111 | 498.7173 | 5 | Dry Ponds | 338 | 20% | 20% | 1.8725 | 0.06178
45 | 13 | 19.128 | 339 | 45 | 13 | WET | 1.6817 | 0.059 | 315.737 | 11.053 | 0.862 | 0.795 | 1.45 | 0.047 | 272.162 | 8.791 | 19.128 | 1.276 | 0.042 | 24.4073 | 0.80338 | 0.759 | 0.70722 | 206 | -1 |  |  | 0 |  | 38 | 5 | 508.2111 | 498.7173 | 5 | Dry Ponds | 339 | 20% | 20% | 4.8815 | 0.16068
46 | 1 | 20.4302 | 340 | 46 | 1 | LDR | 7.475 | 0.335 | 892.731 | 39.971 | 0.586 | 0.84 | 4.38 | 0.281 | 523.1 | 33.572 | 20.4302 | 3.356 | 0.165 | 68.5636 | 3.371 | 0.449 | 0.49425 | 206 | -1 |  |  | 0 |  | 38 | 5 | 508.2111 | 498.7173 | 5 | Dry Ponds | 340 | 20% | 20% | 13.7127 | 0.6742
46 | 2 | 2.2624 | 341 | 46 | 2 | MDR | 13.7343 | 0.645 | 12517.372 | 587.845 | 0.585 | 0.835 | 8.036 | 0.539 | 7324.398 | 490.966 | 2.2624 | 6.155 | 0.317 | 13.9248 | 0.71717 | 0.448 | 0.49116 | 206 | -1 |  |  | 0 |  | 38 | 5 | 508.2111 | 498.7173 | 5 | Dry Ponds | 341 | 20% | 20% | 2.785 | 0.14343
46 | 3 | 0.0053041 | 342 | 46 | 3 | HDR | 29.2966 | 2.128 | 15135.696 | 1099.348 | 0.585 | 0.841 | 17.131 | 1.789 | 8850.484 | 924.087 | 0.0053041 | 13.118 | 1.05 | 0.069579 | 0.0055693 | 0.448 | 0.49364 | 206 | -1 |  |  | 0 |  | 38 | 5 | 508.2111 | 498.7173 | 5 | Dry Ponds | 342 | 20% | 20% | 0.013916 | 0.0011139
46 | 4 | 3.3783 | 343 | 46 | 4 | IND | 17.0006 | 1.432 | 5136.665 | 432.629 | 0.581 | 0.828 | 9.877 | 1.185 | 2984.427 | 358.031 | 3.3783 | 7.542 | 0.694 | 25.4791 | 2.3445 | 0.444 | 0.48499 | 206 | -1 |  |  | 0 |  | 38 | 5 | 508.2111 | 498.7173 | 5 | Dry Ponds | 343 | 20% | 20% | 5.0958 | 0.46891
46 | 6 | 0.0015483 | 344 | 46 | 6 | OPE | 7.8531 | 0.34 | 453.903 | 19.632 | 0.587 | 0.847 | 4.613 | 0.288 | 266.622 | 16.626 | 0.0015483 | 3.539 | 0.17 | 0.0054796 | 0.00026322 | 0.451 | 0.49916 | 206 | -1 |  |  | 0 |  | 38 | 5 | 508.2111 | 498.7173 | 5 | Dry Ponds | 344 | 20% | 20% | 0.0010959 | 5.2644e-05
46 | 7 | 0.42454 | 345 | 46 | 7 | PAS | 14.9685 | 0.742 | 1156.009 | 57.267 | 0.588 | 0.848 | 8.801 | 0.629 | 679.717 | 48.583 | 0.42454 | 6.758 | 0.371 | 2.8691 | 0.15751 | 0.451 | 0.49972 | 206 | -1 |  |  | 0 |  | 38 | 5 | 508.2111 | 498.7173 | 5 | Dry Ponds | 345 | 20% | 20% | 0.57381 | 0.031501
46 | 10 | 0.30943 | 347 | 46 | 10 | RAN | 6.179 | 0.249 | 242.464 | 9.764 | 0.59 | 0.855 | 3.643 | 0.213 | 142.966 | 8.351 | 0.30943 | 2.801 | 0.126 | 0.86672 | 0.038988 | 0.453 | 0.5045 | 206 | -1 |  |  | 0 |  | 38 | 5 | 508.2111 | 498.7173 | 5 | Dry Ponds | 347 | 20% | 20% | 0.17334 | 0.0077977
46 | 11 | 6.098 | 348 | 46 | 11 | FOR | 4.1376 | 0.165 | 692.937 | 27.684 | 0.596 | 0.881 | 2.465 | 0.146 | 412.881 | 24.4 | 6.098 | 1.91 | 0.086 | 11.6472 | 0.52443 | 0.462 | 0.51922 | 206 | -1 |  |  | 0 |  | 38 | 5 | 508.2111 | 498.7173 | 5 | Dry Ponds | 348 | 20% | 20% | 2.3294 | 0.10489
46 | 12 | 10.7956 | 349 | 46 | 12 | WAT | 1.258 | 0.048 | 618.54 | 23.423 | 0.591 | 0.9 | 0.744 | 0.043 | 365.844 | 21.08 | 10.7956 | 0.569 | 0.025 | 6.1427 | 0.26989 | 0.452 | 0.53317 | 206 | -1 |  |  | 0 |  | 38 | 5 | 508.2111 | 498.7173 | 5 | Dry Ponds | 349 | 20% | 20% | 1.2285 | 0.053978
46 | 13 | 1.755 | 350 | 46 | 13 | WET | 1.2605 | 0.048 | 423.33 | 16.035 | 0.592 | 0.901 | 0.746 | 0.043 | 250.472 | 14.442 | 1.755 | 0.571 | 0.025 | 1.0021 | 0.043874 | 0.453 | 0.53354 | 206 | -1 |  |  | 0 |  | 38 | 5 | 508.2111 | 498.7173 | 5 | Dry Ponds | 350 | 20% | 20% | 0.20042 | 0.0087748
47 | 4 | 0.62366 | 353 | 47 | 4 | IND | 35.0404 | 2.912 | 196.109 | 16.3 | 0.789 | 0.729 | 27.632 | 2.124 | 154.649 | 11.89 | 0.62366 | 12.419 | 1.133 | 7.7452 | 0.7066 | 0.354 | 0.38913 | 206 | -1 |  |  | 0 |  | 38 | 5 | 508.2111 | 498.7173 | 5 | Dry Ponds | 353 | 20% | 20% | 1.549 | 0.14132
50 | 2 | 1.1395 | 372 | 50 | 2 | MDR | 9.4137 | 0.47 | 2288.714 | 114.345 | 0.394 | 0.426 | 3.711 | 0.2 | 902.154 | 48.682 | 1.1395 | 0.668 | 0.058 | 0.7612 | 0.066092 | 0.071 | 0.12408 | 206 | -1 |  |  | 0 |  | 38 | 5 | 508.2111 | 498.7173 | 5 | Dry Ponds | 372 | 20% | 20% | 0.15224 | 0.013218
50 | 3 | 2.9495 | 373 | 50 | 3 | HDR | 21.572 | 1.662 | 2240.996 | 172.652 | 0.394 | 0.43 | 8.501 | 0.715 | 883.12 | 74.316 | 2.9495 | 1.531 | 0.222 | 4.5156 | 0.65478 | 0.071 | 0.13346 | 206 | -1 |  |  | 0 |  | 38 | 5 | 508.2111 | 498.7173 | 5 | Dry Ponds | 373 | 20% | 20% | 0.90313 | 0.13096
50 | 4 | 5.258 | 374 | 50 | 4 | IND | 14.8186 | 1.314 | 2091.768 | 185.527 | 0.389 | 0.423 | 5.761 | 0.555 | 813.253 | 78.391 | 5.258 | 1.015 | 0.162 | 5.3369 | 0.8518 | 0.069 | 0.12289 | 206 | -1 |  |  | 0 |  | 38 | 5 | 508.2111 | 498.7173 | 5 | Dry Ponds | 374 | 20% | 20% | 1.0674 | 0.17036
50 | 6 | 4.4537 | 375 | 50 | 6 | OPE | 4.2477 | 0.184 | 43.709 | 1.893 | 0.4 | 0.434 | 1.699 | 0.08 | 17.483 | 0.822 | 4.4537 | 0.312 | 0.025 | 1.3896 | 0.11134 | 0.073 | 0.13382 | 206 | -1 |  |  | 0 |  | 38 | 5 | 508.2111 | 498.7173 | 5 | Dry Ponds | 375 | 20% | 20% | 0.27791 | 0.022268
50 | 10 | 0.24597 | 376 | 50 | 10 | RAN | 3.3985 | 0.139 | 3.96 | 0.162 | 0.408 | 0.443 | 1.387 | 0.062 | 1.616 | 0.072 | 0.24597 | 0.26 | 0.02 | 0.063952 | 0.0049194 | 0.077 | 0.14568 | 206 | -1 |  |  | 0 |  | 38 | 5 | 508.2111 | 498.7173 | 5 | Dry Ponds | 376 | 20% | 20% | 0.01279 | 0.00098388
50 | 11 | 0.052739 | 377 | 50 | 11 | FOR | 1.5667 | 0.063 | 15.296 | 0.618 | 0.427 | 0.463 | 0.669 | 0.029 | 6.527 | 0.286 | 0.052739 | 0.138 | 0.012 | 0.007278 | 0.00063287 | 0.088 | 0.18747 | 206 | -1 |  |  | 0 |  | 38 | 5 | 508.2111 | 498.7173 | 5 | Dry Ponds | 377 | 20% | 20% | 0.0014556 | 0.00012657
50 | 12 | 0.65676 | 378 | 50 | 12 | WAT | 0.2327 | 0.006 | 12.097 | 0.309 | 0.407 | 0.449 | 0.095 | 0.003 | 4.924 | 0.139 | 0.65676 | 0.017 | 0.001 | 0.011165 | 0.00065676 | 0.073 | 0.17606 | 206 | -1 |  |  | 0 |  | 38 | 5 | 508.2111 | 498.7173 | 5 | Dry Ponds | 378 | 20% | 20% | 0.002233 | 0.00013135
50 | 13 | 1.436 | 379 | 50 | 13 | WET | 0.63701 | 0.025 | 15.973 | 0.617 | 0.411 | 0.457 | 0.262 | 0.011 | 6.561 | 0.282 | 1.436 | 0.048 | 0.005 | 0.068927 | 0.0071799 | 0.075 | 0.20195 | 206 | -1 |  |  | 0 |  | 38 | 5 | 508.2111 | 498.7173 | 5 | Dry Ponds | 379 | 20% | 20% | 0.013785 | 0.001436
91 | 1 | 0.05748 | 556 | 91 | 1 | LDR | 9.1664 | 0.445 | 613.493 | 29.798 | 0.219 | 0.116 | 2.012 | 0.052 | 134.634 | 3.456 | 0.05748 | 0.772 | 0.022 | 0.044375 | 0.0012646 | 0.084 | 0.049189 | 206 | -1 |  |  | 0 |  | 38 | 5 | 508.2111 | 498.7173 | 5 | Dry Ponds | 556 | 20% | 20% | 0.008875 | 0.00025291
91 | 4 | 0.24331 | 559 | 91 | 4 | IND | 22.5245 | 2.076 | 345.211 | 31.824 | 0.212 | 0.115 | 4.775 | 0.239 | 73.186 | 3.661 | 0.24331 | 1.824 | 0.101 | 0.4438 | 0.024575 | 0.081 | 0.048802 | 206 | -1 |  |  | 0 |  | 38 | 5 | 508.2111 | 498.7173 | 5 | Dry Ponds | 559 | 20% | 20% | 0.088761 | 0.0049149
41 | 1 | 1.4744 | 282 | 41 | 1 | LDR | 6.4645 | 0.301 | 7159.582 | 333.43 | 0.961 | 0.923 | 6.211 | 0.278 | 6878.392 | 307.743 | 1.4744 | 5.446 | 0.246 | 8.0296 | 0.3627 | 0.842 | 0.81555 | 243 | -1 |  |  | 0 |  | 77 | 5 | 1.9111 | 1.6414 | 5 | Dry Ponds | 282 | 20% | 20% | 1.6059 | 0.07254
41 | 3 | 0.00080975 | 284 | 41 | 3 | HDR | 25.4619 | 1.917 | 15674.111 | 1180.15 | 0.961 | 0.923 | 24.461 | 1.77 | 15057.713 | 1089.811 | 0.00080975 | 21.44 | 1.565 | 0.017361 | 0.0012673 | 0.842 | 0.81633 | 243 | -1 |  |  | 0 |  | 77 | 5 | 1.9111 | 1.6414 | 5 | Dry Ponds | 284 | 20% | 20% | 0.0034722 | 0.00025345
41 | 4 | 0.16617 | 285 | 41 | 4 | IND | 15.0465 | 1.299 | 22984.638 | 1984.314 | 0.961 | 0.924 | 14.457 | 1.2 | 22084.136 | 1832.828 | 0.16617 | 12.656 | 1.059 | 2.1031 | 0.17598 | 0.841 | 0.81549 | 243 | -1 |  |  | 0 |  | 77 | 5 | 1.9111 | 1.6414 | 5 | Dry Ponds | 285 | 20% | 20% | 0.42061 | 0.035195
41 | 1 | 0.0081549 | 282 | 41 | 1 | LDR | 6.4645 | 0.301 | 7159.582 | 333.43 | 0.961 | 0.923 | 6.211 | 0.278 | 6878.392 | 307.743 | 0.0081549 | 5.446 | 0.246 | 0.044411 | 0.0020061 | 0.842 | 0.81555 | 244 | -1 |  |  | 0 |  | 78 | 5 | 0.34289 | 0.089804 | 5 | Dry Ponds | 282 | 20% | 20% | 0.0088823 | 0.00040122
41 | 3 | 0.029504 | 284 | 41 | 3 | HDR | 25.4619 | 1.917 | 15674.111 | 1180.15 | 0.961 | 0.923 | 24.461 | 1.77 | 15057.713 | 1089.811 | 0.029504 | 21.44 | 1.565 | 0.63257 | 0.046174 | 0.842 | 0.81633 | 244 | -1 |  |  | 0 |  | 78 | 5 | 0.34289 | 0.089804 | 5 | Dry Ponds | 284 | 20% | 20% | 0.12651 | 0.0092348
41 | 4 | 0.052145 | 285 | 41 | 4 | IND | 15.0465 | 1.299 | 22984.638 | 1984.314 | 0.961 | 0.924 | 14.457 | 1.2 | 22084.136 | 1832.828 | 0.052145 | 12.656 | 1.059 | 0.65994 | 0.055221 | 0.841 | 0.81549 | 244 | -1 |  |  | 0 |  | 78 | 5 | 0.34289 | 0.089804 | 5 | Dry Ponds | 285 | 20% | 20% | 0.13199 | 0.011044
41 | 2 | 0.30061 | 283 | 41 | 2 | MDR | 11.9201 | 0.582 | 23513.664 | 1147.493 | 0.961 | 0.923 | 11.452 | 0.537 | 22589.972 | 1059.182 | 0.30061 | 10.039 | 0.474 | 3.0178 | 0.14249 | 0.842 | 0.81527 | 246 | -1 |  |  | 0 |  | 80 | 5 | 0.55767 | 0.55805 | 5 | Dry Ponds | 283 | 20% | 20% | 0.60356 | 0.028498
41 | 4 | 0.0061947 | 285 | 41 | 4 | IND | 15.0465 | 1.299 | 22984.638 | 1984.314 | 0.961 | 0.924 | 14.457 | 1.2 | 22084.136 | 1832.828 | 0.0061947 | 12.656 | 1.059 | 0.0784 | 0.0065602 | 0.841 | 0.81549 | 246 | -1 |  |  | 0 |  | 80 | 5 | 0.55767 | 0.55805 | 5 | Dry Ponds | 285 | 20% | 20% | 0.01568 | 0.001312
41 | 6 | 0.050769 | 286 | 41 | 6 | OPE | 6.7112 | 0.301 | 712.339 | 31.937 | 0.96 | 0.922 | 6.446 | 0.278 | 684.169 | 29.462 | 0.050769 | 5.655 | 0.245 | 0.2871 | 0.012438 | 0.843 | 0.81557 | 246 | -1 |  |  | 0 |  | 80 | 5 | 0.55767 | 0.55805 | 5 | Dry Ponds | 286 | 20% | 20% | 0.057419 | 0.0024877
41 | 11 | 0.20048 | 291 | 41 | 11 | FOR | 3.3637 | 0.139 | 1738.258 | 71.607 | 0.961 | 0.923 | 3.231 | 0.128 | 1669.641 | 66.092 | 0.20048 | 2.844 | 0.114 | 0.57017 | 0.022855 | 0.846 | 0.81972 | 246 | -1 |  |  | 0 |  | 80 | 5 | 0.55767 | 0.55805 | 5 | Dry Ponds | 291 | 20% | 20% | 0.11403 | 0.004571
41 | 2 | 0.17721 | 283 | 41 | 2 | MDR | 11.9201 | 0.582 | 23513.664 | 1147.493 | 0.961 | 0.923 | 11.452 | 0.537 | 22589.972 | 1059.182 | 0.17721 | 10.039 | 0.474 | 1.779 | 0.083998 | 0.842 | 0.81527 | 247 | -1 |  |  | 0 |  | 81 | 5 | 24.4025 | 22.5484 | 5 | Dry Ponds | 283 | 20% | 20% | 0.35581 | 0.0168
41 | 4 | 20.2285 | 285 | 41 | 4 | IND | 15.0465 | 1.299 | 22984.638 | 1984.314 | 0.961 | 0.924 | 14.457 | 1.2 | 22084.136 | 1832.828 | 20.2285 | 12.656 | 1.059 | 256.0115 | 21.422 | 0.841 | 0.81549 | 247 | -1 |  |  | 0 |  | 81 | 5 | 24.4025 | 22.5484 | 5 | Dry Ponds | 285 | 20% | 20% | 51.2023 | 4.2844
41 | 8 | 0.00074847 | 288 | 41 | 8 | AGR | 16.0936 | 0.836 | 8344.03 | 433.364 | 0.96 | 0.923 | 15.456 | 0.771 | 8013.183 | 399.822 | 0.00074847 | 13.575 | 0.683 | 0.010161 | 0.00051121 | 0.844 | 0.81685 | 247 | -1 |  |  | 0 |  | 81 | 5 | 24.4025 | 22.5484 | 5 | Dry Ponds | 288 | 20% | 20% | 0.0020321 | 0.00010224
41 | 11 | 0.040651 | 291 | 41 | 11 | FOR | 3.3637 | 0.139 | 1738.258 | 71.607 | 0.961 | 0.923 | 3.231 | 0.128 | 1669.641 | 66.092 | 0.040651 | 2.844 | 0.114 | 0.11561 | 0.0046342 | 0.846 | 0.81972 | 247 | -1 |  |  | 0 |  | 81 | 5 | 24.4025 | 22.5484 | 5 | Dry Ponds | 291 | 20% | 20% | 0.023122 | 0.00092684
41 | 12 | 0.9883 | 292 | 41 | 12 | WAT | 1.0456 | 0.041 | 281.889 | 11.073 | 0.962 | 0.921 | 1.006 | 0.038 | 271.1 | 10.202 | 0.9883 | 0.885 | 0.034 | 0.87465 | 0.033602 | 0.847 | 0.81969 | 247 | -1 |  |  | 0 |  | 81 | 5 | 24.4025 | 22.5484 | 5 | Dry Ponds | 292 | 20% | 20% | 0.17493 | 0.0067205
41 | 13 | 1.113 | 293 | 41 | 13 | WET | 1.0484 | 0.041 | 1567.871 | 61.608 | 0.962 | 0.921 | 1.008 | 0.038 | 1507.852 | 56.766 | 1.113 | 0.888 | 0.034 | 0.98838 | 0.037843 | 0.847 | 0.81976 | 247 | -1 |  |  | 0 |  | 81 | 5 | 24.4025 | 22.5484 | 5 | Dry Ponds | 293 | 20% | 20% | 0.19768 | 0.0075687
41 | 3 | 0.082906 | 284 | 41 | 3 | HDR | 25.4619 | 1.917 | 15674.111 | 1180.15 | 0.961 | 0.923 | 24.461 | 1.77 | 15057.713 | 1089.811 | 0.082906 | 21.44 | 1.565 | 1.7775 | 0.12975 | 0.842 | 0.81633 | 248 | -1 |  |  | 0 |  | 82 | 5 | 1.7877 | 1.7889 | 5 | Dry Ponds | 284 | 20% | 20% | 0.3555 | 0.02595
41 | 4 | 1.706 | 285 | 41 | 4 | IND | 15.0465 | 1.299 | 22984.638 | 1984.314 | 0.961 | 0.924 | 14.457 | 1.2 | 22084.136 | 1832.828 | 1.706 | 12.656 | 1.059 | 21.591 | 1.8066 | 0.841 | 0.81549 | 248 | -1 |  |  | 0 |  | 82 | 5 | 1.7877 | 1.7889 | 5 | Dry Ponds | 285 | 20% | 20% | 4.3182 | 0.36133
41 | 4 | 2.0902 | 285 | 41 | 4 | IND | 15.0465 | 1.299 | 22984.638 | 1984.314 | 0.961 | 0.924 | 14.457 | 1.2 | 22084.136 | 1832.828 | 2.0902 | 12.656 | 1.059 | 26.4531 | 2.2135 | 0.841 | 0.81549 | 249 | -1 |  |  | 0 |  | 83 | 5 | 2.0887 | 2.0902 | 5 | Dry Ponds | 285 | 20% | 20% | 5.2906 | 0.4427
41 | 4 | 0.34271 | 285 | 41 | 4 | IND | 15.0465 | 1.299 | 22984.638 | 1984.314 | 0.961 | 0.924 | 14.457 | 1.2 | 22084.136 | 1832.828 | 0.34271 | 12.656 | 1.059 | 4.3374 | 0.36293 | 0.841 | 0.81549 | 251 | -1 |  |  | 0 |  | 85 | 5 | 0.34248 | 0.34271 | 5 | Dry Ponds | 285 | 20% | 20% | 0.86748 | 0.072587
41 | 1 | 0.28227 | 282 | 41 | 1 | LDR | 6.4645 | 0.301 | 7159.582 | 333.43 | 0.961 | 0.923 | 6.211 | 0.278 | 6878.392 | 307.743 | 0.28227 | 5.446 | 0.246 | 1.5372 | 0.069437 | 0.842 | 0.81555 | 256 | -1 |  |  | 0 |  | 90 | 5 | 0.48275 | 0.48308 | 5 | Dry Ponds | 282 | 20% | 20% | 0.30744 | 0.013887
41 | 2 | 0.085253 | 283 | 41 | 2 | MDR | 11.9201 | 0.582 | 23513.664 | 1147.493 | 0.961 | 0.923 | 11.452 | 0.537 | 22589.972 | 1059.182 | 0.085253 | 10.039 | 0.474 | 0.85586 | 0.04041 | 0.842 | 0.81527 | 256 | -1 |  |  | 0 |  | 90 | 5 | 0.48275 | 0.48308 | 5 | Dry Ponds | 283 | 20% | 20% | 0.17117 | 0.008082
41 | 8 | 0.11556 | 288 | 41 | 8 | AGR | 16.0936 | 0.836 | 8344.03 | 433.364 | 0.96 | 0.923 | 15.456 | 0.771 | 8013.183 | 399.822 | 0.11556 | 13.575 | 0.683 | 1.5688 | 0.07893 | 0.844 | 0.81685 | 256 | -1 |  |  | 0 |  | 90 | 5 | 0.48275 | 0.48308 | 5 | Dry Ponds | 288 | 20% | 20% | 0.31376 | 0.015786
41 | 1 | 2.6558 | 282 | 41 | 1 | LDR | 6.4645 | 0.301 | 7159.582 | 333.43 | 0.961 | 0.923 | 6.211 | 0.278 | 6878.392 | 307.743 | 2.6558 | 5.446 | 0.246 | 14.4634 | 0.65332 | 0.842 | 0.81555 | 257 | -1 |  |  | 0 |  | 91 | 5 | 2.8593 | 2.8612 | 5 | Dry Ponds | 282 | 20% | 20% | 2.8927 | 0.13066
41 | 3 | 0.20544 | 284 | 41 | 3 | HDR | 25.4619 | 1.917 | 15674.111 | 1180.15 | 0.961 | 0.923 | 24.461 | 1.77 | 15057.713 | 1089.811 | 0.20544 | 21.44 | 1.565 | 4.4046 | 0.32151 | 0.842 | 0.81633 | 257 | -1 |  |  | 0 |  | 91 | 5 | 2.8593 | 2.8612 | 5 | Dry Ponds | 284 | 20% | 20% | 0.88093 | 0.064303
38 | 2 | 2.6107 | 248 | 38 | 2 | MDR | 8.5662 | 0.781 | 5390.011 | 491.366 | 0.752 | 0.731 | 6.439 | 0.571 | 4051.586 | 359.418 | 2.6107 | 6.439 | 0.571 | 16.81 | 1.4907 | 0.752 | 0.73147 | 260 | -1 |  |  | 0 |  | 94 | 5 | 4.2812 | 4.2842 | 5 | Dry Ponds | 248 | 20% | 20% | 3.362 | 0.29814
38 | 4 | 0.29554 | 250 | 38 | 4 | IND | 13.0332 | 1.643 | 2693.398 | 339.537 | 0.746 | 0.728 | 9.718 | 1.196 | 2008.316 | 247.156 | 0.29554 | 9.718 | 1.196 | 2.872 | 0.35346 | 0.746 | 0.72792 | 260 | -1 |  |  | 0 |  | 94 | 5 | 4.2812 | 4.2842 | 5 | Dry Ponds | 250 | 20% | 20% | 0.57441 | 0.070693
38 | 11 | 0.34035 | 256 | 38 | 11 | FOR | 1.6256 | 0.124 | 281.493 | 21.55 | 0.772 | 0.759 | 1.255 | 0.094 | 217.292 | 16.357 | 0.34035 | 1.255 | 0.094 | 0.42714 | 0.031993 | 0.772 | 0.759 | 260 | -1 |  |  | 0 |  | 94 | 5 | 4.2812 | 4.2842 | 5 | Dry Ponds | 256 | 20% | 20% | 0.085428 | 0.0063986
38 | 13 | 1.0376 | 258 | 38 | 13 | WET | 6.7199 | 0.666 | 2399.981 | 237.942 | 0.759 | 0.75 | 5.104 | 0.5 | 1822.705 | 178.541 | 1.0376 | 5.104 | 0.5 | 5.296 | 0.51881 | 0.759 | 0.75035 | 260 | -1 |  |  | 0 |  | 94 | 5 | 4.2812 | 4.2842 | 5 | Dry Ponds | 258 | 20% | 20% | 1.0592 | 0.10376
41 | 4 | 0.14267 | 285 | 41 | 4 | IND | 15.0465 | 1.299 | 22984.638 | 1984.314 | 0.961 | 0.924 | 14.457 | 1.2 | 22084.136 | 1832.828 | 0.14267 | 12.656 | 1.059 | 1.8056 | 0.15109 | 0.841 | 0.81549 | 261 | -1 |  |  | 0 |  | 95 | 5 | 0.14257 | 0.14267 | 5 | Dry Ponds | 285 | 20% | 20% | 0.36112 | 0.030217
38 | 1 | 0.0040907 | 247 | 38 | 1 | LDR | 4.4646 | 0.394 | 219.902 | 19.412 | 0.753 | 0.733 | 3.362 | 0.289 | 165.572 | 14.232 | 0.0040907 | 3.362 | 0.289 | 0.013753 | 0.0011822 | 0.753 | 0.73313 | 262 | -1 |  |  | 0 |  | 96 | 5 | 24.391 | 24.4077 | 5 | Dry Ponds | 247 | 20% | 20% | 0.0027506 | 0.00023645
38 | 2 | 0.014348 | 248 | 38 | 2 | MDR | 8.5662 | 0.781 | 5390.011 | 491.366 | 0.752 | 0.731 | 6.439 | 0.571 | 4051.586 | 359.418 | 0.014348 | 6.439 | 0.571 | 0.092388 | 0.0081928 | 0.752 | 0.73147 | 262 | -1 |  |  | 0 |  | 96 | 5 | 24.391 | 24.4077 | 5 | Dry Ponds | 248 | 20% | 20% | 0.018478 | 0.0016386
38 | 4 | 24.3892 | 250 | 38 | 4 | IND | 13.0332 | 1.643 | 2693.398 | 339.537 | 0.746 | 0.728 | 9.718 | 1.196 | 2008.316 | 247.156 | 24.3892 | 9.718 | 1.196 | 237.0145 | 29.1695 | 0.746 | 0.72792 | 262 | -1 |  |  | 0 |  | 96 | 5 | 24.391 | 24.4077 | 5 | Dry Ponds | 250 | 20% | 20% | 47.4029 | 5.8339
38 | 2 | 0.24583 | 248 | 38 | 2 | MDR | 8.5662 | 0.781 | 5390.011 | 491.366 | 0.752 | 0.731 | 6.439 | 0.571 | 4051.586 | 359.418 | 0.24583 | 6.439 | 0.571 | 1.5829 | 0.14037 | 0.752 | 0.73147 | 263 | -1 |  |  | 0 |  | 97 | 5 | 7.2276 | 7.2325 | 5 | Dry Ponds | 248 | 20% | 20% | 0.31658 | 0.028074
38 | 4 | 5.9309 | 250 | 38 | 4 | IND | 13.0332 | 1.643 | 2693.398 | 339.537 | 0.746 | 0.728 | 9.718 | 1.196 | 2008.316 | 247.156 | 5.9309 | 9.718 | 1.196 | 57.6363 | 7.0933 | 0.746 | 0.72792 | 263 | -1 |  |  | 0 |  | 97 | 5 | 7.2276 | 7.2325 | 5 | Dry Ponds | 250 | 20% | 20% | 11.5273 | 1.4187
38 | 10 | 1.0558 | 255 | 38 | 10 | RAN | 2.8596 | 0.226 | 157.374 | 12.414 | 0.763 | 0.746 | 2.182 | 0.168 | 120.107 | 9.267 | 1.0558 | 2.182 | 0.168 | 2.3038 | 0.17738 | 0.763 | 0.74645 | 263 | -1 |  |  | 0 |  | 97 | 5 | 7.2276 | 7.2325 | 5 | Dry Ponds | 255 | 20% | 20% | 0.46077 | 0.035476
38 | 2 | 0.2557 | 248 | 38 | 2 | MDR | 8.5662 | 0.781 | 5390.011 | 491.366 | 0.752 | 0.731 | 6.439 | 0.571 | 4051.586 | 359.418 | 0.2557 | 6.439 | 0.571 | 1.6465 | 0.14601 | 0.752 | 0.73147 | 265 | -1 |  |  | 0 |  | 99 | 5 | 5.8678 | 5.8719 | 5 | Dry Ponds | 248 | 20% | 20% | 0.3293 | 0.029201
38 | 4 | 5.6162 | 250 | 38 | 4 | IND | 13.0332 | 1.643 | 2693.398 | 339.537 | 0.746 | 0.728 | 9.718 | 1.196 | 2008.316 | 247.156 | 5.6162 | 9.718 | 1.196 | 54.5778 | 6.7169 | 0.746 | 0.72792 | 265 | -1 |  |  | 0 |  | 99 | 5 | 5.8678 | 5.8719 | 5 | Dry Ponds | 250 | 20% | 20% | 10.9156 | 1.3434
41 | 4 | 0.048508 | 285 | 41 | 4 | IND | 15.0465 | 1.299 | 22984.638 | 1984.314 | 0.961 | 0.924 | 14.457 | 1.2 | 22084.136 | 1832.828 | 0.048508 | 12.656 | 1.059 | 0.61391 | 0.05137 | 0.841 | 0.81549 | 270 | -1 |  |  | 0 |  | 104 | 5 | 0.23616 | 0.23632 | 5 | Dry Ponds | 285 | 20% | 20% | 0.12278 | 0.010274
41 | 10 | 0.18781 | 290 | 41 | 10 | RAN | 5.062 | 0.211 | 1204.825 | 50.143 | 0.96 | 0.922 | 4.86 | 0.194 | 1156.789 | 46.234 | 0.18781 | 4.268 | 0.172 | 0.80157 | 0.032303 | 0.843 | 0.81592 | 270 | -1 |  |  | 0 |  | 104 | 5 | 0.23616 | 0.23632 | 5 | Dry Ponds | 290 | 20% | 20% | 0.16031 | 0.0064607
38 | 2 | 1.2623 | 248 | 38 | 2 | MDR | 8.5662 | 0.781 | 5390.011 | 491.366 | 0.752 | 0.731 | 6.439 | 0.571 | 4051.586 | 359.418 | 1.2623 | 6.439 | 0.571 | 8.1281 | 0.72079 | 0.752 | 0.73147 | 271 | -1 |  |  | 0 |  | 105 | 5 | 3.1534 | 3.1555 | 5 | Dry Ponds | 248 | 20% | 20% | 1.6256 | 0.14416
38 | 9 | 0.027248 | 254 | 38 | 9 | AGT | 5.3381 | 0.48 | 328.365 | 29.544 | 0.766 | 0.75 | 4.09 | 0.36 | 251.603 | 22.171 | 0.027248 | 4.09 | 0.36 | 0.11144 | 0.0098093 | 0.766 | 0.75046 | 271 | -1 |  |  | 0 |  | 105 | 5 | 3.1534 | 3.1555 | 5 | Dry Ponds | 254 | 20% | 20% | 0.022289 | 0.0019619
41 | 2 | 1.866 | 283 | 41 | 2 | MDR | 11.9201 | 0.582 | 23513.664 | 1147.493 | 0.961 | 0.923 | 11.452 | 0.537 | 22589.972 | 1059.182 | 1.866 | 10.039 | 0.474 | 18.7324 | 0.88447 | 0.842 | 0.81527 | 271 | -1 |  |  | 0 |  | 105 | 5 | 3.1534 | 3.1555 | 5 | Dry Ponds | 283 | 20% | 20% | 3.7465 | 0.17689
41 | 2 | 0.0019893 | 283 | 41 | 2 | MDR | 11.9201 | 0.582 | 23513.664 | 1147.493 | 0.961 | 0.923 | 11.452 | 0.537 | 22589.972 | 1059.182 | 0.0019893 | 10.039 | 0.474 | 0.019971 | 0.00094295 | 0.842 | 0.81527 | 284 | -1 |  |  | 0 |  | 118 | 5 | 0.94713 | 0.63504 | 5 | Dry Ponds | 283 | 20% | 20% | 0.0039942 | 0.00018859
41 | 4 | 0.63305 | 285 | 41 | 4 | IND | 15.0465 | 1.299 | 22984.638 | 1984.314 | 0.961 | 0.924 | 14.457 | 1.2 | 22084.136 | 1832.828 | 0.63305 | 12.656 | 1.059 | 8.0119 | 0.6704 | 0.841 | 0.81549 | 284 | -1 |  |  | 0 |  | 118 | 5 | 0.94713 | 0.63504 | 5 | Dry Ponds | 285 | 20% | 20% | 1.6024 | 0.13408
41 | 4 | 0.58246 | 285 | 41 | 4 | IND | 15.0465 | 1.299 | 22984.638 | 1984.314 | 0.961 | 0.924 | 14.457 | 1.2 | 22084.136 | 1832.828 | 0.58246 | 12.656 | 1.059 | 7.3716 | 0.61682 | 0.841 | 0.81549 | 285 | -1 |  |  | 0 |  | 119 | 5 | 0.58206 | 0.58246 | 5 | Dry Ponds | 285 | 20% | 20% | 1.4743 | 0.12336
41 | 1 | 0.0083076 | 282 | 41 | 1 | LDR | 6.4645 | 0.301 | 7159.582 | 333.43 | 0.961 | 0.923 | 6.211 | 0.278 | 6878.392 | 307.743 | 0.0083076 | 5.446 | 0.246 | 0.045243 | 0.0020437 | 0.842 | 0.81555 | 289 | -1 |  |  | 0 |  | 123 | 5 | 18.2267 | 18.2391 | 5 | Dry Ponds | 282 | 20% | 20% | 0.0090486 | 0.00040873
41 | 2 | 1.3235 | 283 | 41 | 2 | MDR | 11.9201 | 0.582 | 23513.664 | 1147.493 | 0.961 | 0.923 | 11.452 | 0.537 | 22589.972 | 1059.182 | 1.3235 | 10.039 | 0.474 | 13.2868 | 0.62735 | 0.842 | 0.81527 | 289 | -1 |  |  | 0 |  | 123 | 5 | 18.2267 | 18.2391 | 5 | Dry Ponds | 283 | 20% | 20% | 2.6574 | 0.12547
41 | 4 | 13.2632 | 285 | 41 | 4 | IND | 15.0465 | 1.299 | 22984.638 | 1984.314 | 0.961 | 0.924 | 14.457 | 1.2 | 22084.136 | 1832.828 | 13.2632 | 12.656 | 1.059 | 167.8593 | 14.0457 | 0.841 | 0.81549 | 289 | -1 |  |  | 0 |  | 123 | 5 | 18.2267 | 18.2391 | 5 | Dry Ponds | 285 | 20% | 20% | 33.5719 | 2.8091
41 | 10 | 0.82442 | 290 | 41 | 10 | RAN | 5.062 | 0.211 | 1204.825 | 50.143 | 0.96 | 0.922 | 4.86 | 0.194 | 1156.789 | 46.234 | 0.82442 | 4.268 | 0.172 | 3.5186 | 0.1418 | 0.843 | 0.81592 | 289 | -1 |  |  | 0 |  | 123 | 5 | 18.2267 | 18.2391 | 5 | Dry Ponds | 290 | 20% | 20% | 0.70373 | 0.02836
41 | 11 | 0.19289 | 291 | 41 | 11 | FOR | 3.3637 | 0.139 | 1738.258 | 71.607 | 0.961 | 0.923 | 3.231 | 0.128 | 1669.641 | 66.092 | 0.19289 | 2.844 | 0.114 | 0.54858 | 0.021989 | 0.846 | 0.81972 | 289 | -1 |  |  | 0 |  | 123 | 5 | 18.2267 | 18.2391 | 5 | Dry Ponds | 291 | 20% | 20% | 0.10972 | 0.0043979
41 | 13 | 2.6268 | 293 | 41 | 13 | WET | 1.0484 | 0.041 | 1567.871 | 61.608 | 0.962 | 0.921 | 1.008 | 0.038 | 1507.852 | 56.766 | 2.6268 | 0.888 | 0.034 | 2.3326 | 0.089311 | 0.847 | 0.81976 | 289 | -1 |  |  | 0 |  | 123 | 5 | 18.2267 | 18.2391 | 5 | Dry Ponds | 293 | 20% | 20% | 0.46652 | 0.017862
38 | 2 | 0.085939 | 248 | 38 | 2 | MDR | 8.5662 | 0.781 | 5390.011 | 491.366 | 0.752 | 0.731 | 6.439 | 0.571 | 4051.586 | 359.418 | 0.085939 | 6.439 | 0.571 | 0.55336 | 0.049071 | 0.752 | 0.73147 | 301 | -1 |  |  | 0 |  | 135 | 5 | 0.45933 | 0.45965 | 5 | Dry Ponds | 248 | 20% | 20% | 0.11067 | 0.0098142
41 | 1 | 0.37236 | 282 | 41 | 1 | LDR | 6.4645 | 0.301 | 7159.582 | 333.43 | 0.961 | 0.923 | 6.211 | 0.278 | 6878.392 | 307.743 | 0.37236 | 5.446 | 0.246 | 2.0279 | 0.0916 | 0.842 | 0.81555 | 301 | -1 |  |  | 0 |  | 135 | 5 | 0.45933 | 0.45965 | 5 | Dry Ponds | 282 | 20% | 20% | 0.40557 | 0.01832
41 | 2 | 0.0013506 | 283 | 41 | 2 | MDR | 11.9201 | 0.582 | 23513.664 | 1147.493 | 0.961 | 0.923 | 11.452 | 0.537 | 22589.972 | 1059.182 | 0.0013506 | 10.039 | 0.474 | 0.013559 | 0.00064019 | 0.842 | 0.81527 | 301 | -1 |  |  | 0 |  | 135 | 5 | 0.45933 | 0.45965 | 5 | Dry Ponds | 283 | 20% | 20% | 0.0027117 | 0.00012804
38 | 2 | 4.4729 | 248 | 38 | 2 | MDR | 8.5662 | 0.781 | 5390.011 | 491.366 | 0.752 | 0.731 | 6.439 | 0.571 | 4051.586 | 359.418 | 4.4729 | 6.439 | 0.571 | 28.8008 | 2.554 | 0.752 | 0.73147 | 305 | -1 |  |  | 0 |  | 139 | 5 | 8.9989 | 9.0051 | 5 | Dry Ponds | 248 | 20% | 20% | 5.7602 | 0.5108
38 | 4 | 4.4743 | 250 | 38 | 4 | IND | 13.0332 | 1.643 | 2693.398 | 339.537 | 0.746 | 0.728 | 9.718 | 1.196 | 2008.316 | 247.156 | 4.4743 | 9.718 | 1.196 | 43.4809 | 5.3512 | 0.746 | 0.72792 | 305 | -1 |  |  | 0 |  | 139 | 5 | 8.9989 | 9.0051 | 5 | Dry Ponds | 250 | 20% | 20% | 8.6962 | 1.0702
38 | 9 | 0.057964 | 254 | 38 | 9 | AGT | 5.3381 | 0.48 | 328.365 | 29.544 | 0.766 | 0.75 | 4.09 | 0.36 | 251.603 | 22.171 | 0.057964 | 4.09 | 0.36 | 0.23707 | 0.020867 | 0.766 | 0.75046 | 305 | -1 |  |  | 0 |  | 139 | 5 | 8.9989 | 9.0051 | 5 | Dry Ponds | 254 | 20% | 20% | 0.047415 | 0.0041734
41 | 3 | 0.00013666 | 284 | 41 | 3 | HDR | 25.4619 | 1.917 | 15674.111 | 1180.15 | 0.961 | 0.923 | 24.461 | 1.77 | 15057.713 | 1089.811 | 0.00013666 | 21.44 | 1.565 | 0.00293 | 0.00021388 | 0.842 | 0.81633 | 307 | -1 |  |  | 0 |  | 141 | 5 | 0.20213 | 0.0042858 | 5 | Dry Ponds | 284 | 20% | 20% | 0.00058601 | 4.2775e-05
41 | 4 | 0.0041492 | 285 | 41 | 4 | IND | 15.0465 | 1.299 | 22984.638 | 1984.314 | 0.961 | 0.924 | 14.457 | 1.2 | 22084.136 | 1832.828 | 0.0041492 | 12.656 | 1.059 | 0.052512 | 0.004394 | 0.841 | 0.81549 | 307 | -1 |  |  | 0 |  | 141 | 5 | 0.20213 | 0.0042858 | 5 | Dry Ponds | 285 | 20% | 20% | 0.010502 | 0.00087879
41 | 4 | 0.066264 | 285 | 41 | 4 | IND | 15.0465 | 1.299 | 22984.638 | 1984.314 | 0.961 | 0.924 | 14.457 | 1.2 | 22084.136 | 1832.828 | 0.066264 | 12.656 | 1.059 | 0.83864 | 0.070174 | 0.841 | 0.81549 | 309 | -1 |  |  | 0 |  | 143 | 5 | 0.069064 | 0.066264 | 5 | Dry Ponds | 285 | 20% | 20% | 0.16773 | 0.014035
38 | 2 | 0.040865 | 248 | 38 | 2 | MDR | 8.5662 | 0.781 | 5390.011 | 491.366 | 0.752 | 0.731 | 6.439 | 0.571 | 4051.586 | 359.418 | 0.040865 | 6.439 | 0.571 | 0.26313 | 0.023334 | 0.752 | 0.73147 | 310 | -1 |  |  | 0 |  | 144 | 5 | 7.0075 | 7.0123 | 5 | Dry Ponds | 248 | 20% | 20% | 0.052626 | 0.0046668
38 | 4 | 6.9715 | 250 | 38 | 4 | IND | 13.0332 | 1.643 | 2693.398 | 339.537 | 0.746 | 0.728 | 9.718 | 1.196 | 2008.316 | 247.156 | 6.9715 | 9.718 | 1.196 | 67.7487 | 8.3379 | 0.746 | 0.72792 | 310 | -1 |  |  | 0 |  | 144 | 5 | 7.0075 | 7.0123 | 5 | Dry Ponds | 250 | 20% | 20% | 13.5497 | 1.6676
41 | 4 | 0.068442 | 285 | 41 | 4 | IND | 15.0465 | 1.299 | 22984.638 | 1984.314 | 0.961 | 0.924 | 14.457 | 1.2 | 22084.136 | 1832.828 | 0.068442 | 12.656 | 1.059 | 0.86621 | 0.07248 | 0.841 | 0.81549 | 311 | -1 |  |  | 0 |  | 145 | 5 | 0.27671 | 0.2769 | 5 | Dry Ponds | 285 | 20% | 20% | 0.17324 | 0.014496
41 | 11 | 0.20845 | 291 | 41 | 11 | FOR | 3.3637 | 0.139 | 1738.258 | 71.607 | 0.961 | 0.923 | 3.231 | 0.128 | 1669.641 | 66.092 | 0.20845 | 2.844 | 0.114 | 0.59284 | 0.023764 | 0.846 | 0.81972 | 311 | -1 |  |  | 0 |  | 145 | 5 | 0.27671 | 0.2769 | 5 | Dry Ponds | 291 | 20% | 20% | 0.11857 | 0.0047528
38 | 1 | 0.053478 | 247 | 38 | 1 | LDR | 4.4646 | 0.394 | 219.902 | 19.412 | 0.753 | 0.733 | 3.362 | 0.289 | 165.572 | 14.232 | 0.053478 | 3.362 | 0.289 | 0.17979 | 0.015455 | 0.753 | 0.73313 | 312 | -1 |  |  | 0 |  | 146 | 5 | 1.7918 | 1.793 | 5 | Dry Ponds | 247 | 20% | 20% | 0.035959 | 0.003091
41 | 1 | 0.23956 | 282 | 41 | 1 | LDR | 6.4645 | 0.301 | 7159.582 | 333.43 | 0.961 | 0.923 | 6.211 | 0.278 | 6878.392 | 307.743 | 0.23956 | 5.446 | 0.246 | 1.3047 | 0.058933 | 0.842 | 0.81555 | 312 | -1 |  |  | 0 |  | 146 | 5 | 1.7918 | 1.793 | 5 | Dry Ponds | 282 | 20% | 20% | 0.26093 | 0.011787
41 | 2 | 0.0054959 | 283 | 41 | 2 | MDR | 11.9201 | 0.582 | 23513.664 | 1147.493 | 0.961 | 0.923 | 11.452 | 0.537 | 22589.972 | 1059.182 | 0.0054959 | 10.039 | 0.474 | 0.055173 | 0.0026051 | 0.842 | 0.81527 | 312 | -1 |  |  | 0 |  | 146 | 5 | 1.7918 | 1.793 | 5 | Dry Ponds | 283 | 20% | 20% | 0.011035 | 0.00052101
41 | 4 | 1.0008 | 285 | 41 | 4 | IND | 15.0465 | 1.299 | 22984.638 | 1984.314 | 0.961 | 0.924 | 14.457 | 1.2 | 22084.136 | 1832.828 | 1.0008 | 12.656 | 1.059 | 12.6662 | 1.0599 | 0.841 | 0.81549 | 312 | -1 |  |  | 0 |  | 146 | 5 | 1.7918 | 1.793 | 5 | Dry Ponds | 285 | 20% | 20% | 2.5332 | 0.21197
41 | 11 | 0.49365 | 291 | 41 | 11 | FOR | 3.3637 | 0.139 | 1738.258 | 71.607 | 0.961 | 0.923 | 3.231 | 0.128 | 1669.641 | 66.092 | 0.49365 | 2.844 | 0.114 | 1.404 | 0.056277 | 0.846 | 0.81972 | 312 | -1 |  |  | 0 |  | 146 | 5 | 1.7918 | 1.793 | 5 | Dry Ponds | 291 | 20% | 20% | 0.28079 | 0.011255
38 | 2 | 0.33844 | 248 | 38 | 2 | MDR | 8.5662 | 0.781 | 5390.011 | 491.366 | 0.752 | 0.731 | 6.439 | 0.571 | 4051.586 | 359.418 | 0.33844 | 6.439 | 0.571 | 2.1792 | 0.19325 | 0.752 | 0.73147 | 314 | -1 |  |  | 0 |  | 148 | 5 | 0.33821 | 0.33844 | 5 | Dry Ponds | 248 | 20% | 20% | 0.43585 | 0.03865
36 | 1 | 1.5989 | 226 | 36 | 1 | LDR | 4.6704 | 0.433 | 1027.379 | 95.227 | 0.665 | 0.617 | 3.104 | 0.267 | 682.806 | 58.773 | 1.5989 | 3.104 | 0.267 | 4.963 | 0.42691 | 0.665 | 0.61719 | 315 | -1 |  |  | 0 |  | 149 | 5 | 18.8909 | 18.9038 | 5 | Dry Ponds | 226 | 20% | 20% | 0.9926 | 0.085381
36 | 2 | 0.051002 | 227 | 36 | 2 | MDR | 8.7765 | 0.837 | 280.229 | 26.71 | 0.663 | 0.615 | 5.822 | 0.515 | 185.888 | 16.433 | 0.051002 | 5.822 | 0.515 | 0.29693 | 0.026266 | 0.663 | 0.61524 | 315 | -1 |  |  | 0 |  | 149 | 5 | 18.8909 | 18.9038 | 5 | Dry Ponds | 227 | 20% | 20% | 0.059387 | 0.0052532
36 | 11 | 2.435 | 235 | 36 | 11 | FOR | 1.6973 | 0.136 | 456.356 | 36.497 | 0.685 | 0.642 | 1.162 | 0.087 | 312.528 | 23.445 | 2.435 | 1.162 | 0.087 | 2.8295 | 0.21184 | 0.685 | 0.64239 | 315 | -1 |  |  | 0 |  | 149 | 5 | 18.8909 | 18.9038 | 5 | Dry Ponds | 235 | 20% | 20% | 0.56589 | 0.042369
36 | 13 | 12.8634 | 237 | 36 | 13 | WET | 2.5089 | 0.197 | 2607.78 | 205.211 | 0.69 | 0.646 | 1.731 | 0.127 | 1798.721 | 132.5 | 12.8634 | 1.731 | 0.127 | 22.2665 | 1.6337 | 0.69 | 0.64567 | 315 | -1 |  |  | 0 |  | 149 | 5 | 18.8909 | 18.9038 | 5 | Dry Ponds | 237 | 20% | 20% | 4.4533 | 0.32673
37 | 2 | 1.889 | 239 | 37 | 2 | MDR | 9.6056 | 0.896 | 2073.2 | 193.451 | 0.81 | 0.778 | 7.782 | 0.697 | 1679.53 | 150.524 | 1.889 | 7.782 | 0.697 | 14.7004 | 1.3167 | 0.81 | 0.7781 | 315 | -1 |  |  | 0 |  | 149 | 5 | 18.8909 | 18.9038 | 5 | Dry Ponds | 239 | 20% | 20% | 2.9401 | 0.26333
37 | 11 | 0.048491 | 244 | 37 | 11 | FOR | 1.9387 | 0.151 | 164.646 | 12.86 | 0.838 | 0.816 | 1.626 | 0.123 | 138.054 | 10.488 | 0.048491 | 1.626 | 0.123 | 0.078847 | 0.0059644 | 0.838 | 0.81556 | 315 | -1 |  |  | 0 |  | 149 | 5 | 18.8909 | 18.9038 | 5 | Dry Ponds | 244 | 20% | 20% | 0.015769 | 0.0011929
37 | 13 | 0.01803 | 246 | 37 | 13 | WET | 3.5077 | 0.316 | 851.017 | 76.687 | 0.829 | 0.812 | 2.906 | 0.257 | 705.132 | 62.266 | 0.01803 | 2.906 | 0.257 | 0.052394 | 0.0046336 | 0.829 | 0.81195 | 315 | -1 |  |  | 0 |  | 149 | 5 | 18.8909 | 18.9038 | 5 | Dry Ponds | 246 | 20% | 20% | 0.010479 | 0.00092673
37 | 2 | 6.3656 | 239 | 37 | 2 | MDR | 9.6056 | 0.896 | 2073.2 | 193.451 | 0.81 | 0.778 | 7.782 | 0.697 | 1679.53 | 150.524 | 6.3656 | 7.782 | 0.697 | 49.5372 | 4.4368 | 0.81 | 0.7781 | 316 | -1 |  |  | 0 |  | 150 | 5 | 7.9953 | 8.0008 | 5 | Dry Ponds | 239 | 20% | 20% | 9.9074 | 0.88737
37 | 13 | 1.6352 | 246 | 37 | 13 | WET | 3.5077 | 0.316 | 851.017 | 76.687 | 0.829 | 0.812 | 2.906 | 0.257 | 705.132 | 62.266 | 1.6352 | 2.906 | 0.257 | 4.7519 | 0.42024 | 0.829 | 0.81195 | 316 | -1 |  |  | 0 |  | 150 | 5 | 7.9953 | 8.0008 | 5 | Dry Ponds | 246 | 20% | 20% | 0.95037 | 0.084049
41 | 2 | 0.0047756 | 283 | 41 | 2 | MDR | 11.9201 | 0.582 | 23513.664 | 1147.493 | 0.961 | 0.923 | 11.452 | 0.537 | 22589.972 | 1059.182 | 0.0047756 | 10.039 | 0.474 | 0.047942 | 0.0022636 | 0.842 | 0.81527 | 317 | -1 |  |  | 0 |  | 151 | 5 | 0.0047724 | 0.0047756 | 5 | Dry Ponds | 283 | 20% | 20% | 0.0095885 | 0.00045273
39 | 1 | 2.2176 | 259 | 39 | 1 | LDR | 2.8996 | 0.259 | 1035.599 | 92.373 | 1.075 | 1.082 | 3.118 | 0.28 | 1113.717 | 99.953 | 2.2176 | 2.887 | 0.254 | 6.4022 | 0.56327 | 0.996 | 0.98369 | 318 | -1 |  |  | 0 |  | 152 | 5 | 8.1643 | 8.1699 | 5 | Dry Ponds | 259 | 20% | 20% | 1.2804 | 0.11265
39 | 4 | 0.3076 | 262 | 39 | 4 | IND | 9.1209 | 1.105 | 1283.176 | 155.409 | 1.075 | 1.081 | 9.803 | 1.194 | 1379.191 | 167.989 | 0.3076 | 9.077 | 1.086 | 2.7921 | 0.33405 | 0.995 | 0.98268 | 318 | -1 |  |  | 0 |  | 152 | 5 | 8.1643 | 8.1699 | 5 | Dry Ponds | 262 | 20% | 20% | 0.55841 | 0.06681
39 | 10 | 0.04601 | 267 | 39 | 10 | RAN | 1.5738 | 0.121 | 122.792 | 9.427 | 1.074 | 1.083 | 1.69 | 0.131 | 131.882 | 10.206 | 0.04601 | 1.565 | 0.119 | 0.072005 | 0.0054752 | 0.994 | 0.98421 | 318 | -1 |  |  | 0 |  | 152 | 5 | 8.1643 | 8.1699 | 5 | Dry Ponds | 267 | 20% | 20% | 0.014401 | 0.001095
39 | 12 | 0.029142 | 269 | 39 | 12 | WAT | 0.27851 | 0.019 | 88.781 | 6.052 | 1.081 | 1.084 | 0.301 | 0.021 | 95.936 | 6.562 | 0.029142 | 0.279 | 0.019 | 0.0081305 | 0.00055369 | 1.001 | 0.98565 | 318 | -1 |  |  | 0 |  | 152 | 5 | 8.1643 | 8.1699 | 5 | Dry Ponds | 269 | 20% | 20% | 0.0016261 | 0.00011074
41 | 1 | 3.5286 | 282 | 41 | 1 | LDR | 6.4645 | 0.301 | 7159.582 | 333.43 | 0.961 | 0.923 | 6.211 | 0.278 | 6878.392 | 307.743 | 3.5286 | 5.446 | 0.246 | 19.2167 | 0.86803 | 0.842 | 0.81555 | 318 | -1 |  |  | 0 |  | 152 | 5 | 8.1643 | 8.1699 | 5 | Dry Ponds | 282 | 20% | 20% | 3.8433 | 0.17361
41 | 4 | 0.29358 | 285 | 41 | 4 | IND | 15.0465 | 1.299 | 22984.638 | 1984.314 | 0.961 | 0.924 | 14.457 | 1.2 | 22084.136 | 1832.828 | 0.29358 | 12.656 | 1.059 | 3.7156 | 0.31091 | 0.841 | 0.81549 | 318 | -1 |  |  | 0 |  | 152 | 5 | 8.1643 | 8.1699 | 5 | Dry Ponds | 285 | 20% | 20% | 0.74312 | 0.062181
41 | 10 | 0.38232 | 290 | 41 | 10 | RAN | 5.062 | 0.211 | 1204.825 | 50.143 | 0.96 | 0.922 | 4.86 | 0.194 | 1156.789 | 46.234 | 0.38232 | 4.268 | 0.172 | 1.6317 | 0.065759 | 0.843 | 0.81592 | 318 | -1 |  |  | 0 |  | 152 | 5 | 8.1643 | 8.1699 | 5 | Dry Ponds | 290 | 20% | 20% | 0.32635 | 0.013152
41 | 11 | 1.3072 | 291 | 41 | 11 | FOR | 3.3637 | 0.139 | 1738.258 | 71.607 | 0.961 | 0.923 | 3.231 | 0.128 | 1669.641 | 66.092 | 1.3072 | 2.844 | 0.114 | 3.7177 | 0.14902 | 0.846 | 0.81972 | 318 | -1 |  |  | 0 |  | 152 | 5 | 8.1643 | 8.1699 | 5 | Dry Ponds | 291 | 20% | 20% | 0.74354 | 0.029804
41 | 13 | 0.057854 | 293 | 41 | 13 | WET | 1.0484 | 0.041 | 1567.871 | 61.608 | 0.962 | 0.921 | 1.008 | 0.038 | 1507.852 | 56.766 | 0.057854 | 0.888 | 0.034 | 0.051375 | 0.0019671 | 0.847 | 0.81976 | 318 | -1 |  |  | 0 |  | 152 | 5 | 8.1643 | 8.1699 | 5 | Dry Ponds | 293 | 20% | 20% | 0.010275 | 0.00039341
38 | 2 | 0.011675 | 248 | 38 | 2 | MDR | 8.5662 | 0.781 | 5390.011 | 491.366 | 0.752 | 0.731 | 6.439 | 0.571 | 4051.586 | 359.418 | 0.011675 | 6.439 | 0.571 | 0.075175 | 0.0066664 | 0.752 | 0.73147 | 319 | -1 |  |  | 0 |  | 153 | 5 | 1.352 | 1.3529 | 5 | Dry Ponds | 248 | 20% | 20% | 0.015035 | 0.0013333
38 | 11 | 0.94182 | 256 | 38 | 11 | FOR | 1.6256 | 0.124 | 281.493 | 21.55 | 0.772 | 0.759 | 1.255 | 0.094 | 217.292 | 16.357 | 0.94182 | 1.255 | 0.094 | 1.182 | 0.088531 | 0.772 | 0.759 | 319 | -1 |  |  | 0 |  | 153 | 5 | 1.352 | 1.3529 | 5 | Dry Ponds | 256 | 20% | 20% | 0.2364 | 0.017706
38 | 13 | 0.34706 | 258 | 38 | 13 | WET | 6.7199 | 0.666 | 2399.981 | 237.942 | 0.759 | 0.75 | 5.104 | 0.5 | 1822.705 | 178.541 | 0.34706 | 5.104 | 0.5 | 1.7714 | 0.17353 | 0.759 | 0.75035 | 319 | -1 |  |  | 0 |  | 153 | 5 | 1.352 | 1.3529 | 5 | Dry Ponds | 258 | 20% | 20% | 0.35428 | 0.034706
39 | 1 | 0.052356 | 259 | 39 | 1 | LDR | 2.8996 | 0.259 | 1035.599 | 92.373 | 1.075 | 1.082 | 3.118 | 0.28 | 1113.717 | 99.953 | 0.052356 | 2.887 | 0.254 | 0.15115 | 0.013298 | 0.996 | 0.98369 | 319 | -1 |  |  | 0 |  | 153 | 5 | 1.352 | 1.3529 | 5 | Dry Ponds | 259 | 20% | 20% | 0.03023 | 0.0026597
38 | 2 | 12.3338 | 248 | 38 | 2 | MDR | 8.5662 | 0.781 | 5390.011 | 491.366 | 0.752 | 0.731 | 6.439 | 0.571 | 4051.586 | 359.418 | 12.3338 | 6.439 | 0.571 | 79.4175 | 7.0426 | 0.752 | 0.73147 | 320 | -1 |  |  | 0 |  | 154 | 5 | 14.3624 | 14.3723 | 5 | Dry Ponds | 248 | 20% | 20% | 15.8835 | 1.4085
38 | 4 | 0.20322 | 250 | 38 | 4 | IND | 13.0332 | 1.643 | 2693.398 | 339.537 | 0.746 | 0.728 | 9.718 | 1.196 | 2008.316 | 247.156 | 0.20322 | 9.718 | 1.196 | 1.9749 | 0.24305 | 0.746 | 0.72792 | 320 | -1 |  |  | 0 |  | 154 | 5 | 14.3624 | 14.3723 | 5 | Dry Ponds | 250 | 20% | 20% | 0.39498 | 0.04861
38 | 13 | 0.99426 | 258 | 38 | 13 | WET | 6.7199 | 0.666 | 2399.981 | 237.942 | 0.759 | 0.75 | 5.104 | 0.5 | 1822.705 | 178.541 | 0.99426 | 5.104 | 0.5 | 5.0747 | 0.49713 | 0.759 | 0.75035 | 320 | -1 |  |  | 0 |  | 154 | 5 | 14.3624 | 14.3723 | 5 | Dry Ponds | 258 | 20% | 20% | 1.0149 | 0.099426
41 | 2 | 0.80646 | 283 | 41 | 2 | MDR | 11.9201 | 0.582 | 23513.664 | 1147.493 | 0.961 | 0.923 | 11.452 | 0.537 | 22589.972 | 1059.182 | 0.80646 | 10.039 | 0.474 | 8.096 | 0.38226 | 0.842 | 0.81527 | 320 | -1 |  |  | 0 |  | 154 | 5 | 14.3624 | 14.3723 | 5 | Dry Ponds | 283 | 20% | 20% | 1.6192 | 0.076452
41 | 11 | 0.034486 | 291 | 41 | 11 | FOR | 3.3637 | 0.139 | 1738.258 | 71.607 | 0.961 | 0.923 | 3.231 | 0.128 | 1669.641 | 66.092 | 0.034486 | 2.844 | 0.114 | 0.098079 | 0.0039315 | 0.846 | 0.81972 | 320 | -1 |  |  | 0 |  | 154 | 5 | 14.3624 | 14.3723 | 5 | Dry Ponds | 291 | 20% | 20% | 0.019616 | 0.00078629
38 | 2 | 1.1305 | 248 | 38 | 2 | MDR | 8.5662 | 0.781 | 5390.011 | 491.366 | 0.752 | 0.731 | 6.439 | 0.571 | 4051.586 | 359.418 | 1.1305 | 6.439 | 0.571 | 7.279 | 0.64549 | 0.752 | 0.73147 | 321 | -1 |  |  | 0 |  | 155 | 5 | 1.1297 | 1.1305 | 5 | Dry Ponds | 248 | 20% | 20% | 1.4558 | 0.1291
38 | 4 | 0.4492 | 250 | 38 | 4 | IND | 13.0332 | 1.643 | 2693.398 | 339.537 | 0.746 | 0.728 | 9.718 | 1.196 | 2008.316 | 247.156 | 0.4492 | 9.718 | 1.196 | 4.3653 | 0.53724 | 0.746 | 0.72792 | 322 | -1 |  |  | 0 |  | 156 | 5 | 0.44889 | 0.4492 | 5 | Dry Ponds | 250 | 20% | 20% | 0.87306 | 0.10745
38 | 2 | 0.0024666 | 248 | 38 | 2 | MDR | 8.5662 | 0.781 | 5390.011 | 491.366 | 0.752 | 0.731 | 6.439 | 0.571 | 4051.586 | 359.418 | 0.0024666 | 6.439 | 0.571 | 0.015882 | 0.0014084 | 0.752 | 0.73147 | 323 | -1 |  |  | 0 |  | 157 | 5 | 0.46882 | 0.46914 | 5 | Dry Ponds | 248 | 20% | 20% | 0.0031765 | 0.00028169
38 | 4 | 0.46667 | 250 | 38 | 4 | IND | 13.0332 | 1.643 | 2693.398 | 339.537 | 0.746 | 0.728 | 9.718 | 1.196 | 2008.316 | 247.156 | 0.46667 | 9.718 | 1.196 | 4.5351 | 0.55814 | 0.746 | 0.72792 | 323 | -1 |  |  | 0 |  | 157 | 5 | 0.46882 | 0.46914 | 5 | Dry Ponds | 250 | 20% | 20% | 0.90702 | 0.11163
38 | 4 | 3.1197 | 250 | 38 | 4 | IND | 13.0332 | 1.643 | 2693.398 | 339.537 | 0.746 | 0.728 | 9.718 | 1.196 | 2008.316 | 247.156 | 3.1197 | 9.718 | 1.196 | 30.3171 | 3.7311 | 0.746 | 0.72792 | 324 | -1 |  |  | 0 |  | 158 | 5 | 3.1176 | 3.1197 | 5 | Dry Ponds | 250 | 20% | 20% | 6.0634 | 0.74623
38 | 4 | 0.19882 | 250 | 38 | 4 | IND | 13.0332 | 1.643 | 2693.398 | 339.537 | 0.746 | 0.728 | 9.718 | 1.196 | 2008.316 | 247.156 | 0.19882 | 9.718 | 1.196 | 1.9321 | 0.23779 | 0.746 | 0.72792 | 325 | -1 |  |  | 0 |  | 159 | 5 | 0.50542 | 0.50577 | 5 | Dry Ponds | 250 | 20% | 20% | 0.38642 | 0.047557
38 | 6 | 0.28016 | 251 | 38 | 6 | OPE | 4.1351 | 0.351 | 66.1 | 5.607 | 0.757 | 0.739 | 3.13 | 0.259 | 50.026 | 4.141 | 0.28016 | 3.13 | 0.259 | 0.87689 | 0.072561 | 0.757 | 0.73853 | 325 | -1 |  |  | 0 |  | 159 | 5 | 0.50542 | 0.50577 | 5 | Dry Ponds | 251 | 20% | 20% | 0.17538 | 0.014512
38 | 13 | 0.026795 | 258 | 38 | 13 | WET | 6.7199 | 0.666 | 2399.981 | 237.942 | 0.759 | 0.75 | 5.104 | 0.5 | 1822.705 | 178.541 | 0.026795 | 5.104 | 0.5 | 0.13676 | 0.013398 | 0.759 | 0.75035 | 325 | -1 |  |  | 0 |  | 159 | 5 | 0.50542 | 0.50577 | 5 | Dry Ponds | 258 | 20% | 20% | 0.027352 | 0.0026795
38 | 2 | 0.061038 | 248 | 38 | 2 | MDR | 8.5662 | 0.781 | 5390.011 | 491.366 | 0.752 | 0.731 | 6.439 | 0.571 | 4051.586 | 359.418 | 0.061038 | 6.439 | 0.571 | 0.39302 | 0.034852 | 0.752 | 0.73147 | 326 | -1 |  |  | 0 |  | 160 | 5 | 0.060996 | 0.061038 | 5 | Dry Ponds | 248 | 20% | 20% | 0.078604 | 0.0069705
38 | 11 | 0.018274 | 256 | 38 | 11 | FOR | 1.6256 | 0.124 | 281.493 | 21.55 | 0.772 | 0.759 | 1.255 | 0.094 | 217.292 | 16.357 | 0.018274 | 1.255 | 0.094 | 0.022934 | 0.0017178 | 0.772 | 0.759 | 327 | -1 |  |  | 0 |  | 161 | 5 | 0.022607 | 0.022623 | 5 | Dry Ponds | 256 | 20% | 20% | 0.0045868 | 0.00034356
38 | 13 | 0.0043486 | 258 | 38 | 13 | WET | 6.7199 | 0.666 | 2399.981 | 237.942 | 0.759 | 0.75 | 5.104 | 0.5 | 1822.705 | 178.541 | 0.0043486 | 5.104 | 0.5 | 0.022195 | 0.0021743 | 0.759 | 0.75035 | 327 | -1 |  |  | 0 |  | 161 | 5 | 0.022607 | 0.022623 | 5 | Dry Ponds | 258 | 20% | 20% | 0.0044391 | 0.00043486
39 | 11 | 0.0019409 | 268 | 39 | 11 | FOR | 0.99237 | 0.07 | 385.77 | 27.224 | 1.075 | 1.083 | 1.067 | 0.076 | 414.895 | 29.493 | 0.0019409 | 0.988 | 0.069 | 0.0019177 | 0.00013392 | 0.996 | 0.98485 | 328 | -1 |  |  | 0 |  | 162 | 5 | 0.22661 | 0.22677 | 5 | Dry Ponds | 268 | 20% | 20% | 0.00038353 | 2.6785e-05
39 | 13 | 0.032265 | 270 | 39 | 13 | WET | 2.4147 | 0.224 | 8471.903 | 784.954 | 1.082 | 1.085 | 2.613 | 0.243 | 9167.141 | 851.506 | 0.032265 | 2.419 | 0.221 | 0.07805 | 0.0071306 | 1.002 | 0.98617 | 328 | -1 |  |  | 0 |  | 162 | 5 | 0.22661 | 0.22677 | 5 | Dry Ponds | 270 | 20% | 20% | 0.01561 | 0.0014261
41 | 1 | 0.16598 | 282 | 41 | 1 | LDR | 6.4645 | 0.301 | 7159.582 | 333.43 | 0.961 | 0.923 | 6.211 | 0.278 | 6878.392 | 307.743 | 0.16598 | 5.446 | 0.246 | 0.90392 | 0.040831 | 0.842 | 0.81555 | 328 | -1 |  |  | 0 |  | 162 | 5 | 0.22661 | 0.22677 | 5 | Dry Ponds | 282 | 20% | 20% | 0.18078 | 0.0081662
41 | 2 | 0.026526 | 283 | 41 | 2 | MDR | 11.9201 | 0.582 | 23513.664 | 1147.493 | 0.961 | 0.923 | 11.452 | 0.537 | 22589.972 | 1059.182 | 0.026526 | 10.039 | 0.474 | 0.26629 | 0.012573 | 0.842 | 0.81527 | 328 | -1 |  |  | 0 |  | 162 | 5 | 0.22661 | 0.22677 | 5 | Dry Ponds | 283 | 20% | 20% | 0.053259 | 0.0025147
41 | 4 | 5.725e-05 | 285 | 41 | 4 | IND | 15.0465 | 1.299 | 22984.638 | 1984.314 | 0.961 | 0.924 | 14.457 | 1.2 | 22084.136 | 1832.828 | 5.725e-05 | 12.656 | 1.059 | 0.00072456 | 6.0628e-05 | 0.841 | 0.81549 | 328 | -1 |  |  | 0 |  | 162 | 5 | 0.22661 | 0.22677 | 5 | Dry Ponds | 285 | 20% | 20% | 0.00014491 | 1.2126e-05
39 | 2 | 0.11523 | 260 | 39 | 2 | MDR | 5.5159 | 0.507 | 1488.242 | 136.786 | 1.075 | 1.082 | 5.931 | 0.548 | 1600.239 | 147.975 | 0.11523 | 5.492 | 0.499 | 0.63287 | 0.057502 | 0.996 | 0.98346 | 329 | -1 |  |  | 0 |  | 163 | 5 | 0.30503 | 0.30524 | 5 | Dry Ponds | 260 | 20% | 20% | 0.12657 | 0.0115
39 | 11 | 0.012488 | 268 | 39 | 11 | FOR | 0.99237 | 0.07 | 385.77 | 27.224 | 1.075 | 1.083 | 1.067 | 0.076 | 414.895 | 29.493 | 0.012488 | 0.988 | 0.069 | 0.012338 | 0.00086167 | 0.996 | 0.98485 | 329 | -1 |  |  | 0 |  | 163 | 5 | 0.30503 | 0.30524 | 5 | Dry Ponds | 268 | 20% | 20% | 0.0024676 | 0.00017233
39 | 13 | 0.17751 | 270 | 39 | 13 | WET | 2.4147 | 0.224 | 8471.903 | 784.954 | 1.082 | 1.085 | 2.613 | 0.243 | 9167.141 | 851.506 | 0.17751 | 2.419 | 0.221 | 0.42941 | 0.039231 | 1.002 | 0.98617 | 329 | -1 |  |  | 0 |  | 163 | 5 | 0.30503 | 0.30524 | 5 | Dry Ponds | 270 | 20% | 20% | 0.085881 | 0.0078461
38 | 11 | 0.20195 | 256 | 38 | 11 | FOR | 1.6256 | 0.124 | 281.493 | 21.55 | 0.772 | 0.759 | 1.255 | 0.094 | 217.292 | 16.357 | 0.20195 | 1.255 | 0.094 | 0.25345 | 0.018983 | 0.772 | 0.759 | 330 | -1 |  |  | 0 |  | 164 | 5 | 0.20181 | 0.20195 | 5 | Dry Ponds | 256 | 20% | 20% | 0.050689 | 0.0037967
38 | 3 | 0.41537 | 249 | 38 | 3 | HDR | 18.6003 | 2.134 | 470.588 | 54.001 | 0.751 | 0.735 | 13.977 | 1.568 | 353.613 | 39.681 | 0.41537 | 13.977 | 1.568 | 5.8056 | 0.6513 | 0.751 | 0.73482 | 331 | -1 |  |  | 0 |  | 165 | 5 | 0.41509 | 0.41537 | 5 | Dry Ponds | 249 | 20% | 20% | 1.1611 | 0.13026
38 | 3 | 0.014251 | 249 | 38 | 3 | HDR | 18.6003 | 2.134 | 470.588 | 54.001 | 0.751 | 0.735 | 13.977 | 1.568 | 353.613 | 39.681 | 0.014251 | 13.977 | 1.568 | 0.19919 | 0.022346 | 0.751 | 0.73482 | 332 | -1 |  |  | 0 |  | 166 | 5 | 0.029509 | 0.029529 | 5 | Dry Ponds | 249 | 20% | 20% | 0.039838 | 0.0044693
38 | 4 | 0.0027763 | 250 | 38 | 4 | IND | 13.0332 | 1.643 | 2693.398 | 339.537 | 0.746 | 0.728 | 9.718 | 1.196 | 2008.316 | 247.156 | 0.0027763 | 9.718 | 1.196 | 0.02698 | 0.0033205 | 0.746 | 0.72792 | 332 | -1 |  |  | 0 |  | 166 | 5 | 0.029509 | 0.029529 | 5 | Dry Ponds | 250 | 20% | 20% | 0.0053961 | 0.0006641
38 | 10 | 0.010989 | 255 | 38 | 10 | RAN | 2.8596 | 0.226 | 157.374 | 12.414 | 0.763 | 0.746 | 2.182 | 0.168 | 120.107 | 9.267 | 0.010989 | 2.182 | 0.168 | 0.023978 | 0.0018461 | 0.763 | 0.74645 | 332 | -1 |  |  | 0 |  | 166 | 5 | 0.029509 | 0.029529 | 5 | Dry Ponds | 255 | 20% | 20% | 0.0047956 | 0.00036923
38 | 13 | 0.0015124 | 258 | 38 | 13 | WET | 6.7199 | 0.666 | 2399.981 | 237.942 | 0.759 | 0.75 | 5.104 | 0.5 | 1822.705 | 178.541 | 0.0015124 | 5.104 | 0.5 | 0.0077194 | 0.00075621 | 0.759 | 0.75035 | 332 | -1 |  |  | 0 |  | 166 | 5 | 0.029509 | 0.029529 | 5 | Dry Ponds | 258 | 20% | 20% | 0.0015439 | 0.00015124
37 | 2 | 0.49379 | 239 | 37 | 2 | MDR | 9.6056 | 0.896 | 2073.2 | 193.451 | 0.81 | 0.778 | 7.782 | 0.697 | 1679.53 | 150.524 | 0.49379 | 7.782 | 0.697 | 3.8427 | 0.34417 | 0.81 | 0.7781 | 333 | -1 |  |  | 0 |  | 167 | 5 | 0.65109 | 0.65154 | 5 | Dry Ponds | 239 | 20% | 20% | 0.76853 | 0.068834
37 | 13 | 0.15775 | 246 | 37 | 13 | WET | 3.5077 | 0.316 | 851.017 | 76.687 | 0.829 | 0.812 | 2.906 | 0.257 | 705.132 | 62.266 | 0.15775 | 2.906 | 0.257 | 0.45842 | 0.040542 | 0.829 | 0.81195 | 333 | -1 |  |  | 0 |  | 167 | 5 | 0.65109 | 0.65154 | 5 | Dry Ponds | 246 | 20% | 20% | 0.091685 | 0.0081084
38 | 4 | 0.020127 | 250 | 38 | 4 | IND | 13.0332 | 1.643 | 2693.398 | 339.537 | 0.746 | 0.728 | 9.718 | 1.196 | 2008.316 | 247.156 | 0.020127 | 9.718 | 1.196 | 0.1956 | 0.024072 | 0.746 | 0.72792 | 334 | -1 |  |  | 0 |  | 168 | 5 | 0.75007 | 0.75058 | 5 | Dry Ponds | 250 | 20% | 20% | 0.03912 | 0.0048145
38 | 10 | 0.10091 | 255 | 38 | 10 | RAN | 2.8596 | 0.226 | 157.374 | 12.414 | 0.763 | 0.746 | 2.182 | 0.168 | 120.107 | 9.267 | 0.10091 | 2.182 | 0.168 | 0.22018 | 0.016953 | 0.763 | 0.74645 | 334 | -1 |  |  | 0 |  | 168 | 5 | 0.75007 | 0.75058 | 5 | Dry Ponds | 255 | 20% | 20% | 0.044037 | 0.0033905
38 | 13 | 0.59642 | 258 | 38 | 13 | WET | 6.7199 | 0.666 | 2399.981 | 237.942 | 0.759 | 0.75 | 5.104 | 0.5 | 1822.705 | 178.541 | 0.59642 | 5.104 | 0.5 | 3.0441 | 0.29821 | 0.759 | 0.75035 | 334 | -1 |  |  | 0 |  | 168 | 5 | 0.75007 | 0.75058 | 5 | Dry Ponds | 258 | 20% | 20% | 0.60882 | 0.059642
41 | 4 | 0.033125 | 285 | 41 | 4 | IND | 15.0465 | 1.299 | 22984.638 | 1984.314 | 0.961 | 0.924 | 14.457 | 1.2 | 22084.136 | 1832.828 | 0.033125 | 12.656 | 1.059 | 0.41924 | 0.03508 | 0.841 | 0.81549 | 334 | -1 |  |  | 0 |  | 168 | 5 | 0.75007 | 0.75058 | 5 | Dry Ponds | 285 | 20% | 20% | 0.083847 | 0.007016
38 | 10 | 0.084193 | 255 | 38 | 10 | RAN | 2.8596 | 0.226 | 157.374 | 12.414 | 0.763 | 0.746 | 2.182 | 0.168 | 120.107 | 9.267 | 0.084193 | 2.182 | 0.168 | 0.18371 | 0.014144 | 0.763 | 0.74645 | 335 | -1 |  |  | 0 |  | 169 | 5 | 0.16216 | 0.16227 | 5 | Dry Ponds | 255 | 20% | 20% | 0.036742 | 0.0028289
41 | 4 | 0.0087469 | 285 | 41 | 4 | IND | 15.0465 | 1.299 | 22984.638 | 1984.314 | 0.961 | 0.924 | 14.457 | 1.2 | 22084.136 | 1832.828 | 0.0087469 | 12.656 | 1.059 | 0.1107 | 0.009263 | 0.841 | 0.81549 | 335 | -1 |  |  | 0 |  | 169 | 5 | 0.16216 | 0.16227 | 5 | Dry Ponds | 285 | 20% | 20% | 0.02214 | 0.0018526
41 | 10 | 0.06933 | 290 | 41 | 10 | RAN | 5.062 | 0.211 | 1204.825 | 50.143 | 0.96 | 0.922 | 4.86 | 0.194 | 1156.789 | 46.234 | 0.06933 | 4.268 | 0.172 | 0.2959 | 0.011925 | 0.843 | 0.81592 | 335 | -1 |  |  | 0 |  | 169 | 5 | 0.16216 | 0.16227 | 5 | Dry Ponds | 290 | 20% | 20% | 0.05918 | 0.002385
38 | 2 | 8.6197 | 248 | 38 | 2 | MDR | 8.5662 | 0.781 | 5390.011 | 491.366 | 0.752 | 0.731 | 6.439 | 0.571 | 4051.586 | 359.418 | 8.6197 | 6.439 | 0.571 | 55.5025 | 4.9219 | 0.752 | 0.73147 | 336 | -1 |  |  | 0 |  | 170 | 5 | 9.7509 | 9.7576 | 5 | Dry Ponds | 248 | 20% | 20% | 11.1005 | 0.98437
38 | 13 | 1.1378 | 258 | 38 | 13 | WET | 6.7199 | 0.666 | 2399.981 | 237.942 | 0.759 | 0.75 | 5.104 | 0.5 | 1822.705 | 178.541 | 1.1378 | 5.104 | 0.5 | 5.8075 | 0.56892 | 0.759 | 0.75035 | 336 | -1 |  |  | 0 |  | 170 | 5 | 9.7509 | 9.7576 | 5 | Dry Ponds | 258 | 20% | 20% | 1.1615 | 0.11378
37 | 2 | 1.0084 | 239 | 37 | 2 | MDR | 9.6056 | 0.896 | 2073.2 | 193.451 | 0.81 | 0.778 | 7.782 | 0.697 | 1679.53 | 150.524 | 1.0084 | 7.782 | 0.697 | 7.8475 | 0.70286 | 0.81 | 0.7781 | 337 | -1 |  |  | 0 |  | 171 | 5 | 1.1777 | 1.1785 | 5 | Dry Ponds | 239 | 20% | 20% | 1.5695 | 0.14057
38 | 2 | 0.16054 | 248 | 38 | 2 | MDR | 8.5662 | 0.781 | 5390.011 | 491.366 | 0.752 | 0.731 | 6.439 | 0.571 | 4051.586 | 359.418 | 0.16054 | 6.439 | 0.571 | 1.0337 | 0.09167 | 0.752 | 0.73147 | 337 | -1 |  |  | 0 |  | 171 | 5 | 1.1777 | 1.1785 | 5 | Dry Ponds | 248 | 20% | 20% | 0.20675 | 0.018334
38 | 9 | 0.0095726 | 254 | 38 | 9 | AGT | 5.3381 | 0.48 | 328.365 | 29.544 | 0.766 | 0.75 | 4.09 | 0.36 | 251.603 | 22.171 | 0.0095726 | 4.09 | 0.36 | 0.039152 | 0.0034461 | 0.766 | 0.75046 | 337 | -1 |  |  | 0 |  | 171 | 5 | 1.1777 | 1.1785 | 5 | Dry Ponds | 254 | 20% | 20% | 0.0078304 | 0.00068923
38 | 1 | 0.012245 | 247 | 38 | 1 | LDR | 4.4646 | 0.394 | 219.902 | 19.412 | 0.753 | 0.733 | 3.362 | 0.289 | 165.572 | 14.232 | 0.012245 | 3.362 | 0.289 | 0.041166 | 0.0035387 | 0.753 | 0.73313 | 338 | -1 |  |  | 0 |  | 172 | 5 | 0.52401 | 0.52436 | 5 | Dry Ponds | 247 | 20% | 20% | 0.0082332 | 0.00070774
38 | 2 | 0.33182 | 248 | 38 | 2 | MDR | 8.5662 | 0.781 | 5390.011 | 491.366 | 0.752 | 0.731 | 6.439 | 0.571 | 4051.586 | 359.418 | 0.33182 | 6.439 | 0.571 | 2.1366 | 0.18947 | 0.752 | 0.73147 | 338 | -1 |  |  | 0 |  | 172 | 5 | 0.52401 | 0.52436 | 5 | Dry Ponds | 248 | 20% | 20% | 0.42731 | 0.037893
38 | 13 | 0.1803 | 258 | 38 | 13 | WET | 6.7199 | 0.666 | 2399.981 | 237.942 | 0.759 | 0.75 | 5.104 | 0.5 | 1822.705 | 178.541 | 0.1803 | 5.104 | 0.5 | 0.92027 | 0.090151 | 0.759 | 0.75035 | 338 | -1 |  |  | 0 |  | 172 | 5 | 0.52401 | 0.52436 | 5 | Dry Ponds | 258 | 20% | 20% | 0.18405 | 0.01803
38 | 2 | 0.043406 | 248 | 38 | 2 | MDR | 8.5662 | 0.781 | 5390.011 | 491.366 | 0.752 | 0.731 | 6.439 | 0.571 | 4051.586 | 359.418 | 0.043406 | 6.439 | 0.571 | 0.27949 | 0.024785 | 0.752 | 0.73147 | 339 | -1 |  |  | 0 |  | 173 | 5 | 0.75472 | 0.75523 | 5 | Dry Ponds | 248 | 20% | 20% | 0.055899 | 0.004957
38 | 4 | 0.19834 | 250 | 38 | 4 | IND | 13.0332 | 1.643 | 2693.398 | 339.537 | 0.746 | 0.728 | 9.718 | 1.196 | 2008.316 | 247.156 | 0.19834 | 9.718 | 1.196 | 1.9275 | 0.23722 | 0.746 | 0.72792 | 339 | -1 |  |  | 0 |  | 173 | 5 | 0.75472 | 0.75523 | 5 | Dry Ponds | 250 | 20% | 20% | 0.3855 | 0.047443
38 | 13 | 0.51348 | 258 | 38 | 13 | WET | 6.7199 | 0.666 | 2399.981 | 237.942 | 0.759 | 0.75 | 5.104 | 0.5 | 1822.705 | 178.541 | 0.51348 | 5.104 | 0.5 | 2.6208 | 0.25674 | 0.759 | 0.75035 | 339 | -1 |  |  | 0 |  | 173 | 5 | 0.75472 | 0.75523 | 5 | Dry Ponds | 258 | 20% | 20% | 0.52417 | 0.051348
41 | 1 | 0.016106 | 282 | 41 | 1 | LDR | 6.4645 | 0.301 | 7159.582 | 333.43 | 0.961 | 0.923 | 6.211 | 0.278 | 6878.392 | 307.743 | 0.016106 | 5.446 | 0.246 | 0.087712 | 0.003962 | 0.842 | 0.81555 | 340 | -1 |  |  | 0 |  | 174 | 5 | 3.1367 | 3.1388 | 5 | Dry Ponds | 282 | 20% | 20% | 0.017542 | 0.0007924
41 | 2 | 2.9403 | 283 | 41 | 2 | MDR | 11.9201 | 0.582 | 23513.664 | 1147.493 | 0.961 | 0.923 | 11.452 | 0.537 | 22589.972 | 1059.182 | 2.9403 | 10.039 | 0.474 | 29.5173 | 1.3937 | 0.842 | 0.81527 | 340 | -1 |  |  | 0 |  | 174 | 5 | 3.1367 | 3.1388 | 5 | Dry Ponds | 283 | 20% | 20% | 5.9035 | 0.27874
41 | 11 | 0.18247 | 291 | 41 | 11 | FOR | 3.3637 | 0.139 | 1738.258 | 71.607 | 0.961 | 0.923 | 3.231 | 0.128 | 1669.641 | 66.092 | 0.18247 | 2.844 | 0.114 | 0.51895 | 0.020802 | 0.846 | 0.81972 | 340 | -1 |  |  | 0 |  | 174 | 5 | 3.1367 | 3.1388 | 5 | Dry Ponds | 291 | 20% | 20% | 0.10379 | 0.0041604
38 | 4 | 0.036529 | 250 | 38 | 4 | IND | 13.0332 | 1.643 | 2693.398 | 339.537 | 0.746 | 0.728 | 9.718 | 1.196 | 2008.316 | 247.156 | 0.036529 | 9.718 | 1.196 | 0.35499 | 0.043688 | 0.746 | 0.72792 | 341 | -1 |  |  | 0 |  | 175 | 5 | 0.036504 | 0.036529 | 5 | Dry Ponds | 250 | 20% | 20% | 0.070997 | 0.0087377
41 | 2 | 0.005338 | 283 | 41 | 2 | MDR | 11.9201 | 0.582 | 23513.664 | 1147.493 | 0.961 | 0.923 | 11.452 | 0.537 | 22589.972 | 1059.182 | 0.005338 | 10.039 | 0.474 | 0.053588 | 0.0025302 | 0.842 | 0.81527 | 342 | -1 |  |  | 0 |  | 176 | 5 | 0.0053343 | 0.005338 | 5 | Dry Ponds | 283 | 20% | 20% | 0.010718 | 0.00050604
38 | 2 | 0.086283 | 248 | 38 | 2 | MDR | 8.5662 | 0.781 | 5390.011 | 491.366 | 0.752 | 0.731 | 6.439 | 0.571 | 4051.586 | 359.418 | 0.086283 | 6.439 | 0.571 | 0.55558 | 0.049268 | 0.752 | 0.73147 | 343 | -1 |  |  | 0 |  | 177 | 5 | 0.53047 | 0.53084 | 5 | Dry Ponds | 248 | 20% | 20% | 0.11112 | 0.0098536
38 | 4 | 0.19804 | 250 | 38 | 4 | IND | 13.0332 | 1.643 | 2693.398 | 339.537 | 0.746 | 0.728 | 9.718 | 1.196 | 2008.316 | 247.156 | 0.19804 | 9.718 | 1.196 | 1.9245 | 0.23685 | 0.746 | 0.72792 | 343 | -1 |  |  | 0 |  | 177 | 5 | 0.53047 | 0.53084 | 5 | Dry Ponds | 250 | 20% | 20% | 0.38491 | 0.047371
41 | 2 | 0.069356 | 283 | 41 | 2 | MDR | 11.9201 | 0.582 | 23513.664 | 1147.493 | 0.961 | 0.923 | 11.452 | 0.537 | 22589.972 | 1059.182 | 0.069356 | 10.039 | 0.474 | 0.69626 | 0.032875 | 0.842 | 0.81527 | 343 | -1 |  |  | 0 |  | 177 | 5 | 0.53047 | 0.53084 | 5 | Dry Ponds | 283 | 20% | 20% | 0.13925 | 0.0065749
41 | 4 | 0.16621 | 285 | 41 | 4 | IND | 15.0465 | 1.299 | 22984.638 | 1984.314 | 0.961 | 0.924 | 14.457 | 1.2 | 22084.136 | 1832.828 | 0.16621 | 12.656 | 1.059 | 2.1036 | 0.17602 | 0.841 | 0.81549 | 343 | -1 |  |  | 0 |  | 177 | 5 | 0.53047 | 0.53084 | 5 | Dry Ponds | 285 | 20% | 20% | 0.42072 | 0.035204
41 | 11 | 0.010945 | 291 | 41 | 11 | FOR | 3.3637 | 0.139 | 1738.258 | 71.607 | 0.961 | 0.923 | 3.231 | 0.128 | 1669.641 | 66.092 | 0.010945 | 2.844 | 0.114 | 0.031128 | 0.0012478 | 0.846 | 0.81972 | 343 | -1 |  |  | 0 |  | 177 | 5 | 0.53047 | 0.53084 | 5 | Dry Ponds | 291 | 20% | 20% | 0.0062256 | 0.00024955
38 | 2 | 0.003451 | 248 | 38 | 2 | MDR | 8.5662 | 0.781 | 5390.011 | 491.366 | 0.752 | 0.731 | 6.439 | 0.571 | 4051.586 | 359.418 | 0.003451 | 6.439 | 0.571 | 0.022221 | 0.0019705 | 0.752 | 0.73147 | 344 | -1 |  |  | 0 |  | 178 | 5 | 0.0034487 | 0.003451 | 5 | Dry Ponds | 248 | 20% | 20% | 0.0044443 | 0.00039411
36 | 1 | 0.29381 | 226 | 36 | 1 | LDR | 4.6704 | 0.433 | 1027.379 | 95.227 | 0.665 | 0.617 | 3.104 | 0.267 | 682.806 | 58.773 | 0.29381 | 3.104 | 0.267 | 0.91198 | 0.078446 | 0.665 | 0.61719 | 345 | -1 |  |  | 0 |  | 179 | 5 | 3.4473 | 3.4497 | 5 | Dry Ponds | 226 | 20% | 20% | 0.1824 | 0.015689
36 | 2 | 0.068521 | 227 | 36 | 2 | MDR | 8.7765 | 0.837 | 280.229 | 26.71 | 0.663 | 0.615 | 5.822 | 0.515 | 185.888 | 16.433 | 0.068521 | 5.822 | 0.515 | 0.39893 | 0.035288 | 0.663 | 0.61524 | 345 | -1 |  |  | 0 |  | 179 | 5 | 3.4473 | 3.4497 | 5 | Dry Ponds | 227 | 20% | 20% | 0.079786 | 0.0070576
36 | 13 | 1.2104 | 237 | 36 | 13 | WET | 2.5089 | 0.197 | 2607.78 | 205.211 | 0.69 | 0.646 | 1.731 | 0.127 | 1798.721 | 132.5 | 1.2104 | 1.731 | 0.127 | 2.0952 | 0.15372 | 0.69 | 0.64567 | 345 | -1 |  |  | 0 |  | 179 | 5 | 3.4473 | 3.4497 | 5 | Dry Ponds | 237 | 20% | 20% | 0.41903 | 0.030743
37 | 2 | 1.7645 | 239 | 37 | 2 | MDR | 9.6056 | 0.896 | 2073.2 | 193.451 | 0.81 | 0.778 | 7.782 | 0.697 | 1679.53 | 150.524 | 1.7645 | 7.782 | 0.697 | 13.7311 | 1.2298 | 0.81 | 0.7781 | 345 | -1 |  |  | 0 |  | 179 | 5 | 3.4473 | 3.4497 | 5 | Dry Ponds | 239 | 20% | 20% | 2.7462 | 0.24597
37 | 11 | 0.11252 | 244 | 37 | 11 | FOR | 1.9387 | 0.151 | 164.646 | 12.86 | 0.838 | 0.816 | 1.626 | 0.123 | 138.054 | 10.488 | 0.11252 | 1.626 | 0.123 | 0.18296 | 0.01384 | 0.838 | 0.81556 | 345 | -1 |  |  | 0 |  | 179 | 5 | 3.4473 | 3.4497 | 5 | Dry Ponds | 244 | 20% | 20% | 0.036592 | 0.002768
37 | 1 | 0.42186 | 238 | 37 | 1 | LDR | 5.1162 | 0.464 | 345.183 | 31.305 | 0.812 | 0.781 | 4.154 | 0.362 | 280.282 | 24.449 | 0.42186 | 4.154 | 0.362 | 1.7524 | 0.15271 | 0.812 | 0.78099 | 346 | -1 |  |  | 0 |  | 180 | 5 | 3.2564 | 3.2586 | 5 | Dry Ponds | 238 | 20% | 20% | 0.35048 | 0.030543
37 | 2 | 2.6843 | 239 | 37 | 2 | MDR | 9.6056 | 0.896 | 2073.2 | 193.451 | 0.81 | 0.778 | 7.782 | 0.697 | 1679.53 | 150.524 | 2.6843 | 7.782 | 0.697 | 20.8892 | 1.871 | 0.81 | 0.7781 | 346 | -1 |  |  | 0 |  | 180 | 5 | 3.2564 | 3.2586 | 5 | Dry Ponds | 239 | 20% | 20% | 4.1778 | 0.37419
37 | 12 | 0.028947 | 245 | 37 | 12 | WAT | 0.5682 | 0.038 | 13.587 | 0.921 | 0.823 | 0.792 | 0.468 | 0.03 | 11.188 | 0.729 | 0.028947 | 0.468 | 0.03 | 0.013547 | 0.00086841 | 0.823 | 0.79155 | 346 | -1 |  |  | 0 |  | 180 | 5 | 3.2564 | 3.2586 | 5 | Dry Ponds | 245 | 20% | 20% | 0.0027095 | 0.00017368
37 | 13 | 0.12353 | 246 | 37 | 13 | WET | 3.5077 | 0.316 | 851.017 | 76.687 | 0.829 | 0.812 | 2.906 | 0.257 | 705.132 | 62.266 | 0.12353 | 2.906 | 0.257 | 0.35898 | 0.031748 | 0.829 | 0.81195 | 346 | -1 |  |  | 0 |  | 180 | 5 | 3.2564 | 3.2586 | 5 | Dry Ponds | 246 | 20% | 20% | 0.071797 | 0.0063495
39 | 1 | 1.7276 | 259 | 39 | 1 | LDR | 2.8996 | 0.259 | 1035.599 | 92.373 | 1.075 | 1.082 | 3.118 | 0.28 | 1113.717 | 99.953 | 1.7276 | 2.887 | 0.254 | 4.9876 | 0.43881 | 0.996 | 0.98369 | 347 | -1 |  |  | 0 |  | 181 | 5 | 7.0526 | 7.0574 | 5 | Dry Ponds | 259 | 20% | 20% | 0.99752 | 0.087762
39 | 8 | 3.3397 | 265 | 39 | 8 | AGR | 5.0969 | 0.451 | 1321.577 | 117.033 | 1.075 | 1.083 | 5.477 | 0.489 | 1420.241 | 126.723 | 3.3397 | 5.072 | 0.444 | 16.9392 | 1.4828 | 0.995 | 0.98436 | 347 | -1 |  |  | 0 |  | 181 | 5 | 7.0526 | 7.0574 | 5 | Dry Ponds | 265 | 20% | 20% | 3.3878 | 0.29657
39 | 10 | 0.41987 | 267 | 39 | 10 | RAN | 1.5738 | 0.121 | 122.792 | 9.427 | 1.074 | 1.083 | 1.69 | 0.131 | 131.882 | 10.206 | 0.41987 | 1.565 | 0.119 | 0.65709 | 0.049964 | 0.994 | 0.98421 | 347 | -1 |  |  | 0 |  | 181 | 5 | 7.0526 | 7.0574 | 5 | Dry Ponds | 267 | 20% | 20% | 0.13142 | 0.0099928
41 | 1 | 1.3645 | 282 | 41 | 1 | LDR | 6.4645 | 0.301 | 7159.582 | 333.43 | 0.961 | 0.923 | 6.211 | 0.278 | 6878.392 | 307.743 | 1.3645 | 5.446 | 0.246 | 7.4309 | 0.33566 | 0.842 | 0.81555 | 347 | -1 |  |  | 0 |  | 181 | 5 | 7.0526 | 7.0574 | 5 | Dry Ponds | 282 | 20% | 20% | 1.4862 | 0.067132
41 | 4 | 0.20571 | 285 | 41 | 4 | IND | 15.0465 | 1.299 | 22984.638 | 1984.314 | 0.961 | 0.924 | 14.457 | 1.2 | 22084.136 | 1832.828 | 0.20571 | 12.656 | 1.059 | 2.6035 | 0.21785 | 0.841 | 0.81549 | 347 | -1 |  |  | 0 |  | 181 | 5 | 7.0526 | 7.0574 | 5 | Dry Ponds | 285 | 20% | 20% | 0.52069 | 0.043569
38 | 1 | 0.01009 | 247 | 38 | 1 | LDR | 4.4646 | 0.394 | 219.902 | 19.412 | 0.753 | 0.733 | 3.362 | 0.289 | 165.572 | 14.232 | 0.01009 | 3.362 | 0.289 | 0.033921 | 0.0029159 | 0.753 | 0.73313 | 348 | -1 |  |  | 0 |  | 182 | 5 | 0.051029 | 0.051064 | 5 | Dry Ponds | 247 | 20% | 20% | 0.0067842 | 0.00058317
38 | 2 | 0.040975 | 248 | 38 | 2 | MDR | 8.5662 | 0.781 | 5390.011 | 491.366 | 0.752 | 0.731 | 6.439 | 0.571 | 4051.586 | 359.418 | 0.040975 | 6.439 | 0.571 | 0.26383 | 0.023396 | 0.752 | 0.73147 | 348 | -1 |  |  | 0 |  | 182 | 5 | 0.051029 | 0.051064 | 5 | Dry Ponds | 248 | 20% | 20% | 0.052767 | 0.0046793
38 | 2 | 1.2613 | 248 | 38 | 2 | MDR | 8.5662 | 0.781 | 5390.011 | 491.366 | 0.752 | 0.731 | 6.439 | 0.571 | 4051.586 | 359.418 | 1.2613 | 6.439 | 0.571 | 8.1214 | 0.72019 | 0.752 | 0.73147 | 349 | -1 |  |  | 0 |  | 183 | 5 | 1.2604 | 1.2613 | 5 | Dry Ponds | 248 | 20% | 20% | 1.6243 | 0.14404
38 | 4 | 2.0406 | 250 | 38 | 4 | IND | 13.0332 | 1.643 | 2693.398 | 339.537 | 0.746 | 0.728 | 9.718 | 1.196 | 2008.316 | 247.156 | 2.0406 | 9.718 | 1.196 | 19.8302 | 2.4405 | 0.746 | 0.72792 | 350 | -1 |  |  | 0 |  | 184 | 5 | 2.0392 | 2.0406 | 5 | Dry Ponds | 250 | 20% | 20% | 3.966 | 0.4881
38 | 4 | 2.6043 | 250 | 38 | 4 | IND | 13.0332 | 1.643 | 2693.398 | 339.537 | 0.746 | 0.728 | 9.718 | 1.196 | 2008.316 | 247.156 | 2.6043 | 9.718 | 1.196 | 25.3084 | 3.1147 | 0.746 | 0.72792 | 351 | -1 |  |  | 0 |  | 185 | 5 | 4.9622 | 4.9656 | 5 | Dry Ponds | 250 | 20% | 20% | 5.0617 | 0.62294
38 | 10 | 2.3613 | 255 | 38 | 10 | RAN | 2.8596 | 0.226 | 157.374 | 12.414 | 0.763 | 0.746 | 2.182 | 0.168 | 120.107 | 9.267 | 2.3613 | 2.182 | 0.168 | 5.1523 | 0.3967 | 0.763 | 0.74645 | 351 | -1 |  |  | 0 |  | 185 | 5 | 4.9622 | 4.9656 | 5 | Dry Ponds | 255 | 20% | 20% | 1.0305 | 0.079339
38 | 4 | 4.0832 | 250 | 38 | 4 | IND | 13.0332 | 1.643 | 2693.398 | 339.537 | 0.746 | 0.728 | 9.718 | 1.196 | 2008.316 | 247.156 | 4.0832 | 9.718 | 1.196 | 39.6804 | 4.8835 | 0.746 | 0.72792 | 352 | -1 |  |  | 0 |  | 186 | 5 | 4.0808 | 4.0835 | 5 | Dry Ponds | 250 | 20% | 20% | 7.9361 | 0.9767
38 | 6 | 0.00035511 | 251 | 38 | 6 | OPE | 4.1351 | 0.351 | 66.1 | 5.607 | 0.757 | 0.739 | 3.13 | 0.259 | 50.026 | 4.141 | 0.00035511 | 3.13 | 0.259 | 0.0011115 | 9.1972e-05 | 0.757 | 0.73853 | 352 | -1 |  |  | 0 |  | 186 | 5 | 4.0808 | 4.0835 | 5 | Dry Ponds | 251 | 20% | 20% | 0.0002223 | 1.8394e-05
39 | 1 | 0.031725 | 259 | 39 | 1 | LDR | 2.8996 | 0.259 | 1035.599 | 92.373 | 1.075 | 1.082 | 3.118 | 0.28 | 1113.717 | 99.953 | 0.031725 | 2.887 | 0.254 | 0.09159 | 0.0080582 | 0.996 | 0.98369 | 353 | -1 |  |  | 0 |  | 187 | 5 | 0.41583 | 0.41612 | 5 | Dry Ponds | 259 | 20% | 20% | 0.018318 | 0.0016116
39 | 2 | 0.14645 | 260 | 39 | 2 | MDR | 5.5159 | 0.507 | 1488.242 | 136.786 | 1.075 | 1.082 | 5.931 | 0.548 | 1600.239 | 147.975 | 0.14645 | 5.492 | 0.499 | 0.80429 | 0.073077 | 0.996 | 0.98346 | 353 | -1 |  |  | 0 |  | 187 | 5 | 0.41583 | 0.41612 | 5 | Dry Ponds | 260 | 20% | 20% | 0.16086 | 0.014615
41 | 1 | 0.020013 | 282 | 41 | 1 | LDR | 6.4645 | 0.301 | 7159.582 | 333.43 | 0.961 | 0.923 | 6.211 | 0.278 | 6878.392 | 307.743 | 0.020013 | 5.446 | 0.246 | 0.10899 | 0.0049232 | 0.842 | 0.81555 | 353 | -1 |  |  | 0 |  | 187 | 5 | 0.41583 | 0.41612 | 5 | Dry Ponds | 282 | 20% | 20% | 0.021798 | 0.00098464
41 | 2 | 0.21793 | 283 | 41 | 2 | MDR | 11.9201 | 0.582 | 23513.664 | 1147.493 | 0.961 | 0.923 | 11.452 | 0.537 | 22589.972 | 1059.182 | 0.21793 | 10.039 | 0.474 | 2.1878 | 0.1033 | 0.842 | 0.81527 | 353 | -1 |  |  | 0 |  | 187 | 5 | 0.41583 | 0.41612 | 5 | Dry Ponds | 283 | 20% | 20% | 0.43756 | 0.02066
39 | 2 | 0.03944 | 260 | 39 | 2 | MDR | 5.5159 | 0.507 | 1488.242 | 136.786 | 1.075 | 1.082 | 5.931 | 0.548 | 1600.239 | 147.975 | 0.03944 | 5.492 | 0.499 | 0.21661 | 0.019681 | 0.996 | 0.98346 | 354 | -1 |  |  | 0 |  | 188 | 5 | 0.039413 | 0.03944 | 5 | Dry Ponds | 260 | 20% | 20% | 0.043321 | 0.0039361
39 | 2 | 0.70154 | 260 | 39 | 2 | MDR | 5.5159 | 0.507 | 1488.242 | 136.786 | 1.075 | 1.082 | 5.931 | 0.548 | 1600.239 | 147.975 | 0.70154 | 5.492 | 0.499 | 3.8528 | 0.35007 | 0.996 | 0.98346 | 355 | -1 |  |  | 0 |  | 189 | 5 | 0.87834 | 0.87894 | 5 | Dry Ponds | 260 | 20% | 20% | 0.77057 | 0.070013
39 | 11 | 0.081488 | 268 | 39 | 11 | FOR | 0.99237 | 0.07 | 385.77 | 27.224 | 1.075 | 1.083 | 1.067 | 0.076 | 414.895 | 29.493 | 0.081488 | 0.988 | 0.069 | 0.080511 | 0.0056227 | 0.996 | 0.98485 | 355 | -1 |  |  | 0 |  | 189 | 5 | 0.87834 | 0.87894 | 5 | Dry Ponds | 268 | 20% | 20% | 0.016102 | 0.0011245
39 | 13 | 0.095914 | 270 | 39 | 13 | WET | 2.4147 | 0.224 | 8471.903 | 784.954 | 1.082 | 1.085 | 2.613 | 0.243 | 9167.141 | 851.506 | 0.095914 | 2.419 | 0.221 | 0.23202 | 0.021197 | 1.002 | 0.98617 | 355 | -1 |  |  | 0 |  | 189 | 5 | 0.87834 | 0.87894 | 5 | Dry Ponds | 270 | 20% | 20% | 0.046403 | 0.0042394
38 | 1 | 0.029236 | 247 | 38 | 1 | LDR | 4.4646 | 0.394 | 219.902 | 19.412 | 0.753 | 0.733 | 3.362 | 0.289 | 165.572 | 14.232 | 0.029236 | 3.362 | 0.289 | 0.098291 | 0.0084492 | 0.753 | 0.73313 | 356 | -1 |  |  | 0 |  | 190 | 5 | 0.029216 | 0.029236 | 5 | Dry Ponds | 247 | 20% | 20% | 0.019658 | 0.0016898
38 | 2 | 1.4983 | 248 | 38 | 2 | MDR | 8.5662 | 0.781 | 5390.011 | 491.366 | 0.752 | 0.731 | 6.439 | 0.571 | 4051.586 | 359.418 | 1.4983 | 6.439 | 0.571 | 9.6474 | 0.85552 | 0.752 | 0.73147 | 357 | -1 |  |  | 0 |  | 191 | 5 | 1.4973 | 1.4983 | 5 | Dry Ponds | 248 | 20% | 20% | 1.9295 | 0.1711
37 | 2 | 0.10976 | 239 | 37 | 2 | MDR | 9.6056 | 0.896 | 2073.2 | 193.451 | 0.81 | 0.778 | 7.782 | 0.697 | 1679.53 | 150.524 | 0.10976 | 7.782 | 0.697 | 0.85413 | 0.076501 | 0.81 | 0.7781 | 358 | -1 |  |  | 0 |  | 192 | 5 | 0.30066 | 0.30087 | 5 | Dry Ponds | 239 | 20% | 20% | 0.17083 | 0.0153
37 | 9 | 0.0036068 | 242 | 37 | 9 | AGT | 6.3022 | 0.581 | 574.088 | 52.959 | 0.832 | 0.808 | 5.243 | 0.47 | 477.577 | 42.779 | 0.0036068 | 5.243 | 0.47 | 0.01891 | 0.0016952 | 0.832 | 0.80776 | 358 | -1 |  |  | 0 |  | 192 | 5 | 0.30066 | 0.30087 | 5 | Dry Ponds | 242 | 20% | 20% | 0.003782 | 0.00033904
38 | 2 | 0.1875 | 248 | 38 | 2 | MDR | 8.5662 | 0.781 | 5390.011 | 491.366 | 0.752 | 0.731 | 6.439 | 0.571 | 4051.586 | 359.418 | 0.1875 | 6.439 | 0.571 | 1.2073 | 0.10706 | 0.752 | 0.73147 | 358 | -1 |  |  | 0 |  | 192 | 5 | 0.30066 | 0.30087 | 5 | Dry Ponds | 248 | 20% | 20% | 0.24147 | 0.021413
38 | 2 | 0.14222 | 248 | 38 | 2 | MDR | 8.5662 | 0.781 | 5390.011 | 491.366 | 0.752 | 0.731 | 6.439 | 0.571 | 4051.586 | 359.418 | 0.14222 | 6.439 | 0.571 | 0.91575 | 0.081208 | 0.752 | 0.73147 | 359 | -1 |  |  | 0 |  | 193 | 5 | 0.16861 | 0.16872 | 5 | Dry Ponds | 248 | 20% | 20% | 0.18315 | 0.016242
38 | 13 | 0.026504 | 258 | 38 | 13 | WET | 6.7199 | 0.666 | 2399.981 | 237.942 | 0.759 | 0.75 | 5.104 | 0.5 | 1822.705 | 178.541 | 0.026504 | 5.104 | 0.5 | 0.13528 | 0.013252 | 0.759 | 0.75035 | 359 | -1 |  |  | 0 |  | 193 | 5 | 0.16861 | 0.16872 | 5 | Dry Ponds | 258 | 20% | 20% | 0.027055 | 0.0026504
38 | 2 | 0.001796 | 248 | 38 | 2 | MDR | 8.5662 | 0.781 | 5390.011 | 491.366 | 0.752 | 0.731 | 6.439 | 0.571 | 4051.586 | 359.418 | 0.001796 | 6.439 | 0.571 | 0.011564 | 0.0010255 | 0.752 | 0.73147 | 360 | -1 |  |  | 0 |  | 194 | 5 | 0.0017947 | 0.001796 | 5 | Dry Ponds | 248 | 20% | 20% | 0.0023128 | 0.0002051
41 | 1 | 0.018754 | 282 | 41 | 1 | LDR | 6.4645 | 0.301 | 7159.582 | 333.43 | 0.961 | 0.923 | 6.211 | 0.278 | 6878.392 | 307.743 | 0.018754 | 5.446 | 0.246 | 0.10213 | 0.0046135 | 0.842 | 0.81555 | 361 | -1 |  |  | 0 |  | 195 | 5 | 4.8391 | 4.8424 | 5 | Dry Ponds | 282 | 20% | 20% | 0.020427 | 0.0009227
41 | 2 | 4.8237 | 283 | 41 | 2 | MDR | 11.9201 | 0.582 | 23513.664 | 1147.493 | 0.961 | 0.923 | 11.452 | 0.537 | 22589.972 | 1059.182 | 4.8237 | 10.039 | 0.474 | 48.4251 | 2.2864 | 0.842 | 0.81527 | 361 | -1 |  |  | 0 |  | 195 | 5 | 4.8391 | 4.8424 | 5 | Dry Ponds | 283 | 20% | 20% | 9.685 | 0.45729
38 | 2 | 0.52213 | 248 | 38 | 2 | MDR | 8.5662 | 0.781 | 5390.011 | 491.366 | 0.752 | 0.731 | 6.439 | 0.571 | 4051.586 | 359.418 | 0.52213 | 6.439 | 0.571 | 3.362 | 0.29814 | 0.752 | 0.73147 | 362 | -1 |  |  | 0 |  | 196 | 5 | 0.52177 | 0.52213 | 5 | Dry Ponds | 248 | 20% | 20% | 0.6724 | 0.059627
41 | 4 | 1.0909 | 285 | 41 | 4 | IND | 15.0465 | 1.299 | 22984.638 | 1984.314 | 0.961 | 0.924 | 14.457 | 1.2 | 22084.136 | 1832.828 | 1.0909 | 12.656 | 1.059 | 13.806 | 1.1552 | 0.841 | 0.81549 | 396 | -1 |  |  | 0 |  | 230 | 5 | 1.6557 | 1.6568 | 5 | Dry Ponds | 285 | 20% | 20% | 2.7612 | 0.23105
41 | 13 | 0.56595 | 293 | 41 | 13 | WET | 1.0484 | 0.041 | 1567.871 | 61.608 | 0.962 | 0.921 | 1.008 | 0.038 | 1507.852 | 56.766 | 0.56595 | 0.888 | 0.034 | 0.50257 | 0.019242 | 0.847 | 0.81976 | 396 | -1 |  |  | 0 |  | 230 | 5 | 1.6557 | 1.6568 | 5 | Dry Ponds | 293 | 20% | 20% | 0.10051 | 0.0038485
41 | 4 | 0.33028 | 285 | 41 | 4 | IND | 15.0465 | 1.299 | 22984.638 | 1984.314 | 0.961 | 0.924 | 14.457 | 1.2 | 22084.136 | 1832.828 | 0.33028 | 12.656 | 1.059 | 4.18 | 0.34977 | 0.841 | 0.81549 | 397 | -1 |  |  | 0 |  | 231 | 5 | 0.33005 | 0.33028 | 5 | Dry Ponds | 285 | 20% | 20% | 0.836 | 0.069953
41 | 4 | 1.4501 | 285 | 41 | 4 | IND | 15.0465 | 1.299 | 22984.638 | 1984.314 | 0.961 | 0.924 | 14.457 | 1.2 | 22084.136 | 1832.828 | 1.4501 | 12.656 | 1.059 | 18.3525 | 1.5357 | 0.841 | 0.81549 | 398 | -1 |  |  | 0 |  | 232 | 5 | 1.4491 | 1.4501 | 5 | Dry Ponds | 285 | 20% | 20% | 3.6705 | 0.30713
41 | 1 | 0.0036359 | 282 | 41 | 1 | LDR | 6.4645 | 0.301 | 7159.582 | 333.43 | 0.961 | 0.923 | 6.211 | 0.278 | 6878.392 | 307.743 | 0.0036359 | 5.446 | 0.246 | 0.019801 | 0.00089444 | 0.842 | 0.81555 | 399 | -1 |  |  | 0 |  | 233 | 5 | 0.0036334 | 0.0036359 | 5 | Dry Ponds | 282 | 20% | 20% | 0.0039603 | 0.00017889
41 | 2 | 0.36514 | 283 | 41 | 2 | MDR | 11.9201 | 0.582 | 23513.664 | 1147.493 | 0.961 | 0.923 | 11.452 | 0.537 | 22589.972 | 1059.182 | 0.36514 | 10.039 | 0.474 | 3.6657 | 0.17308 | 0.842 | 0.81527 | 400 | -1 |  |  | 0 |  | 234 | 5 | 3.1713 | 3.1735 | 5 | Dry Ponds | 283 | 20% | 20% | 0.73314 | 0.034616
41 | 11 | 0.12322 | 291 | 41 | 11 | FOR | 3.3637 | 0.139 | 1738.258 | 71.607 | 0.961 | 0.923 | 3.231 | 0.128 | 1669.641 | 66.092 | 0.12322 | 2.844 | 0.114 | 0.35044 | 0.014047 | 0.846 | 0.81972 | 400 | -1 |  |  | 0 |  | 234 | 5 | 3.1713 | 3.1735 | 5 | Dry Ponds | 291 | 20% | 20% | 0.070088 | 0.0028094
41 | 13 | 2.6851 | 293 | 41 | 13 | WET | 1.0484 | 0.041 | 1567.871 | 61.608 | 0.962 | 0.921 | 1.008 | 0.038 | 1507.852 | 56.766 | 2.6851 | 0.888 | 0.034 | 2.3844 | 0.091295 | 0.847 | 0.81976 | 400 | -1 |  |  | 0 |  | 234 | 5 | 3.1713 | 3.1735 | 5 | Dry Ponds | 293 | 20% | 20% | 0.47688 | 0.018259
41 | 1 | 0.97925 | 282 | 41 | 1 | LDR | 6.4645 | 0.301 | 7159.582 | 333.43 | 0.961 | 0.923 | 6.211 | 0.278 | 6878.392 | 307.743 | 0.97925 | 5.446 | 0.246 | 5.333 | 0.2409 | 0.842 | 0.81555 | 401 | -1 |  |  | 0 |  | 235 | 5 | 0.97858 | 0.97925 | 5 | Dry Ponds | 282 | 20% | 20% | 1.0666 | 0.048179
38 | 2 | 0.0058913 | 248 | 38 | 2 | MDR | 8.5662 | 0.781 | 5390.011 | 491.366 | 0.752 | 0.731 | 6.439 | 0.571 | 4051.586 | 359.418 | 0.0058913 | 6.439 | 0.571 | 0.037934 | 0.0033639 | 0.752 | 0.73147 | 402 | -1 |  |  | 0 |  | 236 | 5 | 0.0058873 | 0.0058913 | 5 | Dry Ponds | 248 | 20% | 20% | 0.0075868 | 0.00067279
41 | 4 | 1.1844 | 285 | 41 | 4 | IND | 15.0465 | 1.299 | 22984.638 | 1984.314 | 0.961 | 0.924 | 14.457 | 1.2 | 22084.136 | 1832.828 | 1.1844 | 12.656 | 1.059 | 14.9895 | 1.2543 | 0.841 | 0.81549 | 403 | -1 |  |  | 0 |  | 237 | 5 | 1.1897 | 1.1906 | 5 | Dry Ponds | 285 | 20% | 20% | 2.9979 | 0.25085
41 | 10 | 0.0042696 | 290 | 41 | 10 | RAN | 5.062 | 0.211 | 1204.825 | 50.143 | 0.96 | 0.922 | 4.86 | 0.194 | 1156.789 | 46.234 | 0.0042696 | 4.268 | 0.172 | 0.018223 | 0.00073437 | 0.843 | 0.81592 | 403 | -1 |  |  | 0 |  | 237 | 5 | 1.1897 | 1.1906 | 5 | Dry Ponds | 290 | 20% | 20% | 0.0036445 | 0.00014687
41 | 13 | 0.0019047 | 293 | 41 | 13 | WET | 1.0484 | 0.041 | 1567.871 | 61.608 | 0.962 | 0.921 | 1.008 | 0.038 | 1507.852 | 56.766 | 0.0019047 | 0.888 | 0.034 | 0.0016914 | 6.4761e-05 | 0.847 | 0.81976 | 403 | -1 |  |  | 0 |  | 237 | 5 | 1.1897 | 1.1906 | 5 | Dry Ponds | 293 | 20% | 20% | 0.00033828 | 1.2952e-05
41 | 2 | 0.00024464 | 283 | 41 | 2 | MDR | 11.9201 | 0.582 | 23513.664 | 1147.493 | 0.961 | 0.923 | 11.452 | 0.537 | 22589.972 | 1059.182 | 0.00024464 | 10.039 | 0.474 | 0.002456 | 0.00011596 | 0.842 | 0.81527 | 420 | -1 |  |  | 0 |  | 254 | 5 | 0.00024448 | 0.00024464 | 5 | Dry Ponds | 283 | 20% | 20% | 0.00049119 | 2.3192e-05
41 | 4 | 0.093985 | 285 | 41 | 4 | IND | 15.0465 | 1.299 | 22984.638 | 1984.314 | 0.961 | 0.924 | 14.457 | 1.2 | 22084.136 | 1832.828 | 0.093985 | 12.656 | 1.059 | 1.1895 | 0.099531 | 0.841 | 0.81549 | 421 | -1 |  |  | 0 |  | 255 | 5 | 0.83453 | 0.8351 | 5 | Dry Ponds | 285 | 20% | 20% | 0.2379 | 0.019906
41 | 6 | 0.74078 | 286 | 41 | 6 | OPE | 6.7112 | 0.301 | 712.339 | 31.937 | 0.96 | 0.922 | 6.446 | 0.278 | 684.169 | 29.462 | 0.74078 | 5.655 | 0.245 | 4.1891 | 0.18149 | 0.843 | 0.81557 | 421 | -1 |  |  | 0 |  | 255 | 5 | 0.83453 | 0.8351 | 5 | Dry Ponds | 286 | 20% | 20% | 0.83782 | 0.036298
41 | 13 | 0.00033537 | 293 | 41 | 13 | WET | 1.0484 | 0.041 | 1567.871 | 61.608 | 0.962 | 0.921 | 1.008 | 0.038 | 1507.852 | 56.766 | 0.00033537 | 0.888 | 0.034 | 0.00029781 | 1.1402e-05 | 0.847 | 0.81976 | 421 | -1 |  |  | 0 |  | 255 | 5 | 0.83453 | 0.8351 | 5 | Dry Ponds | 293 | 20% | 20% | 5.9561e-05 | 2.2805e-06
41 | 6 | 19.6552 | 286 | 41 | 6 | OPE | 6.7112 | 0.301 | 712.339 | 31.937 | 0.96 | 0.922 | 6.446 | 0.278 | 684.169 | 29.462 | 19.6552 | 5.655 | 0.245 | 111.15 | 4.8155 | 0.843 | 0.81557 | 422 | -1 |  |  | 0 |  | 256 | 5 | 25.2391 | 25.2564 | 5 | Dry Ponds | 286 | 20% | 20% | 22.23 | 0.9631
41 | 8 | 0.21658 | 288 | 41 | 8 | AGR | 16.0936 | 0.836 | 8344.03 | 433.364 | 0.96 | 0.923 | 15.456 | 0.771 | 8013.183 | 399.822 | 0.21658 | 13.575 | 0.683 | 2.9401 | 0.14793 | 0.844 | 0.81685 | 422 | -1 |  |  | 0 |  | 256 | 5 | 25.2391 | 25.2564 | 5 | Dry Ponds | 288 | 20% | 20% | 0.58802 | 0.029585
41 | 12 | 2.3508 | 292 | 41 | 12 | WAT | 1.0456 | 0.041 | 281.889 | 11.073 | 0.962 | 0.921 | 1.006 | 0.038 | 271.1 | 10.202 | 2.3508 | 0.885 | 0.034 | 2.0804 | 0.079927 | 0.847 | 0.81969 | 422 | -1 |  |  | 0 |  | 256 | 5 | 25.2391 | 25.2564 | 5 | Dry Ponds | 292 | 20% | 20% | 0.41609 | 0.015985
41 | 13 | 3.0338 | 293 | 41 | 13 | WET | 1.0484 | 0.041 | 1567.871 | 61.608 | 0.962 | 0.921 | 1.008 | 0.038 | 1507.852 | 56.766 | 3.0338 | 0.888 | 0.034 | 2.694 | 0.10315 | 0.847 | 0.81976 | 422 | -1 |  |  | 0 |  | 256 | 5 | 25.2391 | 25.2564 | 5 | Dry Ponds | 293 | 20% | 20% | 0.53881 | 0.02063
41 | 6 | 0.30616 | 286 | 41 | 6 | OPE | 6.7112 | 0.301 | 712.339 | 31.937 | 0.96 | 0.922 | 6.446 | 0.278 | 684.169 | 29.462 | 0.30616 | 5.655 | 0.245 | 1.7313 | 0.07501 | 0.843 | 0.81557 | 423 | -1 |  |  | 0 |  | 257 | 5 | 0.31205 | 0.31227 | 5 | Dry Ponds | 286 | 20% | 20% | 0.34627 | 0.015002
41 | 12 | 0.0061044 | 292 | 41 | 12 | WAT | 1.0456 | 0.041 | 281.889 | 11.073 | 0.962 | 0.921 | 1.006 | 0.038 | 271.1 | 10.202 | 0.0061044 | 0.885 | 0.034 | 0.0054024 | 0.00020755 | 0.847 | 0.81969 | 423 | -1 |  |  | 0 |  | 257 | 5 | 0.31205 | 0.31227 | 5 | Dry Ponds | 292 | 20% | 20% | 0.0010805 | 4.151e-05
41 | 1 | 0.28612 | 282 | 41 | 1 | LDR | 6.4645 | 0.301 | 7159.582 | 333.43 | 0.961 | 0.923 | 6.211 | 0.278 | 6878.392 | 307.743 | 0.28612 | 5.446 | 0.246 | 1.5582 | 0.070387 | 0.842 | 0.81555 | 424 | -1 |  |  | 0 |  | 258 | 5 | 0.50202 | 0.50236 | 5 | Dry Ponds | 282 | 20% | 20% | 0.31165 | 0.014077
41 | 3 | 0.21623 | 284 | 41 | 3 | HDR | 25.4619 | 1.917 | 15674.111 | 1180.15 | 0.961 | 0.923 | 24.461 | 1.77 | 15057.713 | 1089.811 | 0.21623 | 21.44 | 1.565 | 4.6361 | 0.33841 | 0.842 | 0.81633 | 424 | -1 |  |  | 0 |  | 258 | 5 | 0.50202 | 0.50236 | 5 | Dry Ponds | 284 | 20% | 20% | 0.92721 | 0.067681
41 | 2 | 0.017594 | 283 | 41 | 2 | MDR | 11.9201 | 0.582 | 23513.664 | 1147.493 | 0.961 | 0.923 | 11.452 | 0.537 | 22589.972 | 1059.182 | 0.017594 | 10.039 | 0.474 | 0.17662 | 0.0083394 | 0.842 | 0.81527 | 425 | -1 |  |  | 0 |  | 259 | 5 | 0.017582 | 0.017594 | 5 | Dry Ponds | 283 | 20% | 20% | 0.035325 | 0.0016679
41 | 6 | 0.033973 | 286 | 41 | 6 | OPE | 6.7112 | 0.301 | 712.339 | 31.937 | 0.96 | 0.922 | 6.446 | 0.278 | 684.169 | 29.462 | 0.033973 | 5.655 | 0.245 | 0.19212 | 0.0083233 | 0.843 | 0.81557 | 426 | -1 |  |  | 0 |  | 260 | 5 | 0.073188 | 0.073238 | 5 | Dry Ponds | 286 | 20% | 20% | 0.038423 | 0.0016647
41 | 11 | 0.039266 | 291 | 41 | 11 | FOR | 3.3637 | 0.139 | 1738.258 | 71.607 | 0.961 | 0.923 | 3.231 | 0.128 | 1669.641 | 66.092 | 0.039266 | 2.844 | 0.114 | 0.11167 | 0.0044763 | 0.846 | 0.81972 | 426 | -1 |  |  | 0 |  | 260 | 5 | 0.073188 | 0.073238 | 5 | Dry Ponds | 291 | 20% | 20% | 0.022334 | 0.00089525
41 | 4 | 7.034 | 285 | 41 | 4 | IND | 15.0465 | 1.299 | 22984.638 | 1984.314 | 0.961 | 0.924 | 14.457 | 1.2 | 22084.136 | 1832.828 | 7.034 | 12.656 | 1.059 | 89.0217 | 7.449 | 0.841 | 0.81549 | 427 | -1 |  |  | 0 |  | 261 | 5 | 8.4251 | 8.4308 | 5 | Dry Ponds | 285 | 20% | 20% | 17.8043 | 1.4898
41 | 8 | 0.22866 | 288 | 41 | 8 | AGR | 16.0936 | 0.836 | 8344.03 | 433.364 | 0.96 | 0.923 | 15.456 | 0.771 | 8013.183 | 399.822 | 0.22866 | 13.575 | 0.683 | 3.1041 | 0.15618 | 0.844 | 0.81685 | 427 | -1 |  |  | 0 |  | 261 | 5 | 8.4251 | 8.4308 | 5 | Dry Ponds | 288 | 20% | 20% | 0.62082 | 0.031235
41 | 13 | 1.1682 | 293 | 41 | 13 | WET | 1.0484 | 0.041 | 1567.871 | 61.608 | 0.962 | 0.921 | 1.008 | 0.038 | 1507.852 | 56.766 | 1.1682 | 0.888 | 0.034 | 1.0374 | 0.039719 | 0.847 | 0.81976 | 427 | -1 |  |  | 0 |  | 261 | 5 | 8.4251 | 8.4308 | 5 | Dry Ponds | 293 | 20% | 20% | 0.20747 | 0.0079438
41 | 3 | 0.25093 | 284 | 41 | 3 | HDR | 25.4619 | 1.917 | 15674.111 | 1180.15 | 0.961 | 0.923 | 24.461 | 1.77 | 15057.713 | 1089.811 | 0.25093 | 21.44 | 1.565 | 5.38 | 0.39271 | 0.842 | 0.81633 | 428 | -1 |  |  | 0 |  | 262 | 5 | 7.5842 | 7.5686 | 5 | Dry Ponds | 284 | 20% | 20% | 1.076 | 0.078542
41 | 4 | 7.3177 | 285 | 41 | 4 | IND | 15.0465 | 1.299 | 22984.638 | 1984.314 | 0.961 | 0.924 | 14.457 | 1.2 | 22084.136 | 1832.828 | 7.3177 | 12.656 | 1.059 | 92.613 | 7.7495 | 0.841 | 0.81549 | 428 | -1 |  |  | 0 |  | 262 | 5 | 7.5842 | 7.5686 | 5 | Dry Ponds | 285 | 20% | 20% | 18.5226 | 1.5499
41 | 4 | 12.1231 | 285 | 41 | 4 | IND | 15.0465 | 1.299 | 22984.638 | 1984.314 | 0.961 | 0.924 | 14.457 | 1.2 | 22084.136 | 1832.828 | 12.1231 | 12.656 | 1.059 | 153.4301 | 12.8384 | 0.841 | 0.81549 | 429 | -1 |  |  | 0 |  | 263 | 5 | 12.534 | 12.5426 | 5 | Dry Ponds | 285 | 20% | 20% | 30.686 | 2.5677
41 | 13 | 0.41946 | 293 | 41 | 13 | WET | 1.0484 | 0.041 | 1567.871 | 61.608 | 0.962 | 0.921 | 1.008 | 0.038 | 1507.852 | 56.766 | 0.41946 | 0.888 | 0.034 | 0.37248 | 0.014261 | 0.847 | 0.81976 | 429 | -1 |  |  | 0 |  | 263 | 5 | 12.534 | 12.5426 | 5 | Dry Ponds | 293 | 20% | 20% | 0.074495 | 0.0028523
41 | 1 | 3.2676 | 282 | 41 | 1 | LDR | 6.4645 | 0.301 | 7159.582 | 333.43 | 0.961 | 0.923 | 6.211 | 0.278 | 6878.392 | 307.743 | 3.2676 | 5.446 | 0.246 | 17.7953 | 0.80383 | 0.842 | 0.81555 | 430 | -1 |  |  | 0 |  | 264 | 5 | 3.5795 | 3.582 | 5 | Dry Ponds | 282 | 20% | 20% | 3.5591 | 0.16077
41 | 3 | 0.31437 | 284 | 41 | 3 | HDR | 25.4619 | 1.917 | 15674.111 | 1180.15 | 0.961 | 0.923 | 24.461 | 1.77 | 15057.713 | 1089.811 | 0.31437 | 21.44 | 1.565 | 6.74 | 0.49198 | 0.842 | 0.81633 | 430 | -1 |  |  | 0 |  | 264 | 5 | 3.5795 | 3.582 | 5 | Dry Ponds | 284 | 20% | 20% | 1.348 | 0.098397
38 | 1 | 0.021664 | 247 | 38 | 1 | LDR | 4.4646 | 0.394 | 219.902 | 19.412 | 0.753 | 0.733 | 3.362 | 0.289 | 165.572 | 14.232 | 0.021664 | 3.362 | 0.289 | 0.072835 | 0.0062609 | 0.753 | 0.73313 | 431 | -1 |  |  | 0 |  | 265 | 5 | 2.8101 | 2.812 | 5 | Dry Ponds | 247 | 20% | 20% | 0.014567 | 0.0012522
38 | 2 | 2.6899 | 248 | 38 | 2 | MDR | 8.5662 | 0.781 | 5390.011 | 491.366 | 0.752 | 0.731 | 6.439 | 0.571 | 4051.586 | 359.418 | 2.6899 | 6.439 | 0.571 | 17.3201 | 1.5359 | 0.752 | 0.73147 | 431 | -1 |  |  | 0 |  | 265 | 5 | 2.8101 | 2.812 | 5 | Dry Ponds | 248 | 20% | 20% | 3.464 | 0.30718
41 | 2 | 0.1005 | 283 | 41 | 2 | MDR | 11.9201 | 0.582 | 23513.664 | 1147.493 | 0.961 | 0.923 | 11.452 | 0.537 | 22589.972 | 1059.182 | 0.1005 | 10.039 | 0.474 | 1.0089 | 0.047637 | 0.842 | 0.81527 | 431 | -1 |  |  | 0 |  | 265 | 5 | 2.8101 | 2.812 | 5 | Dry Ponds | 283 | 20% | 20% | 0.20178 | 0.0095274
41 | 4 | 2.7375 | 285 | 41 | 4 | IND | 15.0465 | 1.299 | 22984.638 | 1984.314 | 0.961 | 0.924 | 14.457 | 1.2 | 22084.136 | 1832.828 | 2.7375 | 12.656 | 1.059 | 34.6454 | 2.899 | 0.841 | 0.81549 | 432 | -1 |  |  | 0 |  | 266 | 5 | 2.7903 | 2.7922 | 5 | Dry Ponds | 285 | 20% | 20% | 6.9291 | 0.5798
41 | 11 | 0.054723 | 291 | 41 | 11 | FOR | 3.3637 | 0.139 | 1738.258 | 71.607 | 0.961 | 0.923 | 3.231 | 0.128 | 1669.641 | 66.092 | 0.054723 | 2.844 | 0.114 | 0.15563 | 0.0062384 | 0.846 | 0.81972 | 432 | -1 |  |  | 0 |  | 266 | 5 | 2.7903 | 2.7922 | 5 | Dry Ponds | 291 | 20% | 20% | 0.031126 | 0.0012477
41 | 11 | 0.038043 | 291 | 41 | 11 | FOR | 3.3637 | 0.139 | 1738.258 | 71.607 | 0.961 | 0.923 | 3.231 | 0.128 | 1669.641 | 66.092 | 0.038043 | 2.844 | 0.114 | 0.10819 | 0.0043369 | 0.846 | 0.81972 | 433 | -1 |  |  | 0 |  | 267 | 5 | 0.27456 | 0.27474 | 5 | Dry Ponds | 291 | 20% | 20% | 0.021639 | 0.00086738
41 | 12 | 0.15977 | 292 | 41 | 12 | WAT | 1.0456 | 0.041 | 281.889 | 11.073 | 0.962 | 0.921 | 1.006 | 0.038 | 271.1 | 10.202 | 0.15977 | 0.885 | 0.034 | 0.1414 | 0.0054322 | 0.847 | 0.81969 | 433 | -1 |  |  | 0 |  | 267 | 5 | 0.27456 | 0.27474 | 5 | Dry Ponds | 292 | 20% | 20% | 0.02828 | 0.0010864
41 | 13 | 0.07693 | 293 | 41 | 13 | WET | 1.0484 | 0.041 | 1567.871 | 61.608 | 0.962 | 0.921 | 1.008 | 0.038 | 1507.852 | 56.766 | 0.07693 | 0.888 | 0.034 | 0.068314 | 0.0026156 | 0.847 | 0.81976 | 433 | -1 |  |  | 0 |  | 267 | 5 | 0.27456 | 0.27474 | 5 | Dry Ponds | 293 | 20% | 20% | 0.013663 | 0.00052313
41 | 4 | 0.89761 | 285 | 41 | 4 | IND | 15.0465 | 1.299 | 22984.638 | 1984.314 | 0.961 | 0.924 | 14.457 | 1.2 | 22084.136 | 1832.828 | 0.89761 | 12.656 | 1.059 | 11.3602 | 0.95057 | 0.841 | 0.81549 | 434 | -1 |  |  | 0 |  | 268 | 5 | 0.91202 | 0.91264 | 5 | Dry Ponds | 285 | 20% | 20% | 2.272 | 0.19011
41 | 13 | 0.015031 | 293 | 41 | 13 | WET | 1.0484 | 0.041 | 1567.871 | 61.608 | 0.962 | 0.921 | 1.008 | 0.038 | 1507.852 | 56.766 | 0.015031 | 0.888 | 0.034 | 0.013347 | 0.00051104 | 0.847 | 0.81976 | 434 | -1 |  |  | 0 |  | 268 | 5 | 0.91202 | 0.91264 | 5 | Dry Ponds | 293 | 20% | 20% | 0.0026694 | 0.00010221
38 | 2 | 0.9874 | 248 | 38 | 2 | MDR | 8.5662 | 0.781 | 5390.011 | 491.366 | 0.752 | 0.731 | 6.439 | 0.571 | 4051.586 | 359.418 | 0.9874 | 6.439 | 0.571 | 6.3579 | 0.56381 | 0.752 | 0.73147 | 435 | -1 |  |  | 0 |  | 269 | 5 | 3.2733 | 3.2756 | 5 | Dry Ponds | 248 | 20% | 20% | 1.2716 | 0.11276
41 | 2 | 2.2882 | 283 | 41 | 2 | MDR | 11.9201 | 0.582 | 23513.664 | 1147.493 | 0.961 | 0.923 | 11.452 | 0.537 | 22589.972 | 1059.182 | 2.2882 | 10.039 | 0.474 | 22.9711 | 1.0846 | 0.842 | 0.81527 | 435 | -1 |  |  | 0 |  | 269 | 5 | 3.2733 | 3.2756 | 5 | Dry Ponds | 283 | 20% | 20% | 4.5942 | 0.21692
41 | 2 | 0.034172 | 283 | 41 | 2 | MDR | 11.9201 | 0.582 | 23513.664 | 1147.493 | 0.961 | 0.923 | 11.452 | 0.537 | 22589.972 | 1059.182 | 0.034172 | 10.039 | 0.474 | 0.34305 | 0.016197 | 0.842 | 0.81527 | 436 | -1 |  |  | 0 |  | 270 | 5 | 0.034148 | 0.034172 | 5 | Dry Ponds | 283 | 20% | 20% | 0.06861 | 0.0032395
41 | 2 | 0.024411 | 283 | 41 | 2 | MDR | 11.9201 | 0.582 | 23513.664 | 1147.493 | 0.961 | 0.923 | 11.452 | 0.537 | 22589.972 | 1059.182 | 0.024411 | 10.039 | 0.474 | 0.24506 | 0.011571 | 0.842 | 0.81527 | 437 | -1 |  |  | 0 |  | 271 | 5 | 1.3532 | 1.3541 | 5 | Dry Ponds | 283 | 20% | 20% | 0.049012 | 0.0023141
41 | 4 | 1.3297 | 285 | 41 | 4 | IND | 15.0465 | 1.299 | 22984.638 | 1984.314 | 0.961 | 0.924 | 14.457 | 1.2 | 22084.136 | 1832.828 | 1.3297 | 12.656 | 1.059 | 16.829 | 1.4082 | 0.841 | 0.81549 | 437 | -1 |  |  | 0 |  | 271 | 5 | 1.3532 | 1.3541 | 5 | Dry Ponds | 285 | 20% | 20% | 3.3658 | 0.28164
41 | 4 | 1.4911 | 285 | 41 | 4 | IND | 15.0465 | 1.299 | 22984.638 | 1984.314 | 0.961 | 0.924 | 14.457 | 1.2 | 22084.136 | 1832.828 | 1.4911 | 12.656 | 1.059 | 18.8718 | 1.5791 | 0.841 | 0.81549 | 438 | -1 |  |  | 0 |  | 272 | 5 | 1.4901 | 1.4911 | 5 | Dry Ponds | 285 | 20% | 20% | 3.7744 | 0.31582
38 | 2 | 0.080452 | 248 | 38 | 2 | MDR | 8.5662 | 0.781 | 5390.011 | 491.366 | 0.752 | 0.731 | 6.439 | 0.571 | 4051.586 | 359.418 | 0.080452 | 6.439 | 0.571 | 0.51803 | 0.045938 | 0.752 | 0.73147 | 439 | -1 |  |  | 0 |  | 273 | 5 | 7.856 | 7.8614 | 5 | Dry Ponds | 248 | 20% | 20% | 0.10361 | 0.0091876
38 | 4 | 0.73365 | 250 | 38 | 4 | IND | 13.0332 | 1.643 | 2693.398 | 339.537 | 0.746 | 0.728 | 9.718 | 1.196 | 2008.316 | 247.156 | 0.73365 | 9.718 | 1.196 | 7.1296 | 0.87744 | 0.746 | 0.72792 | 439 | -1 |  |  | 0 |  | 273 | 5 | 7.856 | 7.8614 | 5 | Dry Ponds | 250 | 20% | 20% | 1.4259 | 0.17549
38 | 11 | 0.0097753 | 256 | 38 | 11 | FOR | 1.6256 | 0.124 | 281.493 | 21.55 | 0.772 | 0.759 | 1.255 | 0.094 | 217.292 | 16.357 | 0.0097753 | 1.255 | 0.094 | 0.012268 | 0.00091888 | 0.772 | 0.759 | 439 | -1 |  |  | 0 |  | 273 | 5 | 7.856 | 7.8614 | 5 | Dry Ponds | 256 | 20% | 20% | 0.0024536 | 0.00018378
38 | 13 | 0.14203 | 258 | 38 | 13 | WET | 6.7199 | 0.666 | 2399.981 | 237.942 | 0.759 | 0.75 | 5.104 | 0.5 | 1822.705 | 178.541 | 0.14203 | 5.104 | 0.5 | 0.72494 | 0.071017 | 0.759 | 0.75035 | 439 | -1 |  |  | 0 |  | 273 | 5 | 7.856 | 7.8614 | 5 | Dry Ponds | 258 | 20% | 20% | 0.14499 | 0.014203
41 | 2 | 0.1408 | 283 | 41 | 2 | MDR | 11.9201 | 0.582 | 23513.664 | 1147.493 | 0.961 | 0.923 | 11.452 | 0.537 | 22589.972 | 1059.182 | 0.1408 | 10.039 | 0.474 | 1.4135 | 0.066738 | 0.842 | 0.81527 | 439 | -1 |  |  | 0 |  | 273 | 5 | 7.856 | 7.8614 | 5 | Dry Ponds | 283 | 20% | 20% | 0.28269 | 0.013348
41 | 4 | 6.7481 | 285 | 41 | 4 | IND | 15.0465 | 1.299 | 22984.638 | 1984.314 | 0.961 | 0.924 | 14.457 | 1.2 | 22084.136 | 1832.828 | 6.7481 | 12.656 | 1.059 | 85.4037 | 7.1462 | 0.841 | 0.81549 | 439 | -1 |  |  | 0 |  | 273 | 5 | 7.856 | 7.8614 | 5 | Dry Ponds | 285 | 20% | 20% | 17.0807 | 1.4292
41 | 10 | 0.0064792 | 290 | 41 | 10 | RAN | 5.062 | 0.211 | 1204.825 | 50.143 | 0.96 | 0.922 | 4.86 | 0.194 | 1156.789 | 46.234 | 0.0064792 | 4.268 | 0.172 | 0.027653 | 0.0011144 | 0.843 | 0.81592 | 439 | -1 |  |  | 0 |  | 273 | 5 | 7.856 | 7.8614 | 5 | Dry Ponds | 290 | 20% | 20% | 0.0055307 | 0.00022289
41 | 11 | 0.00015074 | 291 | 41 | 11 | FOR | 3.3637 | 0.139 | 1738.258 | 71.607 | 0.961 | 0.923 | 3.231 | 0.128 | 1669.641 | 66.092 | 0.00015074 | 2.844 | 0.114 | 0.00042871 | 1.7185e-05 | 0.846 | 0.81972 | 439 | -1 |  |  | 0 |  | 273 | 5 | 7.856 | 7.8614 | 5 | Dry Ponds | 291 | 20% | 20% | 8.5742e-05 | 3.4369e-06
38 | 10 | 0.13604 | 255 | 38 | 10 | RAN | 2.8596 | 0.226 | 157.374 | 12.414 | 0.763 | 0.746 | 2.182 | 0.168 | 120.107 | 9.267 | 0.13604 | 2.182 | 0.168 | 0.29684 | 0.022855 | 0.763 | 0.74645 | 440 | -1 |  |  | 0 |  | 274 | 5 | 0.64683 | 0.64728 | 5 | Dry Ponds | 255 | 20% | 20% | 0.059368 | 0.004571
41 | 4 | 0.0085456 | 285 | 41 | 4 | IND | 15.0465 | 1.299 | 22984.638 | 1984.314 | 0.961 | 0.924 | 14.457 | 1.2 | 22084.136 | 1832.828 | 0.0085456 | 12.656 | 1.059 | 0.10815 | 0.0090498 | 0.841 | 0.81549 | 440 | -1 |  |  | 0 |  | 274 | 5 | 0.64683 | 0.64728 | 5 | Dry Ponds | 285 | 20% | 20% | 0.021631 | 0.00181
41 | 10 | 0.50269 | 290 | 41 | 10 | RAN | 5.062 | 0.211 | 1204.825 | 50.143 | 0.96 | 0.922 | 4.86 | 0.194 | 1156.789 | 46.234 | 0.50269 | 4.268 | 0.172 | 2.1455 | 0.086463 | 0.843 | 0.81592 | 440 | -1 |  |  | 0 |  | 274 | 5 | 0.64683 | 0.64728 | 5 | Dry Ponds | 290 | 20% | 20% | 0.4291 | 0.017293
41 | 1 | 0.019521 | 282 | 41 | 1 | LDR | 6.4645 | 0.301 | 7159.582 | 333.43 | 0.961 | 0.923 | 6.211 | 0.278 | 6878.392 | 307.743 | 0.019521 | 5.446 | 0.246 | 0.10631 | 0.0048022 | 0.842 | 0.81555 | 441 | -1 |  |  | 0 |  | 275 | 5 | 18.6499 | 18.6626 | 5 | Dry Ponds | 282 | 20% | 20% | 0.021262 | 0.00096044
41 | 2 | 0.21969 | 283 | 41 | 2 | MDR | 11.9201 | 0.582 | 23513.664 | 1147.493 | 0.961 | 0.923 | 11.452 | 0.537 | 22589.972 | 1059.182 | 0.21969 | 10.039 | 0.474 | 2.2055 | 0.10413 | 0.842 | 0.81527 | 441 | -1 |  |  | 0 |  | 275 | 5 | 18.6499 | 18.6626 | 5 | Dry Ponds | 283 | 20% | 20% | 0.44109 | 0.020826
41 | 4 | 6.8518 | 285 | 41 | 4 | IND | 15.0465 | 1.299 | 22984.638 | 1984.314 | 0.961 | 0.924 | 14.457 | 1.2 | 22084.136 | 1832.828 | 6.8518 | 12.656 | 1.059 | 86.7164 | 7.2561 | 0.841 | 0.81549 | 441 | -1 |  |  | 0 |  | 275 | 5 | 18.6499 | 18.6626 | 5 | Dry Ponds | 285 | 20% | 20% | 17.3433 | 1.4512
41 | 10 | 0.063999 | 290 | 41 | 10 | RAN | 5.062 | 0.211 | 1204.825 | 50.143 | 0.96 | 0.922 | 4.86 | 0.194 | 1156.789 | 46.234 | 0.063999 | 4.268 | 0.172 | 0.27315 | 0.011008 | 0.843 | 0.81592 | 441 | -1 |  |  | 0 |  | 275 | 5 | 18.6499 | 18.6626 | 5 | Dry Ponds | 290 | 20% | 20% | 0.05463 | 0.0022016
41 | 11 | 0.57915 | 291 | 41 | 11 | FOR | 3.3637 | 0.139 | 1738.258 | 71.607 | 0.961 | 0.923 | 3.231 | 0.128 | 1669.641 | 66.092 | 0.57915 | 2.844 | 0.114 | 1.6471 | 0.066023 | 0.846 | 0.81972 | 441 | -1 |  |  | 0 |  | 275 | 5 | 18.6499 | 18.6626 | 5 | Dry Ponds | 291 | 20% | 20% | 0.32942 | 0.013205
41 | 13 | 10.9284 | 293 | 41 | 13 | WET | 1.0484 | 0.041 | 1567.871 | 61.608 | 0.962 | 0.921 | 1.008 | 0.038 | 1507.852 | 56.766 | 10.9284 | 0.888 | 0.034 | 9.7045 | 0.37157 | 0.847 | 0.81976 | 441 | -1 |  |  | 0 |  | 275 | 5 | 18.6499 | 18.6626 | 5 | Dry Ponds | 293 | 20% | 20% | 1.9409 | 0.074313
41 | 2 | 4.4524 | 283 | 41 | 2 | MDR | 11.9201 | 0.582 | 23513.664 | 1147.493 | 0.961 | 0.923 | 11.452 | 0.537 | 22589.972 | 1059.182 | 4.4524 | 10.039 | 0.474 | 44.6977 | 2.1104 | 0.842 | 0.81527 | 442 | -1 |  |  | 0 |  | 276 | 5 | 4.4681 | 4.4711 | 5 | Dry Ponds | 283 | 20% | 20% | 8.9395 | 0.42209
41 | 13 | 0.018724 | 293 | 41 | 13 | WET | 1.0484 | 0.041 | 1567.871 | 61.608 | 0.962 | 0.921 | 1.008 | 0.038 | 1507.852 | 56.766 | 0.018724 | 0.888 | 0.034 | 0.016627 | 0.00063661 | 0.847 | 0.81976 | 442 | -1 |  |  | 0 |  | 276 | 5 | 4.4681 | 4.4711 | 5 | Dry Ponds | 293 | 20% | 20% | 0.0033254 | 0.00012732
41 | 4 | 0.68949 | 285 | 41 | 4 | IND | 15.0465 | 1.299 | 22984.638 | 1984.314 | 0.961 | 0.924 | 14.457 | 1.2 | 22084.136 | 1832.828 | 0.68949 | 12.656 | 1.059 | 8.7262 | 0.73017 | 0.841 | 0.81549 | 443 | -1 |  |  | 0 |  | 278 | 5 | 4.5253 | 4.5284 | 5 | Dry Ponds | 285 | 20% | 20% | 1.7452 | 0.14603
41 | 10 | 2.1837 | 290 | 41 | 10 | RAN | 5.062 | 0.211 | 1204.825 | 50.143 | 0.96 | 0.922 | 4.86 | 0.194 | 1156.789 | 46.234 | 2.1837 | 4.268 | 0.172 | 9.32 | 0.3756 | 0.843 | 0.81592 | 443 | -1 |  |  | 0 |  | 278 | 5 | 4.5253 | 4.5284 | 5 | Dry Ponds | 290 | 20% | 20% | 1.864 | 0.075119
41 | 11 | 1.6552 | 291 | 41 | 11 | FOR | 3.3637 | 0.139 | 1738.258 | 71.607 | 0.961 | 0.923 | 3.231 | 0.128 | 1669.641 | 66.092 | 1.6552 | 2.844 | 0.114 | 4.7074 | 0.18869 | 0.846 | 0.81972 | 443 | -1 |  |  | 0 |  | 278 | 5 | 4.5253 | 4.5284 | 5 | Dry Ponds | 291 | 20% | 20% | 0.94148 | 0.037739
38 | 1 | 0.054496 | 247 | 38 | 1 | LDR | 4.4646 | 0.394 | 219.902 | 19.412 | 0.753 | 0.733 | 3.362 | 0.289 | 165.572 | 14.232 | 0.054496 | 3.362 | 0.289 | 0.18322 | 0.015749 | 0.753 | 0.73313 | 444 | -1 |  |  | 0 |  | 279 | 5 | 0.39699 | 0.39727 | 5 | Dry Ponds | 247 | 20% | 20% | 0.036643 | 0.0031499
38 | 2 | 0.091712 | 248 | 38 | 2 | MDR | 8.5662 | 0.781 | 5390.011 | 491.366 | 0.752 | 0.731 | 6.439 | 0.571 | 4051.586 | 359.418 | 0.091712 | 6.439 | 0.571 | 0.59053 | 0.052368 | 0.752 | 0.73147 | 444 | -1 |  |  | 0 |  | 279 | 5 | 0.39699 | 0.39727 | 5 | Dry Ponds | 248 | 20% | 20% | 0.11811 | 0.010474
41 | 1 | 0.25106 | 282 | 41 | 1 | LDR | 6.4645 | 0.301 | 7159.582 | 333.43 | 0.961 | 0.923 | 6.211 | 0.278 | 6878.392 | 307.743 | 0.25106 | 5.446 | 0.246 | 1.3673 | 0.06176 | 0.842 | 0.81555 | 444 | -1 |  |  | 0 |  | 279 | 5 | 0.39699 | 0.39727 | 5 | Dry Ponds | 282 | 20% | 20% | 0.27345 | 0.012352
41 | 4 | 77.1002 | 285 | 41 | 4 | IND | 15.0465 | 1.299 | 22984.638 | 1984.314 | 0.961 | 0.924 | 14.457 | 1.2 | 22084.136 | 1832.828 | 77.1002 | 12.656 | 1.059 | 975.7804 | 81.6491 | 0.841 | 0.81549 | 445 | -1 |  |  | 0 |  | 280 | 5 | 88.9677 | 89.0285 | 5 | Dry Ponds | 285 | 20% | 20% | 195.1561 | 16.3298
41 | 10 | 11.5019 | 290 | 41 | 10 | RAN | 5.062 | 0.211 | 1204.825 | 50.143 | 0.96 | 0.922 | 4.86 | 0.194 | 1156.789 | 46.234 | 11.5019 | 4.268 | 0.172 | 49.0901 | 1.9783 | 0.843 | 0.81592 | 445 | -1 |  |  | 0 |  | 280 | 5 | 88.9677 | 89.0285 | 5 | Dry Ponds | 290 | 20% | 20% | 9.818 | 0.39567
41 | 12 | 0.064136 | 292 | 41 | 12 | WAT | 1.0456 | 0.041 | 281.889 | 11.073 | 0.962 | 0.921 | 1.006 | 0.038 | 271.1 | 10.202 | 0.064136 | 0.885 | 0.034 | 0.05676 | 0.0021806 | 0.847 | 0.81969 | 445 | -1 |  |  | 0 |  | 280 | 5 | 88.9677 | 89.0285 | 5 | Dry Ponds | 292 | 20% | 20% | 0.011352 | 0.00043612
41 | 13 | 0.36224 | 293 | 41 | 13 | WET | 1.0484 | 0.041 | 1567.871 | 61.608 | 0.962 | 0.921 | 1.008 | 0.038 | 1507.852 | 56.766 | 0.36224 | 0.888 | 0.034 | 0.32167 | 0.012316 | 0.847 | 0.81976 | 445 | -1 |  |  | 0 |  | 280 | 5 | 88.9677 | 89.0285 | 5 | Dry Ponds | 293 | 20% | 20% | 0.064335 | 0.0024633
41 | 2 | 5.4466 | 283 | 41 | 2 | MDR | 11.9201 | 0.582 | 23513.664 | 1147.493 | 0.961 | 0.923 | 11.452 | 0.537 | 22589.972 | 1059.182 | 5.4466 | 10.039 | 0.474 | 54.6788 | 2.5817 | 0.842 | 0.81527 | 446 | -1 |  |  | 0 |  | 281 | 5 | 7.2084 | 7.2133 | 5 | Dry Ponds | 283 | 20% | 20% | 10.9358 | 0.51634
41 | 4 | 0.041754 | 285 | 41 | 4 | IND | 15.0465 | 1.299 | 22984.638 | 1984.314 | 0.961 | 0.924 | 14.457 | 1.2 | 22084.136 | 1832.828 | 0.041754 | 12.656 | 1.059 | 0.52844 | 0.044217 | 0.841 | 0.81549 | 446 | -1 |  |  | 0 |  | 281 | 5 | 7.2084 | 7.2133 | 5 | Dry Ponds | 285 | 20% | 20% | 0.10569 | 0.0088435
41 | 13 | 1.7249 | 293 | 41 | 13 | WET | 1.0484 | 0.041 | 1567.871 | 61.608 | 0.962 | 0.921 | 1.008 | 0.038 | 1507.852 | 56.766 | 1.7249 | 0.888 | 0.034 | 1.5318 | 0.058648 | 0.847 | 0.81976 | 446 | -1 |  |  | 0 |  | 281 | 5 | 7.2084 | 7.2133 | 5 | Dry Ponds | 293 | 20% | 20% | 0.30635 | 0.01173
41 | 4 | 0.094738 | 285 | 41 | 4 | IND | 15.0465 | 1.299 | 22984.638 | 1984.314 | 0.961 | 0.924 | 14.457 | 1.2 | 22084.136 | 1832.828 | 0.094738 | 12.656 | 1.059 | 1.199 | 0.10033 | 0.841 | 0.81549 | 447 | -1 |  |  | 0 |  | 282 | 5 | 0.094673 | 0.094738 | 5 | Dry Ponds | 285 | 20% | 20% | 0.2398 | 0.020065
41 | 4 | 0.055041 | 285 | 41 | 4 | IND | 15.0465 | 1.299 | 22984.638 | 1984.314 | 0.961 | 0.924 | 14.457 | 1.2 | 22084.136 | 1832.828 | 0.055041 | 12.656 | 1.059 | 0.69659 | 0.058288 | 0.841 | 0.81549 | 448 | -1 |  |  | 0 |  | 283 | 5 | 0.055003 | 0.055041 | 5 | Dry Ponds | 285 | 20% | 20% | 0.13932 | 0.011658
41 | 4 | 0.35151 | 285 | 41 | 4 | IND | 15.0465 | 1.299 | 22984.638 | 1984.314 | 0.961 | 0.924 | 14.457 | 1.2 | 22084.136 | 1832.828 | 0.35151 | 12.656 | 1.059 | 4.4487 | 0.37225 | 0.841 | 0.81549 | 449 | -1 |  |  | 0 |  | 284 | 5 | 1.1029 | 1.0932 | 5 | Dry Ponds | 285 | 20% | 20% | 0.88973 | 0.074449
41 | 11 | 0.60142 | 291 | 41 | 11 | FOR | 3.3637 | 0.139 | 1738.258 | 71.607 | 0.961 | 0.923 | 3.231 | 0.128 | 1669.641 | 66.092 | 0.60142 | 2.844 | 0.114 | 1.7104 | 0.068562 | 0.846 | 0.81972 | 449 | -1 |  |  | 0 |  | 284 | 5 | 1.1029 | 1.0932 | 5 | Dry Ponds | 291 | 20% | 20% | 0.34209 | 0.013712
41 | 13 | 0.14029 | 293 | 41 | 13 | WET | 1.0484 | 0.041 | 1567.871 | 61.608 | 0.962 | 0.921 | 1.008 | 0.038 | 1507.852 | 56.766 | 0.14029 | 0.888 | 0.034 | 0.12457 | 0.0047697 | 0.847 | 0.81976 | 449 | -1 |  |  | 0 |  | 284 | 5 | 1.1029 | 1.0932 | 5 | Dry Ponds | 293 | 20% | 20% | 0.024915 | 0.00095394
41 | 4 | 0.13458 | 285 | 41 | 4 | IND | 15.0465 | 1.299 | 22984.638 | 1984.314 | 0.961 | 0.924 | 14.457 | 1.2 | 22084.136 | 1832.828 | 0.13458 | 12.656 | 1.059 | 1.7032 | 0.14252 | 0.841 | 0.81549 | 450 | -1 |  |  | 0 |  | 285 | 5 | 0.13449 | 0.13458 | 5 | Dry Ponds | 285 | 20% | 20% | 0.34065 | 0.028504
38 | 4 | 0.091132 | 250 | 38 | 4 | IND | 13.0332 | 1.643 | 2693.398 | 339.537 | 0.746 | 0.728 | 9.718 | 1.196 | 2008.316 | 247.156 | 0.091132 | 9.718 | 1.196 | 0.88562 | 0.10899 | 0.746 | 0.72792 | 451 | -1 |  |  | 0 |  | 286 | 5 | 0.09107 | 0.091132 | 5 | Dry Ponds | 250 | 20% | 20% | 0.17712 | 0.021799
38 | 2 | 0.021431 | 248 | 38 | 2 | MDR | 8.5662 | 0.781 | 5390.011 | 491.366 | 0.752 | 0.731 | 6.439 | 0.571 | 4051.586 | 359.418 | 0.021431 | 6.439 | 0.571 | 0.13799 | 0.012237 | 0.752 | 0.73147 | 452 | -1 |  |  | 0 |  | 287 | 5 | 0.10879 | 0.10886 | 5 | Dry Ponds | 248 | 20% | 20% | 0.027599 | 0.0024474
38 | 4 | 0.0039624 | 250 | 38 | 4 | IND | 13.0332 | 1.643 | 2693.398 | 339.537 | 0.746 | 0.728 | 9.718 | 1.196 | 2008.316 | 247.156 | 0.0039624 | 9.718 | 1.196 | 0.038507 | 0.0047391 | 0.746 | 0.72792 | 452 | -1 |  |  | 0 |  | 287 | 5 | 0.10879 | 0.10886 | 5 | Dry Ponds | 250 | 20% | 20% | 0.0077014 | 0.00094782
41 | 2 | 0.056151 | 283 | 41 | 2 | MDR | 11.9201 | 0.582 | 23513.664 | 1147.493 | 0.961 | 0.923 | 11.452 | 0.537 | 22589.972 | 1059.182 | 0.056151 | 10.039 | 0.474 | 0.5637 | 0.026615 | 0.842 | 0.81527 | 452 | -1 |  |  | 0 |  | 287 | 5 | 0.10879 | 0.10886 | 5 | Dry Ponds | 283 | 20% | 20% | 0.11274 | 0.0053231
41 | 4 | 0.027315 | 285 | 41 | 4 | IND | 15.0465 | 1.299 | 22984.638 | 1984.314 | 0.961 | 0.924 | 14.457 | 1.2 | 22084.136 | 1832.828 | 0.027315 | 12.656 | 1.059 | 0.3457 | 0.028927 | 0.841 | 0.81549 | 452 | -1 |  |  | 0 |  | 287 | 5 | 0.10879 | 0.10886 | 5 | Dry Ponds | 285 | 20% | 20% | 0.06914 | 0.0057854
38 | 2 | 0.041021 | 248 | 38 | 2 | MDR | 8.5662 | 0.781 | 5390.011 | 491.366 | 0.752 | 0.731 | 6.439 | 0.571 | 4051.586 | 359.418 | 0.041021 | 6.439 | 0.571 | 0.26413 | 0.023423 | 0.752 | 0.73147 | 453 | -1 |  |  | 0 |  | 288 | 5 | 1.4707 | 1.4717 | 5 | Dry Ponds | 248 | 20% | 20% | 0.052826 | 0.0046846
38 | 4 | 0.08034 | 250 | 38 | 4 | IND | 13.0332 | 1.643 | 2693.398 | 339.537 | 0.746 | 0.728 | 9.718 | 1.196 | 2008.316 | 247.156 | 0.08034 | 9.718 | 1.196 | 0.78074 | 0.096086 | 0.746 | 0.72792 | 453 | -1 |  |  | 0 |  | 288 | 5 | 1.4707 | 1.4717 | 5 | Dry Ponds | 250 | 20% | 20% | 0.15615 | 0.019217
41 | 2 | 0.31779 | 283 | 41 | 2 | MDR | 11.9201 | 0.582 | 23513.664 | 1147.493 | 0.961 | 0.923 | 11.452 | 0.537 | 22589.972 | 1059.182 | 0.31779 | 10.039 | 0.474 | 3.1903 | 0.15063 | 0.842 | 0.81527 | 453 | -1 |  |  | 0 |  | 288 | 5 | 1.4707 | 1.4717 | 5 | Dry Ponds | 283 | 20% | 20% | 0.63807 | 0.030127
41 | 4 | 0.89998 | 285 | 41 | 4 | IND | 15.0465 | 1.299 | 22984.638 | 1984.314 | 0.961 | 0.924 | 14.457 | 1.2 | 22084.136 | 1832.828 | 0.89998 | 12.656 | 1.059 | 11.3902 | 0.95308 | 0.841 | 0.81549 | 453 | -1 |  |  | 0 |  | 288 | 5 | 1.4707 | 1.4717 | 5 | Dry Ponds | 285 | 20% | 20% | 2.278 | 0.19062
41 | 11 | 0.13253 | 291 | 41 | 11 | FOR | 3.3637 | 0.139 | 1738.258 | 71.607 | 0.961 | 0.923 | 3.231 | 0.128 | 1669.641 | 66.092 | 0.13253 | 2.844 | 0.114 | 0.37693 | 0.015109 | 0.846 | 0.81972 | 453 | -1 |  |  | 0 |  | 288 | 5 | 1.4707 | 1.4717 | 5 | Dry Ponds | 291 | 20% | 20% | 0.075385 | 0.0030218
41 | 2 | 0.024647 | 283 | 41 | 2 | MDR | 11.9201 | 0.582 | 23513.664 | 1147.493 | 0.961 | 0.923 | 11.452 | 0.537 | 22589.972 | 1059.182 | 0.024647 | 10.039 | 0.474 | 0.24743 | 0.011683 | 0.842 | 0.81527 | 454 | -1 |  |  | 0 |  | 289 | 5 | 0.22188 | 0.22203 | 5 | Dry Ponds | 283 | 20% | 20% | 0.049487 | 0.0023365
41 | 11 | 0.19738 | 291 | 41 | 11 | FOR | 3.3637 | 0.139 | 1738.258 | 71.607 | 0.961 | 0.923 | 3.231 | 0.128 | 1669.641 | 66.092 | 0.19738 | 2.844 | 0.114 | 0.56136 | 0.022502 | 0.846 | 0.81972 | 454 | -1 |  |  | 0 |  | 289 | 5 | 0.22188 | 0.22203 | 5 | Dry Ponds | 291 | 20% | 20% | 0.11227 | 0.0045003
41 | 2 | 0.26602 | 283 | 41 | 2 | MDR | 11.9201 | 0.582 | 23513.664 | 1147.493 | 0.961 | 0.923 | 11.452 | 0.537 | 22589.972 | 1059.182 | 0.26602 | 10.039 | 0.474 | 2.6706 | 0.12609 | 0.842 | 0.81527 | 455 | -1 |  |  | 0 |  | 290 | 5 | 0.26584 | 0.26602 | 5 | Dry Ponds | 283 | 20% | 20% | 0.53412 | 0.025219
41 | 2 | 0.020427 | 283 | 41 | 2 | MDR | 11.9201 | 0.582 | 23513.664 | 1147.493 | 0.961 | 0.923 | 11.452 | 0.537 | 22589.972 | 1059.182 | 0.020427 | 10.039 | 0.474 | 0.20507 | 0.0096824 | 0.842 | 0.81527 | 456 | -1 |  |  | 0 |  | 291 | 5 | 0.020413 | 0.020427 | 5 | Dry Ponds | 283 | 20% | 20% | 0.041013 | 0.0019365
38 | 2 | 0.035908 | 248 | 38 | 2 | MDR | 8.5662 | 0.781 | 5390.011 | 491.366 | 0.752 | 0.731 | 6.439 | 0.571 | 4051.586 | 359.418 | 0.035908 | 6.439 | 0.571 | 0.23121 | 0.020503 | 0.752 | 0.73147 | 457 | -1 |  |  | 0 |  | 292 | 5 | 0.94772 | 0.94837 | 5 | Dry Ponds | 248 | 20% | 20% | 0.046242 | 0.0041007
41 | 1 | 0.86812 | 282 | 41 | 1 | LDR | 6.4645 | 0.301 | 7159.582 | 333.43 | 0.961 | 0.923 | 6.211 | 0.278 | 6878.392 | 307.743 | 0.86812 | 5.446 | 0.246 | 4.7278 | 0.21356 | 0.842 | 0.81555 | 457 | -1 |  |  | 0 |  | 292 | 5 | 0.94772 | 0.94837 | 5 | Dry Ponds | 282 | 20% | 20% | 0.94555 | 0.042711
41 | 2 | 0.044345 | 283 | 41 | 2 | MDR | 11.9201 | 0.582 | 23513.664 | 1147.493 | 0.961 | 0.923 | 11.452 | 0.537 | 22589.972 | 1059.182 | 0.044345 | 10.039 | 0.474 | 0.44518 | 0.021019 | 0.842 | 0.81527 | 457 | -1 |  |  | 0 |  | 292 | 5 | 0.94772 | 0.94837 | 5 | Dry Ponds | 283 | 20% | 20% | 0.089035 | 0.0042039
41 | 1 | 0.4911 | 282 | 41 | 1 | LDR | 6.4645 | 0.301 | 7159.582 | 333.43 | 0.961 | 0.923 | 6.211 | 0.278 | 6878.392 | 307.743 | 0.4911 | 5.446 | 0.246 | 2.6745 | 0.12081 | 0.842 | 0.81555 | 458 | -1 |  |  | 0 |  | 293 | 5 | 0.66542 | 0.66588 | 5 | Dry Ponds | 282 | 20% | 20% | 0.53491 | 0.024162
41 | 4 | 0.17478 | 285 | 41 | 4 | IND | 15.0465 | 1.299 | 22984.638 | 1984.314 | 0.961 | 0.924 | 14.457 | 1.2 | 22084.136 | 1832.828 | 0.17478 | 12.656 | 1.059 | 2.212 | 0.18509 | 0.841 | 0.81549 | 458 | -1 |  |  | 0 |  | 293 | 5 | 0.66542 | 0.66588 | 5 | Dry Ponds | 285 | 20% | 20% | 0.44239 | 0.037017
27 | 4 | 0.49124 | 162 | 27 | 4 | IND | 11.0624 | 1.21 | 10869.185 | 1188.593 | 0.31 | 0.307 | 3.425 | 0.372 | 3365.144 | 365.357 | 0.49124 | 3.425 | 0.372 | 1.6825 | 0.18274 | 0.31 | 0.30739 | 521 | -1 |  |  | 0 |  | 374 | 5 | 10.3886 | 0.49124 | 5 | Dry Ponds | 162 | 20% | 20% | 0.3365 | 0.036548
27 | 4 | 16.2788 | 162 | 27 | 4 | IND | 11.0624 | 1.21 | 10869.185 | 1188.593 | 0.31 | 0.307 | 3.425 | 0.372 | 3365.144 | 365.357 | 16.2788 | 3.425 | 0.372 | 55.7549 | 6.0557 | 0.31 | 0.30739 | 522 | -1 |  |  | 0 |  | 376 | 5 | 46.0645 | 38.4925 | 5 | Dry Ponds | 162 | 20% | 20% | 11.151 | 1.2111
29 | 4 | 14.9097 | 184 | 29 | 4 | IND | 7.4292 | 0.95 | 607.511 | 77.702 | 0.605 | 0.563 | 4.493 | 0.535 | 367.397 | 43.769 | 14.9097 | 4.493 | 0.535 | 66.9893 | 7.9767 | 0.605 | 0.5633 | 522 | -1 |  |  | 0 |  | 376 | 5 | 46.0645 | 38.4925 | 5 | Dry Ponds | 184 | 20% | 20% | 13.3979 | 1.5953
29 | 13 | 0.41026 | 191 | 29 | 13 | WET | 6.0023 | 0.545 | 1573.466 | 142.761 | 0.604 | 0.564 | 3.628 | 0.307 | 951.085 | 80.508 | 0.41026 | 3.628 | 0.307 | 1.4884 | 0.12595 | 0.604 | 0.56394 | 522 | -1 |  |  | 0 |  | 376 | 5 | 46.0645 | 38.4925 | 5 | Dry Ponds | 191 | 20% | 20% | 0.29768 | 0.02519
95 | 4 | 0.33389 | 593 | 95 | 4 | IND | 13.7951 | 1.628 | 835.91 | 98.655 | 0.797 | 0.754 | 10.999 | 1.228 | 666.514 | 74.381 | 0.33389 | 10.744 | 4.258 | 3.5873 | 1.4217 | 0.779 | 2.615 | 522 | -1 |  |  | 0 |  | 376 | 5 | 46.0645 | 38.4925 | 5 | Dry Ponds | 593 | 20% | 20% | 0.71747 | 0.28434
95 | 13 | 0.20703 | 598 | 95 | 13 | WET | 1.3043 | 0.095 | 958.113 | 70.059 | 0.802 | 0.759 | 1.047 | 0.072 | 768.799 | 53.208 | 0.20703 | 1.023 | 0.282 | 0.21179 | 0.058381 | 0.785 | 2.9522 | 522 | -1 |  |  | 0 |  | 376 | 5 | 46.0645 | 38.4925 | 5 | Dry Ponds | 598 | 20% | 20% | 0.042358 | 0.011676
96 | 4 | 6.0179 | 600 | 96 | 4 | IND | 12.891 | 1.483 | 1017.657 | 117.073 | 0.995 | 3.4 | 12.829 | 5.042 | 1012.795 | 398.047 | 6.0179 | 12.578 | 1.483 | 75.693 | 8.9245 | 0.976 | 1 | 522 | -1 |  |  | 0 |  | 376 | 5 | 46.0645 | 38.4925 | 5 | Dry Ponds | 600 | 20% | 20% | 15.1386 | 1.7849
96 | 13 | 0.33495 | 604 | 96 | 13 | WET | 6.4557 | 0.586 | 26.845 | 2.437 | 0.997 | 3.4 | 6.436 | 1.993 | 26.764 | 8.286 | 0.33495 | 6.31 | 0.586 | 2.1135 | 0.19628 | 0.977 | 1 | 522 | -1 |  |  | 0 |  | 376 | 5 | 46.0645 | 38.4925 | 5 | Dry Ponds | 604 | 20% | 20% | 0.42271 | 0.039256
10 | 4 | 8.0592e-07 | 13 | 10 | 4 | IND | 13.1528 | 1.186 | 6233.588 | 562.16 | 0.215 | 0.107 | 2.826 | 0.127 | 1339.375 | 60.359 | 8.0592e-07 | 1.344 | 0.064 | 1.0832e-06 | 5.1579e-08 | 0.102 | 0.054107 | 530 | 7 | Lake Concord Stormwater Park/ Anniversary Park - Dry Detention | Dry Detention - Portion of Redevelopment and Retrofit of City-owned property into an educational stormwater Park including installation of 2 baffle boxes and an exfiltration trench, and other BMPs (1) | 5 | Dry Ponds | 27 | 5 | 1110.5239 | 8.0592e-07 | 5 | Dry Ponds | 13 | 20% | 20% | 2.1663e-07 | 1.0316e-08
27 | 4 | 0.096781 | 162 | 27 | 4 | IND | 11.0624 | 1.21 | 10869.185 | 1188.593 | 0.31 | 0.307 | 3.425 | 0.372 | 3365.144 | 365.357 | 0.096781 | 3.425 | 0.372 | 0.33147 | 0.036002 | 0.31 | 0.30739 | 736 | -1 |  |  | 0 |  | 21 | 5 | 2216.0989 | 0.096781 | 5 | Dry Ponds | 162 | 20% | 20% | 0.066295 | 0.0072005
38 | 2 | 0.0035581 | 248 | 38 | 2 | MDR | 8.5662 | 0.781 | 5390.011 | 491.366 | 0.752 | 0.731 | 6.439 | 0.571 | 4051.586 | 359.418 | 0.0035581 | 6.439 | 0.571 | 0.022911 | 0.0020317 | 0.752 | 0.73147 | 748 | -1 |  |  | 0 |  | 368 | 5 | 0.0068752 | 0.0068799 | 5 | Dry Ponds | 248 | 20% | 20% | 0.0045822 | 0.00040634
38 | 2 | 0.0035581 | 248 | 38 | 2 | MDR | 8.5662 | 0.781 | 5390.011 | 491.366 | 0.752 | 0.731 | 6.439 | 0.571 | 4051.586 | 359.418 | 0.0035581 | 6.439 | 0.571 | 0.022911 | 0.0020317 | 0.752 | 0.73147 | 749 | -1 |  |  | 0 |  | 369 | 5 | 0.0068752 | 0.0068799 | 5 | Dry Ponds | 248 | 20% | 20% | 0.0045822 | 0.00040634
41 | 2 | 0.0033218 | 283 | 41 | 2 | MDR | 11.9201 | 0.582 | 23513.664 | 1147.493 | 0.961 | 0.923 | 11.452 | 0.537 | 22589.972 | 1059.182 | 0.0033218 | 10.039 | 0.474 | 0.033347 | 0.0015745 | 0.842 | 0.81527 | 748 | -1 |  |  | 0 |  | 368 | 5 | 0.0068752 | 0.0068799 | 5 | Dry Ponds | 283 | 20% | 20% | 0.0066695 | 0.00031491
41 | 2 | 0.0033218 | 283 | 41 | 2 | MDR | 11.9201 | 0.582 | 23513.664 | 1147.493 | 0.961 | 0.923 | 11.452 | 0.537 | 22589.972 | 1059.182 | 0.0033218 | 10.039 | 0.474 | 0.033347 | 0.0015745 | 0.842 | 0.81527 | 749 | -1 |  |  | 0 |  | 369 | 5 | 0.0068752 | 0.0068799 | 5 | Dry Ponds | 283 | 20% | 20% | 0.0066695 | 0.00031491
24 | 1 | 0.0039601 | 131 | 24 | 1 | LDR | 4.6601 | 0.367 | 900.974 | 71.038 | 0.233 | 0.12 | 1.086 | 0.044 | 210.047 | 8.502 | 0.0039601 | 0.628 | 0.023 | 0.0024869 | 9.1082e-05 | 0.135 | 0.061741 | 187 | -1 |  |  | 0 |  | 19 | 1 | 147.2275 | 147.3282 | 6 | Dry Ponds Improved | 131 | 25% | 25% | 0.00062173 | 2.2771e-05
24 | 2 | 0.98572 | 132 | 24 | 2 | MDR | 9.1244 | 0.747 | 4998.613 | 409.165 | 0.231 | 0.117 | 2.111 | 0.087 | 1156.347 | 47.73 | 0.98572 | 1.216 | 0.045 | 1.1986 | 0.044357 | 0.133 | 0.060038 | 187 | -1 |  |  | 0 |  | 19 | 1 | 147.2275 | 147.3282 | 6 | Dry Ponds Improved | 132 | 25% | 25% | 0.29966 | 0.011089
24 | 3 | 50.4538 | 133 | 24 | 3 | HDR | 20.209 | 2.142 | 4406.734 | 467.092 | 0.231 | 0.124 | 4.67 | 0.265 | 1018.363 | 57.887 | 50.4538 | 2.691 | 0.138 | 135.7711 | 6.9626 | 0.133 | 0.064241 | 187 | -1 |  |  | 0 |  | 19 | 1 | 147.2275 | 147.3282 | 6 | Dry Ponds Improved | 133 | 25% | 25% | 33.9428 | 1.7407
24 | 4 | 0.0096549 | 134 | 24 | 4 | IND | 14.4894 | 1.67 | 3647.149 | 420.469 | 0.223 | 0.111 | 3.227 | 0.185 | 812.227 | 46.466 | 0.0096549 | 1.836 | 0.095 | 0.017726 | 0.00091721 | 0.127 | 0.056659 | 187 | -1 |  |  | 0 |  | 19 | 1 | 147.2275 | 147.3282 | 6 | Dry Ponds Improved | 134 | 25% | 25% | 0.0044316 | 0.0002293
24 | 7 | 0.07451 | 136 | 24 | 7 | PAS | 8.2907 | 0.681 | 151.419 | 12.446 | 0.243 | 0.136 | 2.016 | 0.093 | 36.827 | 1.692 | 0.07451 | 1.178 | 0.048 | 0.087773 | 0.0035765 | 0.142 | 0.070814 | 187 | -1 |  |  | 0 |  | 19 | 1 | 147.2275 | 147.3282 | 6 | Dry Ponds Improved | 136 | 25% | 25% | 0.021943 | 0.00089412
24 | 12 | 2.3397 | 140 | 24 | 12 | WAT | 0.32312 | 0.017 | 72.968 | 3.927 | 0.246 | 0.138 | 0.079 | 0.002 | 17.927 | 0.543 | 2.3397 | 0.047 | 0.001 | 0.10997 | 0.0023397 | 0.146 | 0.072263 | 187 | -1 |  |  | 0 |  | 19 | 1 | 147.2275 | 147.3282 | 6 | Dry Ponds Improved | 140 | 25% | 25% | 0.027491 | 0.00058492
24 | 13 | 5.274 | 141 | 24 | 13 | WET | 7.4495 | 0.68 | 3122.888 | 285.148 | 0.237 | 0.139 | 1.764 | 0.095 | 739.648 | 39.666 | 5.274 | 1.023 | 0.049 | 5.3953 | 0.25843 | 0.137 | 0.072548 | 187 | -1 |  |  | 0 |  | 19 | 1 | 147.2275 | 147.3282 | 6 | Dry Ponds Improved | 141 | 25% | 25% | 1.3488 | 0.064606
34 | 11 | 0.53807 | 223 | 34 | 11 | FOR | 1.0576 | 0.081 | 213.945 | 16.335 | 0.736 | 0.68 | 0.778 | 0.055 | 157.41 | 11.1 | 0.53807 | 0.778 | 0.055 | 0.41862 | 0.029594 | 0.736 | 0.67952 | 187 | -1 |  |  | 0 |  | 19 | 1 | 147.2275 | 147.3282 | 6 | Dry Ponds Improved | 223 | 25% | 25% | 0.10465 | 0.0073985
34 | 13 | 0.18824 | 225 | 34 | 13 | WET | 1.7146 | 0.141 | 872.205 | 71.755 | 0.746 | 0.696 | 1.279 | 0.098 | 650.615 | 49.926 | 0.18824 | 1.279 | 0.098 | 0.24076 | 0.018448 | 0.746 | 0.69578 | 187 | -1 |  |  | 0 |  | 19 | 1 | 147.2275 | 147.3282 | 6 | Dry Ponds Improved | 225 | 25% | 25% | 0.060191 | 0.004612
97 | 7 | 6.634 | 607 | 97 | 7 | PAS | 8.0611 | 0.755 | 615.775 | 57.68 | 0.858 | 0.833 | 6.914 | 0.629 | 528.163 | 48.051 | 6.634 | 6.914 | 0.629 | 45.8671 | 4.1728 | 0.858 | 0.83306 | 187 | -1 |  |  | 0 |  | 19 | 1 | 147.2275 | 147.3282 | 6 | Dry Ponds Improved | 607 | 25% | 25% | 11.4668 | 1.0432
97 | 11 | 73.1994 | 609 | 97 | 11 | FOR | 1.8856 | 0.15 | 1178.991 | 93.84 | 0.864 | 0.838 | 1.629 | 0.126 | 1018.261 | 78.664 | 73.1994 | 1.629 | 0.126 | 119.2418 | 9.2231 | 0.864 | 0.83828 | 187 | -1 |  |  | 0 |  | 19 | 1 | 147.2275 | 147.3282 | 6 | Dry Ponds Improved | 609 | 25% | 25% | 29.8104 | 2.3058
97 | 13 | 7.6273 | 611 | 97 | 13 | WET | 2.5135 | 0.2 | 2832.084 | 225.479 | 0.875 | 0.856 | 2.199 | 0.171 | 2477.678 | 193.038 | 7.6273 | 2.199 | 0.171 | 16.7724 | 1.3043 | 0.875 | 0.85613 | 187 | -1 |  |  | 0 |  | 19 | 1 | 147.2275 | 147.3282 | 6 | Dry Ponds Improved | 611 | 25% | 25% | 4.1931 | 0.32607
24 | 2 | 0.2644 | 132 | 24 | 2 | MDR | 9.1244 | 0.747 | 4998.613 | 409.165 | 0.231 | 0.117 | 2.111 | 0.087 | 1156.347 | 47.73 | 0.2644 | 1.216 | 0.045 | 0.32152 | 0.011898 | 0.133 | 0.060038 | 188 | -1 |  |  | 0 |  | 20 | 1 | 125.9135 | 125.9995 | 6 | Dry Ponds Improved | 132 | 25% | 25% | 0.080379 | 0.0029745
34 | 11 | 11.5392 | 223 | 34 | 11 | FOR | 1.0576 | 0.081 | 213.945 | 16.335 | 0.736 | 0.68 | 0.778 | 0.055 | 157.41 | 11.1 | 11.5392 | 0.778 | 0.055 | 8.9775 | 0.63465 | 0.736 | 0.67952 | 188 | -1 |  |  | 0 |  | 20 | 1 | 125.9135 | 125.9995 | 6 | Dry Ponds Improved | 223 | 25% | 25% | 2.2444 | 0.15866
34 | 13 | 3.0419 | 225 | 34 | 13 | WET | 1.7146 | 0.141 | 872.205 | 71.755 | 0.746 | 0.696 | 1.279 | 0.098 | 650.615 | 49.926 | 3.0419 | 1.279 | 0.098 | 3.8906 | 0.29811 | 0.746 | 0.69578 | 188 | -1 |  |  | 0 |  | 20 | 1 | 125.9135 | 125.9995 | 6 | Dry Ponds Improved | 225 | 25% | 25% | 0.97266 | 0.074527
97 | 4 | 3.3462 | 606 | 97 | 4 | IND | 14.6944 | 1.907 | 51.273 | 6.655 | 0.838 | 0.812 | 12.314 | 1.548 | 42.968 | 5.403 | 3.3462 | 12.314 | 1.548 | 41.2056 | 5.18 | 0.838 | 0.81187 | 188 | -1 |  |  | 0 |  | 20 | 1 | 125.9135 | 125.9995 | 6 | Dry Ponds Improved | 606 | 25% | 25% | 10.3014 | 1.295
97 | 11 | 99.6381 | 609 | 97 | 11 | FOR | 1.8856 | 0.15 | 1178.991 | 93.84 | 0.864 | 0.838 | 1.629 | 0.126 | 1018.261 | 78.664 | 99.6381 | 1.629 | 0.126 | 162.3104 | 12.5544 | 0.864 | 0.83828 | 188 | -1 |  |  | 0 |  | 20 | 1 | 125.9135 | 125.9995 | 6 | Dry Ponds Improved | 609 | 25% | 25% | 40.5776 | 3.1386
97 | 13 | 8.1697 | 611 | 97 | 13 | WET | 2.5135 | 0.2 | 2832.084 | 225.479 | 0.875 | 0.856 | 2.199 | 0.171 | 2477.678 | 193.038 | 8.1697 | 2.199 | 0.171 | 17.9652 | 1.397 | 0.875 | 0.85613 | 188 | -1 |  |  | 0 |  | 20 | 1 | 125.9135 | 125.9995 | 6 | Dry Ponds Improved | 611 | 25% | 25% | 4.4913 | 0.34926
41 | 2 | 3.1507 | 283 | 41 | 2 | MDR | 11.9201 | 0.582 | 23513.664 | 1147.493 | 0.961 | 0.923 | 11.452 | 0.537 | 22589.972 | 1059.182 | 3.1507 | 10.039 | 0.474 | 31.6295 | 1.4934 | 0.842 | 0.81527 | 203 | -1 |  |  | 0 |  | 35 | 1 | 11.5047 | 6.0897 | 6 | Dry Ponds Improved | 283 | 25% | 25% | 7.9074 | 0.37335
41 | 4 | 2.939 | 285 | 41 | 4 | IND | 15.0465 | 1.299 | 22984.638 | 1984.314 | 0.961 | 0.924 | 14.457 | 1.2 | 22084.136 | 1832.828 | 2.939 | 12.656 | 1.059 | 37.1963 | 3.1124 | 0.841 | 0.81549 | 203 | -1 |  |  | 0 |  | 35 | 1 | 11.5047 | 6.0897 | 6 | Dry Ponds Improved | 285 | 25% | 25% | 9.2991 | 0.77811
41 | 2 | 0.62864 | 283 | 41 | 2 | MDR | 11.9201 | 0.582 | 23513.664 | 1147.493 | 0.961 | 0.923 | 11.452 | 0.537 | 22589.972 | 1059.182 | 0.62864 | 10.039 | 0.474 | 6.3109 | 0.29797 | 0.842 | 0.81527 | 204 | -1 |  |  | 0 |  | 36 | 1 | 4.006 | 0.82559 | 6 | Dry Ponds Improved | 283 | 25% | 25% | 1.5777 | 0.074493
41 | 4 | 0.19695 | 285 | 41 | 4 | IND | 15.0465 | 1.299 | 22984.638 | 1984.314 | 0.961 | 0.924 | 14.457 | 1.2 | 22084.136 | 1832.828 | 0.19695 | 12.656 | 1.059 | 2.4926 | 0.20857 | 0.841 | 0.81549 | 204 | -1 |  |  | 0 |  | 36 | 1 | 4.006 | 0.82559 | 6 | Dry Ponds Improved | 285 | 25% | 25% | 0.62315 | 0.052143
46 | 3 | 0.56481 | 342 | 46 | 3 | HDR | 29.2966 | 2.128 | 15135.696 | 1099.348 | 0.585 | 0.841 | 17.131 | 1.789 | 8850.484 | 924.087 | 0.56481 | 13.118 | 1.05 | 7.4092 | 0.59306 | 0.448 | 0.49364 | 526 | 1 | 672 & 676 San Pablo Avenue Baffle Boxes | Replace existing storm manholes with two Baffle Boxes for removal of pollutants (sediment and detritus) (4b) | 2 | Baffle Boxes | 37 | 5 | 2697.9441 | 0.74323 | 6 | Dry Ponds Improved | 342 | 25% | 25% | 1.8523 | 0.14826
46 | 6 | 0.17842 | 344 | 46 | 6 | OPE | 7.8531 | 0.34 | 453.903 | 19.632 | 0.587 | 0.847 | 4.613 | 0.288 | 266.622 | 16.626 | 0.17842 | 3.539 | 0.17 | 0.63142 | 0.030331 | 0.451 | 0.49916 | 526 | 1 | 672 & 676 San Pablo Avenue Baffle Boxes | Replace existing storm manholes with two Baffle Boxes for removal of pollutants (sediment and detritus) (4b) | 2 | Baffle Boxes | 37 | 5 | 2697.9441 | 0.74323 | 6 | Dry Ponds Improved | 344 | 25% | 25% | 0.15785 | 0.0075827
46 | 1 | 0.072609 | 340 | 46 | 1 | LDR | 7.475 | 0.335 | 892.731 | 39.971 | 0.586 | 0.84 | 4.38 | 0.281 | 523.1 | 33.572 | 0.072609 | 3.356 | 0.165 | 0.24367 | 0.01198 | 0.449 | 0.49425 | 527 | 1 | 672 & 676 San Pablo Avenue Baffle Boxes | Replace existing storm manholes with two Baffle Boxes for removal of pollutants (sediment and detritus) (4b) | 2 | Baffle Boxes | 38 | 5 | 508.2111 | 0.35308 | 6 | Dry Ponds Improved | 340 | 25% | 25% | 0.060919 | 0.0029951
46 | 3 | 0.010204 | 342 | 46 | 3 | HDR | 29.2966 | 2.128 | 15135.696 | 1099.348 | 0.585 | 0.841 | 17.131 | 1.789 | 8850.484 | 924.087 | 0.010204 | 13.118 | 1.05 | 0.13385 | 0.010714 | 0.448 | 0.49364 | 527 | 1 | 672 & 676 San Pablo Avenue Baffle Boxes | Replace existing storm manholes with two Baffle Boxes for removal of pollutants (sediment and detritus) (4b) | 2 | Baffle Boxes | 38 | 5 | 508.2111 | 0.35308 | 6 | Dry Ponds Improved | 342 | 25% | 25% | 0.033463 | 0.0026785
46 | 4 | 0.26874 | 343 | 46 | 4 | IND | 17.0006 | 1.432 | 5136.665 | 432.629 | 0.581 | 0.828 | 9.877 | 1.185 | 2984.427 | 358.031 | 0.26874 | 7.542 | 0.694 | 2.0268 | 0.18651 | 0.444 | 0.48499 | 527 | 1 | 672 & 676 San Pablo Avenue Baffle Boxes | Replace existing storm manholes with two Baffle Boxes for removal of pollutants (sediment and detritus) (4b) | 2 | Baffle Boxes | 38 | 5 | 508.2111 | 0.35308 | 6 | Dry Ponds Improved | 343 | 25% | 25% | 0.50671 | 0.046627
46 | 6 | 0.0015311 | 344 | 46 | 6 | OPE | 7.8531 | 0.34 | 453.903 | 19.632 | 0.587 | 0.847 | 4.613 | 0.288 | 266.622 | 16.626 | 0.0015311 | 3.539 | 0.17 | 0.0054187 | 0.00026029 | 0.451 | 0.49916 | 527 | 1 | 672 & 676 San Pablo Avenue Baffle Boxes | Replace existing storm manholes with two Baffle Boxes for removal of pollutants (sediment and detritus) (4b) | 2 | Baffle Boxes | 38 | 5 | 508.2111 | 0.35308 | 6 | Dry Ponds Improved | 344 | 25% | 25% | 0.0013547 | 6.5073e-05
15 | 2 | 0.13002 | 48 | 15 | 2 | MDR | 7.3702 | 0.422 | 5942.609 | 340.176 | 0.471 | 0.494 | 3.471 | 0.209 | 2798.745 | 168.156 | 0.13002 | 3.471 | 0.209 | 0.45129 | 0.027173 | 0.471 | 0.49432 | 528 | 2 | 808 Osceola Trail Baffle Box | Replace existing storm manholes with Baffle Boxes for removal of pollutants (sediment and detritus) (4.i) | 2 | Baffle Boxes | 27 | 5 | 1110.5239 | 0.13016 | 6 | Dry Ponds Improved | 48 | 25% | 25% | 0.11282 | 0.0067934
15 | 13 | 0.00014623 | 56 | 15 | 13 | WET | 5.949 | 0.459 | 2341.804 | 180.724 | 0.473 | 0.503 | 2.811 | 0.231 | 1106.548 | 90.851 | 0.00014623 | 2.811 | 0.231 | 0.00041106 | 3.3779e-05 | 0.473 | 0.50271 | 528 | 2 | 808 Osceola Trail Baffle Box | Replace existing storm manholes with Baffle Boxes for removal of pollutants (sediment and detritus) (4.i) | 2 | Baffle Boxes | 27 | 5 | 1110.5239 | 0.13016 | 6 | Dry Ponds Improved | 56 | 25% | 25% | 0.00010276 | 8.4449e-06
15 | 2 | 0.01479 | 48 | 15 | 2 | MDR | 7.3702 | 0.422 | 5942.609 | 340.176 | 0.471 | 0.494 | 3.471 | 0.209 | 2798.745 | 168.156 | 0.01479 | 3.471 | 0.209 | 0.051336 | 0.0030911 | 0.471 | 0.49432 | 529 | 2 | 808 Osceola Trail Baffle Box | Replace existing storm manholes with Baffle Boxes for removal of pollutants (sediment and detritus) (4.i) | 2 | Baffle Boxes | 28 | 5 | 107.2843 | 0.020432 | 6 | Dry Ponds Improved | 48 | 25% | 25% | 0.012834 | 0.00077278
15 | 13 | 0.0056424 | 56 | 15 | 13 | WET | 5.949 | 0.459 | 2341.804 | 180.724 | 0.473 | 0.503 | 2.811 | 0.231 | 1106.548 | 90.851 | 0.0056424 | 2.811 | 0.231 | 0.015861 | 0.0013034 | 0.473 | 0.50271 | 529 | 2 | 808 Osceola Trail Baffle Box | Replace existing storm manholes with Baffle Boxes for removal of pollutants (sediment and detritus) (4.i) | 2 | Baffle Boxes | 28 | 5 | 107.2843 | 0.020432 | 6 | Dry Ponds Improved | 56 | 25% | 25% | 0.0039652 | 0.00032585
13 | 2 | 2.8903 | 39 | 13 | 2 | MDR | 18.0436 | 0.628 | 3512.436 | 122.222 | 0.525 | 0.326 | 9.477 | 0.204 | 1844.865 | 39.803 | 2.8903 | 4.532 | 0.103 | 13.0988 | 0.2977 | 0.251 | 0.16422 | 532 | 9 | Lake Concord Stormwater Park/ Anniversary Park - Plumosa Baffle Box | Plumosa Baffle Box - Portion of Redevelopment and Retrofit of City-owned property into an educational stormwater Park including installation of 2 baffle boxes and an exfiltration trench, and other BMPs | 2 | Baffle Boxes | 27 | 5 | 1110.5239 | 3.0584 | 6 | Dry Ponds Improved | 39 | 25% | 25% | 3.2747 | 0.074425
13 | 4 | 0.16813 | 41 | 13 | 4 | IND | 26.0926 | 1.754 | 7076.808 | 475.796 | 0.518 | 0.323 | 13.52 | 0.566 | 3666.784 | 153.491 | 0.16813 | 6.43 | 0.285 | 1.0811 | 0.047917 | 0.246 | 0.16272 | 532 | 9 | Lake Concord Stormwater Park/ Anniversary Park - Plumosa Baffle Box | Plumosa Baffle Box - Portion of Redevelopment and Retrofit of City-owned property into an educational stormwater Park including installation of 2 baffle boxes and an exfiltration trench, and other BMPs | 2 | Baffle Boxes | 27 | 5 | 1110.5239 | 3.0584 | 6 | Dry Ponds Improved | 41 | 25% | 25% | 0.27027 | 0.011979
23 | 2 | 0.8065 | 121 | 23 | 2 | MDR | 7.0851 | 0.345 | 2693.279 | 131.118 | 0.895 | 0.911 | 6.34 | 0.314 | 2410.131 | 119.396 | 0.8065 | 6.34 | 0.314 | 5.1132 | 0.25324 | 0.895 | 0.9106 | 533 | 11 | Lake Hodge Park Baffle Box | Replace existing storm manholes with Baffle Boxes for removal of pollutants (sediment and detritus) (4j) | 2 | Baffle Boxes | 14 | 5 | 1446.1418 | 0.93268 | 6 | Dry Ponds Improved | 121 | 25% | 25% | 1.2783 | 0.06331
23 | 3 | 0.00015162 | 122 | 23 | 3 | HDR | 15.1365 | 1.11 | 4936.678 | 361.861 | 0.895 | 0.911 | 13.544 | 1.011 | 4417.226 | 329.591 | 0.00015162 | 13.544 | 1.011 | 0.0020536 | 0.00015329 | 0.895 | 0.91082 | 533 | 11 | Lake Hodge Park Baffle Box | Replace existing storm manholes with Baffle Boxes for removal of pollutants (sediment and detritus) (4j) | 2 | Baffle Boxes | 14 | 5 | 1446.1418 | 0.93268 | 6 | Dry Ponds Improved | 122 | 25% | 25% | 0.00051339 | 3.8322e-05
23 | 4 | 0.12603 | 123 | 23 | 4 | IND | 10.0422 | 0.85 | 5417.453 | 458.426 | 0.893 | 0.909 | 8.963 | 0.773 | 4835.422 | 416.755 | 0.12603 | 8.963 | 0.773 | 1.1296 | 0.097421 | 0.893 | 0.9091 | 533 | 11 | Lake Hodge Park Baffle Box | Replace existing storm manholes with Baffle Boxes for removal of pollutants (sediment and detritus) (4j) | 2 | Baffle Boxes | 14 | 5 | 1446.1418 | 0.93268 | 6 | Dry Ponds Improved | 123 | 25% | 25% | 0.2824 | 0.024355
15 | 3 | 0.014031 | 49 | 15 | 3 | HDR | 15.855 | 1.386 | 5622.889 | 491.639 | 0.471 | 0.496 | 7.465 | 0.687 | 2647.371 | 243.749 | 0.014031 | 7.465 | 0.687 | 0.10474 | 0.0096396 | 0.471 | 0.49579 | 534 | 11 | Lake Hodge Park Baffle Box | Replace existing storm manholes with Baffle Boxes for removal of pollutants (sediment and detritus) (4j) | 2 | Baffle Boxes | 27 | 5 | 1110.5239 | 0.11479 | 6 | Dry Ponds Improved | 49 | 25% | 25% | 0.026186 | 0.0024099
15 | 13 | 0.0086031 | 56 | 15 | 13 | WET | 5.949 | 0.459 | 2341.804 | 180.724 | 0.473 | 0.503 | 2.811 | 0.231 | 1106.548 | 90.851 | 0.0086031 | 2.811 | 0.231 | 0.024183 | 0.0019873 | 0.473 | 0.50271 | 534 | 11 | Lake Hodge Park Baffle Box | Replace existing storm manholes with Baffle Boxes for removal of pollutants (sediment and detritus) (4j) | 2 | Baffle Boxes | 27 | 5 | 1110.5239 | 0.11479 | 6 | Dry Ponds Improved | 56 | 25% | 25% | 0.0060458 | 0.00049683
23 | 2 | 0.083678 | 121 | 23 | 2 | MDR | 7.0851 | 0.345 | 2693.279 | 131.118 | 0.895 | 0.911 | 6.34 | 0.314 | 2410.131 | 119.396 | 0.083678 | 6.34 | 0.314 | 0.53052 | 0.026275 | 0.895 | 0.9106 | 534 | 11 | Lake Hodge Park Baffle Box | Replace existing storm manholes with Baffle Boxes for removal of pollutants (sediment and detritus) (4j) | 2 | Baffle Boxes | 27 | 5 | 1110.5239 | 0.11479 | 6 | Dry Ponds Improved | 121 | 25% | 25% | 0.13263 | 0.0065687
23 | 3 | 0.0084752 | 122 | 23 | 3 | HDR | 15.1365 | 1.11 | 4936.678 | 361.861 | 0.895 | 0.911 | 13.544 | 1.011 | 4417.226 | 329.591 | 0.0084752 | 13.544 | 1.011 | 0.11479 | 0.0085685 | 0.895 | 0.91082 | 534 | 11 | Lake Hodge Park Baffle Box | Replace existing storm manholes with Baffle Boxes for removal of pollutants (sediment and detritus) (4j) | 2 | Baffle Boxes | 27 | 5 | 1110.5239 | 0.11479 | 6 | Dry Ponds Improved | 122 | 25% | 25% | 0.028697 | 0.0021421
15 | 13 | 0.0059692 | 56 | 15 | 13 | WET | 5.949 | 0.459 | 2341.804 | 180.724 | 0.473 | 0.503 | 2.811 | 0.231 | 1106.548 | 90.851 | 0.0059692 | 2.811 | 0.231 | 0.016779 | 0.0013789 | 0.473 | 0.50271 | 535 | 11 | Lake Hodge Park Baffle Box | Replace existing storm manholes with Baffle Boxes for removal of pollutants (sediment and detritus) (4j) | 2 | Baffle Boxes | 28 | 5 | 107.2843 | 0.0059692 | 6 | Dry Ponds Improved | 56 | 25% | 25% | 0.0041948 | 0.00034472
10 | 2 | 0.048476 | 11 | 10 | 2 | MDR | 8.9213 | 0.434 | 10274.538 | 499.47 | 0.218 | 0.108 | 1.945 | 0.047 | 2239.911 | 53.782 | 0.048476 | 0.929 | 0.024 | 0.045034 | 0.0011634 | 0.104 | 0.054197 | 536 | 13 | Secret Lake Shoreline Revegetation | Remove existing nuisance vegetation from the east and southwest shores of Secret Lake and replace with beneficial species; install 2 reverse berms and swales | 20 | Others | 27 | 5 | 1110.5239 | 0.17993 | 6 | Dry Ponds Improved | 11 | 25% | 25% | 0.011259 | 0.00029086
10 | 6 | 0.068661 | 14 | 10 | 6 | OPE | 4.3929 | 0.187 | 159.987 | 6.814 | 0.221 | 0.111 | 0.972 | 0.021 | 35.403 | 0.756 | 0.068661 | 0.466 | 0.01 | 0.031996 | 0.00068661 | 0.106 | 0.056015 | 536 | 13 | Secret Lake Shoreline Revegetation | Remove existing nuisance vegetation from the east and southwest shores of Secret Lake and replace with beneficial species; install 2 reverse berms and swales | 20 | Others | 27 | 5 | 1110.5239 | 0.17993 | 6 | Dry Ponds Improved | 14 | 25% | 25% | 0.007999 | 0.00017165
10 | 12 | 0.062788 | 18 | 10 | 12 | WAT | 0.23667 | 0.006 | 74.59 | 1.829 | 0.243 | 0.126 | 0.057 | 0.001 | 18.111 | 0.231 | 0.062788 | 0.028 | 0 | 0.0017581 | 0 | 0.119 | 0.064699 | 536 | 13 | Secret Lake Shoreline Revegetation | Remove existing nuisance vegetation from the east and southwest shores of Secret Lake and replace with beneficial species; install 2 reverse berms and swales | 20 | Others | 27 | 5 | 1110.5239 | 0.17993 | 6 | Dry Ponds Improved | 18 | 25% | 25% | 0.00043952 | 0
10 | 2 | 0.010091 | 11 | 10 | 2 | MDR | 8.9213 | 0.434 | 10274.538 | 499.47 | 0.218 | 0.108 | 1.945 | 0.047 | 2239.911 | 53.782 | 0.010091 | 0.929 | 0.024 | 0.0093749 | 0.00024219 | 0.104 | 0.054197 | 537 | 13 | Secret Lake Shoreline Revegetation | Remove existing nuisance vegetation from the east and southwest shores of Secret Lake and replace with beneficial species; install 2 reverse berms and swales | 20 | Others | 28 | 5 | 107.2843 | 0.032098 | 6 | Dry Ponds Improved | 11 | 25% | 25% | 0.0023437 | 6.0549e-05
10 | 6 | 0.022007 | 14 | 10 | 6 | OPE | 4.3929 | 0.187 | 159.987 | 6.814 | 0.221 | 0.111 | 0.972 | 0.021 | 35.403 | 0.756 | 0.022007 | 0.466 | 0.01 | 0.010255 | 0.00022007 | 0.106 | 0.056015 | 537 | 13 | Secret Lake Shoreline Revegetation | Remove existing nuisance vegetation from the east and southwest shores of Secret Lake and replace with beneficial species; install 2 reverse berms and swales | 20 | Others | 28 | 5 | 107.2843 | 0.032098 | 6 | Dry Ponds Improved | 14 | 25% | 25% | 0.0025638 | 5.5017e-05
10 | 6 | 1.4389 | 14 | 10 | 6 | OPE | 4.3929 | 0.187 | 159.987 | 6.814 | 0.221 | 0.111 | 0.972 | 0.021 | 35.403 | 0.756 | 1.4389 | 0.466 | 0.01 | 0.67051 | 0.014389 | 0.106 | 0.056015 | 538 | 14 | Secret Lake Shoreline Revegetation | Remove existing nuisance vegetation from the east and southwest shores of Secret Lake and replace with beneficial species; install 2 reverse berms and swales | 20 | Others | 27 | 5 | 1110.5239 | 3.1437 | 6 | Dry Ponds Improved | 14 | 25% | 25% | 0.16763 | 0.0035972
10 | 12 | 0.0066064 | 18 | 10 | 12 | WAT | 0.23667 | 0.006 | 74.59 | 1.829 | 0.243 | 0.126 | 0.057 | 0.001 | 18.111 | 0.231 | 0.0066064 | 0.028 | 0 | 0.00018498 | 0 | 0.119 | 0.064699 | 538 | 14 | Secret Lake Shoreline Revegetation | Remove existing nuisance vegetation from the east and southwest shores of Secret Lake and replace with beneficial species; install 2 reverse berms and swales | 20 | Others | 27 | 5 | 1110.5239 | 3.1437 | 6 | Dry Ponds Improved | 18 | 25% | 25% | 4.6245e-05 | 0
10 | 13 | 0.2269 | 19 | 10 | 13 | WET | 10.9043 | 0.715 | 2850.635 | 186.795 | 0.218 | 0.109 | 2.376 | 0.078 | 621.194 | 20.323 | 0.2269 | 1.134 | 0.039 | 0.25731 | 0.0088493 | 0.104 | 0.054868 | 538 | 14 | Secret Lake Shoreline Revegetation | Remove existing nuisance vegetation from the east and southwest shores of Secret Lake and replace with beneficial species; install 2 reverse berms and swales | 20 | Others | 27 | 5 | 1110.5239 | 3.1437 | 6 | Dry Ponds Improved | 19 | 25% | 25% | 0.064328 | 0.0022123
13 | 6 | 1.329 | 42 | 13 | 6 | OPE | 9.1533 | 0.278 | 52.974 | 1.609 | 0.533 | 0.336 | 4.876 | 0.093 | 28.22 | 0.54 | 1.329 | 2.345 | 0.047 | 3.1166 | 0.062465 | 0.256 | 0.17015 | 538 | 14 | Secret Lake Shoreline Revegetation | Remove existing nuisance vegetation from the east and southwest shores of Secret Lake and replace with beneficial species; install 2 reverse berms and swales | 20 | Others | 27 | 5 | 1110.5239 | 3.1437 | 6 | Dry Ponds Improved | 42 | 25% | 25% | 0.77915 | 0.015616
13 | 13 | 0.14232 | 46 | 13 | 13 | WET | 22.3406 | 1.095 | 1355.616 | 66.432 | 0.523 | 0.329 | 11.678 | 0.36 | 708.636 | 21.829 | 0.14232 | 5.575 | 0.182 | 0.79346 | 0.025903 | 0.25 | 0.16625 | 538 | 14 | Secret Lake Shoreline Revegetation | Remove existing nuisance vegetation from the east and southwest shores of Secret Lake and replace with beneficial species; install 2 reverse berms and swales | 20 | Others | 27 | 5 | 1110.5239 | 3.1437 | 6 | Dry Ponds Improved | 46 | 25% | 25% | 0.19836 | 0.0064758
46 | 2 | 0.3947 | 341 | 46 | 2 | MDR | 13.7343 | 0.645 | 12517.372 | 587.845 | 0.585 | 0.835 | 8.036 | 0.539 | 7324.398 | 490.966 | 0.3947 | 6.155 | 0.317 | 2.4294 | 0.12512 | 0.448 | 0.49116 | 539 | 15 | Sonora Drive at Desoto Drive Baffle box | Replace existing storm manholes with Baffle Boxes for removal of pollutants (sediment and detritus) (4a) | 2 | Baffle Boxes | 37 | 5 | 2697.9441 | 4.2363 | 6 | Dry Ponds Improved | 341 | 25% | 25% | 0.60734 | 0.03128
46 | 3 | 3.6847 | 342 | 46 | 3 | HDR | 29.2966 | 2.128 | 15135.696 | 1099.348 | 0.585 | 0.841 | 17.131 | 1.789 | 8850.484 | 924.087 | 3.6847 | 13.118 | 1.05 | 48.3358 | 3.8689 | 0.448 | 0.49364 | 539 | 15 | Sonora Drive at Desoto Drive Baffle box | Replace existing storm manholes with Baffle Boxes for removal of pollutants (sediment and detritus) (4a) | 2 | Baffle Boxes | 37 | 5 | 2697.9441 | 4.2363 | 6 | Dry Ponds Improved | 342 | 25% | 25% | 12.0839 | 0.96723
46 | 4 | 0.15686 | 343 | 46 | 4 | IND | 17.0006 | 1.432 | 5136.665 | 432.629 | 0.581 | 0.828 | 9.877 | 1.185 | 2984.427 | 358.031 | 0.15686 | 7.542 | 0.694 | 1.183 | 0.10886 | 0.444 | 0.48499 | 539 | 15 | Sonora Drive at Desoto Drive Baffle box | Replace existing storm manholes with Baffle Boxes for removal of pollutants (sediment and detritus) (4a) | 2 | Baffle Boxes | 37 | 5 | 2697.9441 | 4.2363 | 6 | Dry Ponds Improved | 343 | 25% | 25% | 0.29576 | 0.027215
10 | 3 | 0.006249 | 12 | 10 | 3 | HDR | 20.4816 | 1.592 | 2308.35 | 179.368 | 0.218 | 0.11 | 4.463 | 0.176 | 503.021 | 19.791 | 0.006249 | 2.131 | 0.089 | 0.013317 | 0.00055616 | 0.104 | 0.055829 | 666 | 157 | Cassel Creek |  | 20 | Others | 27 | 5 | 1110.5239 | 2.6803 | 6 | Dry Ponds Improved | 12 | 25% | 25% | 0.0033291 | 0.00013904
10 | 4 | 2.6694 | 13 | 10 | 4 | IND | 13.1528 | 1.186 | 6233.588 | 562.16 | 0.215 | 0.107 | 2.826 | 0.127 | 1339.375 | 60.359 | 2.6694 | 1.344 | 0.064 | 3.5877 | 0.17084 | 0.102 | 0.054107 | 666 | 157 | Cassel Creek |  | 20 | Others | 27 | 5 | 1110.5239 | 2.6803 | 6 | Dry Ponds Improved | 13 | 25% | 25% | 0.89693 | 0.042711
48 | 3 | 0.00021374 | 358 | 48 | 3 | HDR | 30.2853 | 2.187 | 4047.436 | 292.289 | 0.536 | 0.607 | 16.239 | 1.328 | 2170.2 | 177.473 | 0.00021374 | 7.374 | 0.721 | 0.0015761 | 0.00015411 | 0.243 | 0.32955 | 666 | 157 | Cassel Creek |  | 20 | Others | 27 | 5 | 1110.5239 | 2.6803 | 6 | Dry Ponds Improved | 358 | 25% | 25% | 0.00039403 | 3.8526e-05
48 | 4 | 0.0043169 | 359 | 48 | 4 | IND | 17.5641 | 1.47 | 2818.413 | 235.959 | 0.533 | 0.603 | 9.355 | 0.887 | 1501.072 | 142.35 | 0.0043169 | 4.213 | 0.473 | 0.018187 | 0.0020419 | 0.24 | 0.32137 | 666 | 157 | Cassel Creek |  | 20 | Others | 27 | 5 | 1110.5239 | 2.6803 | 6 | Dry Ponds Improved | 359 | 25% | 25% | 0.0045468 | 0.00051048
50 | 3 | 0.00014514 | 373 | 50 | 3 | HDR | 21.572 | 1.662 | 2240.996 | 172.652 | 0.394 | 0.43 | 8.501 | 0.715 | 883.12 | 74.316 | 0.00014514 | 1.531 | 0.222 | 0.00022221 | 3.222e-05 | 0.071 | 0.13346 | 666 | 157 | Cassel Creek |  | 20 | Others | 27 | 5 | 1110.5239 | 2.6803 | 6 | Dry Ponds Improved | 373 | 25% | 25% | 5.5551e-05 | 8.0551e-06
10 | 4 | 0.27541 | 13 | 10 | 4 | IND | 13.1528 | 1.186 | 6233.588 | 562.16 | 0.215 | 0.107 | 2.826 | 0.127 | 1339.375 | 60.359 | 0.27541 | 1.344 | 0.064 | 0.37015 | 0.017626 | 0.102 | 0.054107 | 667 | 157 | Cassel Creek |  | 20 | Others | 37 | 5 | 2697.9441 | 152.2465 | 6 | Dry Ponds Improved | 13 | 25% | 25% | 0.092539 | 0.0044066
46 | 2 | 0.039051 | 341 | 46 | 2 | MDR | 13.7343 | 0.645 | 12517.372 | 587.845 | 0.585 | 0.835 | 8.036 | 0.539 | 7324.398 | 490.966 | 0.039051 | 6.155 | 0.317 | 0.24036 | 0.012379 | 0.448 | 0.49116 | 667 | 157 | Cassel Creek |  | 20 | Others | 37 | 5 | 2697.9441 | 152.2465 | 6 | Dry Ponds Improved | 341 | 25% | 25% | 0.060089 | 0.0030948
48 | 1 | 0.17233 | 356 | 48 | 1 | LDR | 7.7301 | 0.343 | 49.907 | 2.216 | 0.537 | 0.606 | 4.152 | 0.208 | 26.807 | 1.343 | 0.17233 | 1.891 | 0.112 | 0.32589 | 0.019301 | 0.245 | 0.32609 | 667 | 157 | Cassel Creek |  | 20 | Others | 37 | 5 | 2697.9441 | 152.2465 | 6 | Dry Ponds Improved | 356 | 25% | 25% | 0.081471 | 0.0048254
48 | 2 | 17.3506 | 357 | 48 | 2 | MDR | 14.2002 | 0.661 | 5134.972 | 239.151 | 0.536 | 0.605 | 7.618 | 0.4 | 2754.654 | 144.695 | 17.3506 | 3.462 | 0.214 | 60.0679 | 3.713 | 0.244 | 0.32348 | 667 | 157 | Cassel Creek |  | 20 | Others | 37 | 5 | 2697.9441 | 152.2465 | 6 | Dry Ponds Improved | 357 | 25% | 25% | 15.017 | 0.92826
48 | 3 | 74.8936 | 358 | 48 | 3 | HDR | 30.2853 | 2.187 | 4047.436 | 292.289 | 0.536 | 0.607 | 16.239 | 1.328 | 2170.2 | 177.473 | 74.8936 | 7.374 | 0.721 | 552.2652 | 53.9983 | 0.243 | 0.32955 | 667 | 157 | Cassel Creek |  | 20 | Others | 37 | 5 | 2697.9441 | 152.2465 | 6 | Dry Ponds Improved | 358 | 25% | 25% | 138.0663 | 13.4996
48 | 4 | 50.0999 | 359 | 48 | 4 | IND | 17.5641 | 1.47 | 2818.413 | 235.959 | 0.533 | 0.603 | 9.355 | 0.887 | 1501.072 | 142.35 | 50.0999 | 4.213 | 0.473 | 211.0707 | 23.6972 | 0.24 | 0.32137 | 667 | 157 | Cassel Creek |  | 20 | Others | 37 | 5 | 2697.9441 | 152.2465 | 6 | Dry Ponds Improved | 359 | 25% | 25% | 52.7677 | 5.9243
48 | 10 | 0.38025 | 360 | 48 | 10 | RAN | 6.3932 | 0.255 | 55.004 | 2.196 | 0.541 | 0.61 | 3.458 | 0.156 | 29.75 | 1.34 | 0.38025 | 1.588 | 0.086 | 0.60383 | 0.032701 | 0.248 | 0.33507 | 667 | 157 | Cassel Creek |  | 20 | Others | 37 | 5 | 2697.9441 | 152.2465 | 6 | Dry Ponds Improved | 360 | 25% | 25% | 0.15096 | 0.0081753
48 | 11 | 4.121 | 361 | 48 | 11 | FOR | 4.2881 | 0.17 | 123.722 | 4.909 | 0.544 | 0.614 | 2.334 | 0.104 | 67.345 | 3.014 | 4.121 | 1.092 | 0.06 | 4.5001 | 0.24726 | 0.255 | 0.35186 | 667 | 157 | Cassel Creek |  | 20 | Others | 37 | 5 | 2697.9441 | 152.2465 | 6 | Dry Ponds Improved | 361 | 25% | 25% | 1.125 | 0.061815
48 | 12 | 0.75639 | 362 | 48 | 12 | WAT | 1.3066 | 0.049 | 10.132 | 0.378 | 0.547 | 0.615 | 0.715 | 0.03 | 5.547 | 0.233 | 0.75639 | 0.328 | 0.017 | 0.2481 | 0.012859 | 0.251 | 0.35605 | 667 | 157 | Cassel Creek |  | 20 | Others | 37 | 5 | 2697.9441 | 152.2465 | 6 | Dry Ponds Improved | 362 | 25% | 25% | 0.062024 | 0.0032147
48 | 13 | 4.0915 | 363 | 48 | 13 | WET | 1.3092 | 0.049 | 67.807 | 2.532 | 0.548 | 0.615 | 0.717 | 0.03 | 37.126 | 1.558 | 4.0915 | 0.329 | 0.017 | 1.3461 | 0.069555 | 0.251 | 0.35619 | 667 | 157 | Cassel Creek |  | 20 | Others | 37 | 5 | 2697.9441 | 152.2465 | 6 | Dry Ponds Improved | 363 | 25% | 25% | 0.33653 | 0.017389
50 | 3 | 0.0017019 | 373 | 50 | 3 | HDR | 21.572 | 1.662 | 2240.996 | 172.652 | 0.394 | 0.43 | 8.501 | 0.715 | 883.12 | 74.316 | 0.0017019 | 1.531 | 0.222 | 0.0026055 | 0.00037781 | 0.071 | 0.13346 | 667 | 157 | Cassel Creek |  | 20 | Others | 37 | 5 | 2697.9441 | 152.2465 | 6 | Dry Ponds Improved | 373 | 25% | 25% | 0.00065138 | 9.4453e-05
50 | 4 | 0.064808 | 374 | 50 | 4 | IND | 14.8186 | 1.314 | 2091.768 | 185.527 | 0.389 | 0.423 | 5.761 | 0.555 | 813.253 | 78.391 | 0.064808 | 1.015 | 0.162 | 0.06578 | 0.010499 | 0.069 | 0.12289 | 667 | 157 | Cassel Creek |  | 20 | Others | 37 | 5 | 2697.9441 | 152.2465 | 6 | Dry Ponds Improved | 374 | 25% | 25% | 0.016445 | 0.0026247
48 | 1 | 0.031265 | 356 | 48 | 1 | LDR | 7.7301 | 0.343 | 49.907 | 2.216 | 0.537 | 0.606 | 4.152 | 0.208 | 26.807 | 1.343 | 0.031265 | 1.891 | 0.112 | 0.059121 | 0.0035016 | 0.245 | 0.32609 | 668 | 157 | Cassel Creek |  | 20 | Others | 38 | 5 | 508.2111 | 6.2694 | 6 | Dry Ponds Improved | 356 | 25% | 25% | 0.01478 | 0.00087541
48 | 2 | 2.2979 | 357 | 48 | 2 | MDR | 14.2002 | 0.661 | 5134.972 | 239.151 | 0.536 | 0.605 | 7.618 | 0.4 | 2754.654 | 144.695 | 2.2979 | 3.462 | 0.214 | 7.9553 | 0.49175 | 0.244 | 0.32348 | 668 | 157 | Cassel Creek |  | 20 | Others | 38 | 5 | 508.2111 | 6.2694 | 6 | Dry Ponds Improved | 357 | 25% | 25% | 1.9888 | 0.12294
48 | 3 | 0.00028911 | 358 | 48 | 3 | HDR | 30.2853 | 2.187 | 4047.436 | 292.289 | 0.536 | 0.607 | 16.239 | 1.328 | 2170.2 | 177.473 | 0.00028911 | 7.374 | 0.721 | 0.0021319 | 0.00020845 | 0.243 | 0.32955 | 668 | 157 | Cassel Creek |  | 20 | Others | 38 | 5 | 508.2111 | 6.2694 | 6 | Dry Ponds Improved | 358 | 25% | 25% | 0.00053298 | 5.2112e-05
48 | 4 | 3.805 | 359 | 48 | 4 | IND | 17.5641 | 1.47 | 2818.413 | 235.959 | 0.533 | 0.603 | 9.355 | 0.887 | 1501.072 | 142.35 | 3.805 | 4.213 | 0.473 | 16.0307 | 1.7998 | 0.24 | 0.32137 | 668 | 157 | Cassel Creek |  | 20 | Others | 38 | 5 | 508.2111 | 6.2694 | 6 | Dry Ponds Improved | 359 | 25% | 25% | 4.0077 | 0.44995
48 | 11 | 0.098664 | 361 | 48 | 11 | FOR | 4.2881 | 0.17 | 123.722 | 4.909 | 0.544 | 0.614 | 2.334 | 0.104 | 67.345 | 3.014 | 0.098664 | 1.092 | 0.06 | 0.10774 | 0.0059199 | 0.255 | 0.35186 | 668 | 157 | Cassel Creek |  | 20 | Others | 38 | 5 | 508.2111 | 6.2694 | 6 | Dry Ponds Improved | 361 | 25% | 25% | 0.026935 | 0.00148
48 | 13 | 0.036261 | 363 | 48 | 13 | WET | 1.3092 | 0.049 | 67.807 | 2.532 | 0.548 | 0.615 | 0.717 | 0.03 | 37.126 | 1.558 | 0.036261 | 0.329 | 0.017 | 0.01193 | 0.00061644 | 0.251 | 0.35619 | 668 | 157 | Cassel Creek |  | 20 | Others | 38 | 5 | 508.2111 | 6.2694 | 6 | Dry Ponds Improved | 363 | 25% | 25% | 0.0029825 | 0.00015411
46 | 2 | 5.3203 | 341 | 46 | 2 | MDR | 13.7343 | 0.645 | 12517.372 | 587.845 | 0.585 | 0.835 | 8.036 | 0.539 | 7324.398 | 490.966 | 5.3203 | 6.155 | 0.317 | 32.7462 | 1.6865 | 0.448 | 0.49116 | 669 | 158 | Lake Ann Baffle Box | Baffle Box | 2 | Baffle Boxes | 35 | 1 | 11.5047 | 5.4229 | 6 | Dry Ponds Improved | 341 | 25% | 25% | 8.1865 | 0.42163
46 | 11 | 0.019405 | 348 | 46 | 11 | FOR | 4.1376 | 0.165 | 692.937 | 27.684 | 0.596 | 0.881 | 2.465 | 0.146 | 412.881 | 24.4 | 0.019405 | 1.91 | 0.086 | 0.037064 | 0.0016688 | 0.462 | 0.51922 | 669 | 158 | Lake Ann Baffle Box | Baffle Box | 2 | Baffle Boxes | 35 | 1 | 11.5047 | 5.4229 | 6 | Dry Ponds Improved | 348 | 25% | 25% | 0.0092659 | 0.00041721
46 | 13 | 0.083232 | 350 | 46 | 13 | WET | 1.2605 | 0.048 | 423.33 | 16.035 | 0.592 | 0.901 | 0.746 | 0.043 | 250.472 | 14.442 | 0.083232 | 0.571 | 0.025 | 0.047525 | 0.0020808 | 0.453 | 0.53354 | 669 | 158 | Lake Ann Baffle Box | Baffle Box | 2 | Baffle Boxes | 35 | 1 | 11.5047 | 5.4229 | 6 | Dry Ponds Improved | 350 | 25% | 25% | 0.011881 | 0.0005202
46 | 2 | 2.9139 | 341 | 46 | 2 | MDR | 13.7343 | 0.645 | 12517.372 | 587.845 | 0.585 | 0.835 | 8.036 | 0.539 | 7324.398 | 490.966 | 2.9139 | 6.155 | 0.317 | 17.9353 | 0.92372 | 0.448 | 0.49116 | 670 | 158 | Lake Ann Baffle Box | Baffle Box | 2 | Baffle Boxes | 36 | 1 | 4.006 | 3.1831 | 6 | Dry Ponds Improved | 341 | 25% | 25% | 4.4838 | 0.23093
46 | 13 | 0.26916 | 350 | 46 | 13 | WET | 1.2605 | 0.048 | 423.33 | 16.035 | 0.592 | 0.901 | 0.746 | 0.043 | 250.472 | 14.442 | 0.26916 | 0.571 | 0.025 | 0.15369 | 0.006729 | 0.453 | 0.53354 | 670 | 158 | Lake Ann Baffle Box | Baffle Box | 2 | Baffle Boxes | 36 | 1 | 4.006 | 3.1831 | 6 | Dry Ponds Improved | 350 | 25% | 25% | 0.038422 | 0.0016822
43 | 2 | 0.0022066 | 306 | 43 | 2 | MDR | 14.0634 | 0.759 | 7259.995 | 391.71 | 0.384 | 0.389 | 5.405 | 0.295 | 2790.364 | 152.2 | 0.0022066 | 3.02 | 0.14 | 0.0066639 | 0.00030892 | 0.215 | 0.18394 | 671 | 158 | Lake Ann Baffle Box | Baffle Box | 2 | Baffle Boxes | 37 | 5 | 2697.9441 | 36.9518 | 6 | Dry Ponds Improved | 306 | 25% | 25% | 0.001666 | 7.723e-05
46 | 1 | 0.031652 | 340 | 46 | 1 | LDR | 7.475 | 0.335 | 892.731 | 39.971 | 0.586 | 0.84 | 4.38 | 0.281 | 523.1 | 33.572 | 0.031652 | 3.356 | 0.165 | 0.10622 | 0.0052225 | 0.449 | 0.49425 | 671 | 158 | Lake Ann Baffle Box | Baffle Box | 2 | Baffle Boxes | 37 | 5 | 2697.9441 | 36.9518 | 6 | Dry Ponds Improved | 340 | 25% | 25% | 0.026556 | 0.0013056
46 | 2 | 0.03305 | 341 | 46 | 2 | MDR | 13.7343 | 0.645 | 12517.372 | 587.845 | 0.585 | 0.835 | 8.036 | 0.539 | 7324.398 | 490.966 | 0.03305 | 6.155 | 0.317 | 0.20343 | 0.010477 | 0.448 | 0.49116 | 671 | 158 | Lake Ann Baffle Box | Baffle Box | 2 | Baffle Boxes | 37 | 5 | 2697.9441 | 36.9518 | 6 | Dry Ponds Improved | 341 | 25% | 25% | 0.050856 | 0.0026192
46 | 3 | 19.6962 | 342 | 46 | 3 | HDR | 29.2966 | 2.128 | 15135.696 | 1099.348 | 0.585 | 0.841 | 17.131 | 1.789 | 8850.484 | 924.087 | 19.6962 | 13.118 | 1.05 | 258.3748 | 20.681 | 0.448 | 0.49364 | 671 | 158 | Lake Ann Baffle Box | Baffle Box | 2 | Baffle Boxes | 37 | 5 | 2697.9441 | 36.9518 | 6 | Dry Ponds Improved | 342 | 25% | 25% | 64.5937 | 5.1703
46 | 4 | 2.2232 | 343 | 46 | 4 | IND | 17.0006 | 1.432 | 5136.665 | 432.629 | 0.581 | 0.828 | 9.877 | 1.185 | 2984.427 | 358.031 | 2.2232 | 7.542 | 0.694 | 16.7674 | 1.5429 | 0.444 | 0.48499 | 671 | 158 | Lake Ann Baffle Box | Baffle Box | 2 | Baffle Boxes | 37 | 5 | 2697.9441 | 36.9518 | 6 | Dry Ponds Improved | 343 | 25% | 25% | 4.1918 | 0.38573
46 | 12 | 4.2698 | 349 | 46 | 12 | WAT | 1.258 | 0.048 | 618.54 | 23.423 | 0.591 | 0.9 | 0.744 | 0.043 | 365.844 | 21.08 | 4.2698 | 0.569 | 0.025 | 2.4295 | 0.10675 | 0.452 | 0.53317 | 671 | 158 | Lake Ann Baffle Box | Baffle Box | 2 | Baffle Boxes | 37 | 5 | 2697.9441 | 36.9518 | 6 | Dry Ponds Improved | 349 | 25% | 25% | 0.60738 | 0.026686
46 | 13 | 10.6957 | 350 | 46 | 13 | WET | 1.2605 | 0.048 | 423.33 | 16.035 | 0.592 | 0.901 | 0.746 | 0.043 | 250.472 | 14.442 | 10.6957 | 0.571 | 0.025 | 6.1072 | 0.26739 | 0.453 | 0.53354 | 671 | 158 | Lake Ann Baffle Box | Baffle Box | 2 | Baffle Boxes | 37 | 5 | 2697.9441 | 36.9518 | 6 | Dry Ponds Improved | 350 | 25% | 25% | 1.5268 | 0.066848
46 | 1 | 0.10947 | 340 | 46 | 1 | LDR | 7.475 | 0.335 | 892.731 | 39.971 | 0.586 | 0.84 | 4.38 | 0.281 | 523.1 | 33.572 | 0.10947 | 3.356 | 0.165 | 0.36737 | 0.018062 | 0.449 | 0.49425 | 672 | 158 | Lake Ann Baffle Box | Baffle Box | 2 | Baffle Boxes | 38 | 5 | 508.2111 | 0.46079 | 6 | Dry Ponds Improved | 340 | 25% | 25% | 0.091843 | 0.0045155
46 | 2 | 0.020273 | 341 | 46 | 2 | MDR | 13.7343 | 0.645 | 12517.372 | 587.845 | 0.585 | 0.835 | 8.036 | 0.539 | 7324.398 | 490.966 | 0.020273 | 6.155 | 0.317 | 0.12478 | 0.0064265 | 0.448 | 0.49116 | 672 | 158 | Lake Ann Baffle Box | Baffle Box | 2 | Baffle Boxes | 38 | 5 | 508.2111 | 0.46079 | 6 | Dry Ponds Improved | 341 | 25% | 25% | 0.031195 | 0.0016066
46 | 11 | 0.29428 | 348 | 46 | 11 | FOR | 4.1376 | 0.165 | 692.937 | 27.684 | 0.596 | 0.881 | 2.465 | 0.146 | 412.881 | 24.4 | 0.29428 | 1.91 | 0.086 | 0.56207 | 0.025308 | 0.462 | 0.51922 | 672 | 158 | Lake Ann Baffle Box | Baffle Box | 2 | Baffle Boxes | 38 | 5 | 508.2111 | 0.46079 | 6 | Dry Ponds Improved | 348 | 25% | 25% | 0.14052 | 0.0063269
46 | 13 | 0.036777 | 350 | 46 | 13 | WET | 1.2605 | 0.048 | 423.33 | 16.035 | 0.592 | 0.901 | 0.746 | 0.043 | 250.472 | 14.442 | 0.036777 | 0.571 | 0.025 | 0.020999 | 0.00091942 | 0.453 | 0.53354 | 672 | 158 | Lake Ann Baffle Box | Baffle Box | 2 | Baffle Boxes | 38 | 5 | 508.2111 | 0.46079 | 6 | Dry Ponds Improved | 350 | 25% | 25% | 0.0052499 | 0.00022985
10 | 1 | 0.21732 | 10 | 10 | 1 | LDR | 4.5114 | 0.203 | 82.102 | 3.701 | 0.219 | 0.108 | 0.986 | 0.022 | 17.951 | 0.401 | 0.21732 | 0.471 | 0.011 | 0.10236 | 0.0023905 | 0.104 | 0.05464 | 10 | 10 | Lake Concord Stormwater Park/ Anniversary Park - Swale, Wetland Revegetation, & Boardwalk | Swale and Lakeshore Revegetation with Educational Boardwalk - Portion of Redevelopment and Retrofit of City-owned property into an educational stormwater Park including installation of 2 baffle boxes and an exfiltration trench, and other BMPs (1) | 9 | Swale | -1 | 0 | 0 | 1.7498 | 9 | Swale | 10 | 15% | 15% | 0.015354 | 0.00035858
10 | 4 | 1.5325 | 13 | 10 | 4 | IND | 13.1528 | 1.186 | 6233.588 | 562.16 | 0.215 | 0.107 | 2.826 | 0.127 | 1339.375 | 60.359 | 1.5325 | 1.344 | 0.064 | 2.0597 | 0.098081 | 0.102 | 0.054107 | 10 | 10 | Lake Concord Stormwater Park/ Anniversary Park - Swale, Wetland Revegetation, & Boardwalk | Swale and Lakeshore Revegetation with Educational Boardwalk - Portion of Redevelopment and Retrofit of City-owned property into an educational stormwater Park including installation of 2 baffle boxes and an exfiltration trench, and other BMPs (1) | 9 | Swale | -1 | 0 | 0 | 1.7498 | 9 | Swale | 13 | 15% | 15% | 0.30895 | 0.014712
51 | 2 | 1.1325 | 381 | 51 | 2 | MDR | 12.3118 | 0.61 | 8989.592 | 445.055 | 0.471 | 0.624 | 5.799 | 0.38 | 4234.099 | 277.813 | 1.1325 | 2.104 | 0.147 | 2.3828 | 0.16648 | 0.171 | 0.24118 | 168 | -1 |  |  | 0 |  | 0 | 9 | 25.2589 | 2.0678 | 9 | Swale | 381 | 15% | 15% | 0.35742 | 0.024972
57 | 2 | 0.93524 | 418 | 57 | 2 | MDR | 9.3885 | 0.403 | 3228.257 | 138.483 | 0.658 | 0.448 | 6.173 | 0.181 | 2122.675 | 62.088 | 0.93524 | 1.112 | 0.056 | 1.04 | 0.052373 | 0.118 | 0.13805 | 168 | -1 |  |  | 0 |  | 0 | 9 | 25.2589 | 2.0678 | 9 | Swale | 418 | 15% | 15% | 0.156 | 0.007856
51 | 2 | 3.9439 | 381 | 51 | 2 | MDR | 12.3118 | 0.61 | 8989.592 | 445.055 | 0.471 | 0.624 | 5.799 | 0.38 | 4234.099 | 277.813 | 3.9439 | 2.104 | 0.147 | 8.298 | 0.57975 | 0.171 | 0.24118 | 169 | -1 |  |  | 0 |  | 1 | 9 | 95.9609 | 4.177 | 9 | Swale | 381 | 15% | 15% | 1.2447 | 0.086963
51 | 4 | 0.00054657 | 383 | 51 | 4 | IND | 19.6928 | 1.698 | 1955.829 | 168.617 | 0.466 | 0.612 | 9.186 | 1.039 | 912.359 | 103.211 | 0.00054657 | 3.274 | 0.399 | 0.0017895 | 0.00021808 | 0.166 | 0.23497 | 169 | -1 |  |  | 0 |  | 1 | 9 | 95.9609 | 4.177 | 9 | Swale | 383 | 15% | 15% | 0.00026842 | 3.2712e-05
51 | 6 | 0.23256 | 384 | 51 | 6 | OPE | 5.4756 | 0.237 | 44.616 | 1.932 | 0.474 | 0.653 | 2.597 | 0.155 | 21.161 | 1.262 | 0.23256 | 0.958 | 0.061 | 0.22279 | 0.014186 | 0.175 | 0.25879 | 169 | -1 |  |  | 0 |  | 1 | 9 | 95.9609 | 4.177 | 9 | Swale | 384 | 15% | 15% | 0.033419 | 0.0021279
57 | 3 | 0.35487 | 419 | 57 | 3 | HDR | 21.498 | 1.4 | 434.255 | 28.275 | 0.657 | 0.449 | 14.134 | 0.629 | 285.499 | 12.707 | 0.35487 | 2.545 | 0.202 | 0.90315 | 0.071684 | 0.118 | 0.14437 | 170 | -1 |  |  | 0 |  | 2 | 9 | 72.4096 | 2.6259 | 9 | Swale | 419 | 15% | 15% | 0.13547 | 0.010753
57 | 4 | 0.12307 | 420 | 57 | 4 | IND | 14.965 | 1.118 | 1618.052 | 120.881 | 0.652 | 0.441 | 9.757 | 0.493 | 1054.976 | 53.299 | 0.12307 | 1.717 | 0.151 | 0.21132 | 0.018584 | 0.115 | 0.13464 | 170 | -1 |  |  | 0 |  | 2 | 9 | 72.4096 | 2.6259 | 9 | Swale | 420 | 15% | 15% | 0.031698 | 0.0027876
57 | 10 | 0.044275 | 423 | 57 | 10 | RAN | 3.355 | 0.119 | 0.446 | 0.016 | 0.672 | 0.473 | 2.256 | 0.056 | 0.3 | 0.007 | 0.044275 | 0.427 | 0.019 | 0.018905 | 0.00084122 | 0.127 | 0.16317 | 170 | -1 |  |  | 0 |  | 2 | 9 | 72.4096 | 2.6259 | 9 | Swale | 423 | 15% | 15% | 0.0028358 | 0.00012618
58 | 3 | 0.113 | 428 | 58 | 3 | HDR | 22.5044 | 1.53 | 928.517 | 63.139 | 0.501 | 0.315 | 11.275 | 0.483 | 465.213 | 19.91 | 0.113 | 1.45 | 0.085 | 0.16385 | 0.0096048 | 0.064 | 0.055471 | 170 | -1 |  |  | 0 |  | 2 | 9 | 72.4096 | 2.6259 | 9 | Swale | 428 | 15% | 15% | 0.024577 | 0.0014407
58 | 4 | 1.9906 | 429 | 58 | 4 | IND | 15.6534 | 1.223 | 3061.189 | 239.111 | 0.496 | 0.309 | 7.77 | 0.378 | 1519.482 | 73.842 | 1.9906 | 0.973 | 0.063 | 1.9369 | 0.12541 | 0.062 | 0.051479 | 170 | -1 |  |  | 0 |  | 2 | 9 | 72.4096 | 2.6259 | 9 | Swale | 429 | 15% | 15% | 0.29053 | 0.018812
57 | 2 | 0.93446 | 418 | 57 | 2 | MDR | 9.3885 | 0.403 | 3228.257 | 138.483 | 0.658 | 0.448 | 6.173 | 0.181 | 2122.675 | 62.088 | 0.93446 | 1.112 | 0.056 | 1.0391 | 0.05233 | 0.118 | 0.13805 | 171 | -1 |  |  | 0 |  | 3 | 9 | 88.0239 | 6.3501 | 9 | Swale | 418 | 15% | 15% | 0.15587 | 0.0078494
58 | 2 | 0.34242 | 427 | 58 | 2 | MDR | 9.8281 | 0.44 | 3808.185 | 170.631 | 0.501 | 0.315 | 4.924 | 0.139 | 1908.105 | 53.755 | 0.34242 | 0.633 | 0.023 | 0.21675 | 0.0078758 | 0.064 | 0.052984 | 171 | -1 |  |  | 0 |  | 3 | 9 | 88.0239 | 6.3501 | 9 | Swale | 427 | 15% | 15% | 0.032513 | 0.0011814
58 | 4 | 0.088826 | 429 | 58 | 4 | IND | 15.6534 | 1.223 | 3061.189 | 239.111 | 0.496 | 0.309 | 7.77 | 0.378 | 1519.482 | 73.842 | 0.088826 | 0.973 | 0.063 | 0.086428 | 0.0055961 | 0.062 | 0.051479 | 171 | -1 |  |  | 0 |  | 3 | 9 | 88.0239 | 6.3501 | 9 | Swale | 429 | 15% | 15% | 0.012964 | 0.00083941
59 | 2 | 4.4621 | 437 | 59 | 2 | MDR | 8.787 | 0.433 | 2451.334 | 120.688 | 0.245 | 0.087 | 2.154 | 0.038 | 600.843 | 10.559 | 4.4621 | 0.164 | 0.003 | 0.73178 | 0.013386 | 0.019 | 0.0066397 | 171 | -1 |  |  | 0 |  | 3 | 9 | 88.0239 | 6.3501 | 9 | Swale | 437 | 15% | 15% | 0.10977 | 0.0020079
59 | 4 | 0.14253 | 438 | 59 | 4 | IND | 14.0186 | 1.204 | 408.816 | 35.102 | 0.234 | 0.085 | 3.28 | 0.102 | 95.66 | 2.986 | 0.14253 | 0.246 | 0.008 | 0.035062 | 0.0011402 | 0.018 | 0.0064574 | 171 | -1 |  |  | 0 |  | 3 | 9 | 88.0239 | 6.3501 | 9 | Swale | 438 | 15% | 15% | 0.0052593 | 0.00017103
59 | 12 | 0.37979 | 441 | 59 | 12 | WAT | 0.29442 | 0.007 | 22.883 | 0.525 | 0.258 | 0.105 | 0.076 | 0.001 | 5.908 | 0.055 | 0.37979 | 0.005 | 0 | 0.001899 | 0 | 0.017 | 0.010308 | 171 | -1 |  |  | 0 |  | 3 | 9 | 88.0239 | 6.3501 | 9 | Swale | 441 | 15% | 15% | 0.00028484 | 0
51 | 2 | 0.18756 | 381 | 51 | 2 | MDR | 12.3118 | 0.61 | 8989.592 | 445.055 | 0.471 | 0.624 | 5.799 | 0.38 | 4234.099 | 277.813 | 0.18756 | 2.104 | 0.147 | 0.39464 | 0.027572 | 0.171 | 0.24118 | 172 | -1 |  |  | 0 |  | 4 | 9 | 79.4825 | 2.0909 | 9 | Swale | 381 | 15% | 15% | 0.059195 | 0.0041358
57 | 1 | 0.58252 | 417 | 57 | 1 | LDR | 4.6876 | 0.186 | 139.13 | 5.53 | 0.659 | 0.451 | 3.088 | 0.084 | 91.641 | 2.495 | 0.58252 | 0.559 | 0.026 | 0.32563 | 0.015145 | 0.119 | 0.14049 | 172 | -1 |  |  | 0 |  | 4 | 9 | 79.4825 | 2.0909 | 9 | Swale | 417 | 15% | 15% | 0.048844 | 0.0022718
57 | 2 | 1.1316 | 418 | 57 | 2 | MDR | 9.3885 | 0.403 | 3228.257 | 138.483 | 0.658 | 0.448 | 6.173 | 0.181 | 2122.675 | 62.088 | 1.1316 | 1.112 | 0.056 | 1.2584 | 0.063371 | 0.118 | 0.13805 | 172 | -1 |  |  | 0 |  | 4 | 9 | 79.4825 | 2.0909 | 9 | Swale | 418 | 15% | 15% | 0.18876 | 0.0095057
57 | 8 | 0.061508 | 422 | 57 | 8 | AGR | 9.0386 | 0.423 | 258.618 | 12.091 | 0.682 | 0.481 | 6.164 | 0.203 | 176.355 | 5.816 | 0.061508 | 1.198 | 0.076 | 0.073686 | 0.0046746 | 0.133 | 0.18051 | 172 | -1 |  |  | 0 |  | 4 | 9 | 79.4825 | 2.0909 | 9 | Swale | 422 | 15% | 15% | 0.011053 | 0.00070119
57 | 12 | 0.12764 | 424 | 57 | 12 | WAT | 0.31342 | 0.006 | 50.298 | 1.017 | 0.637 | 0.502 | 0.2 | 0.003 | 32.057 | 0.511 | 0.12764 | 0.033 | 0.001 | 0.0042123 | 0.00012764 | 0.107 | 0.1923 | 172 | -1 |  |  | 0 |  | 4 | 9 | 79.4825 | 2.0909 | 9 | Swale | 424 | 15% | 15% | 0.00063184 | 1.9147e-05
57 | 1 | 0.41864 | 417 | 57 | 1 | LDR | 4.6876 | 0.186 | 139.13 | 5.53 | 0.659 | 0.451 | 3.088 | 0.084 | 91.641 | 2.495 | 0.41864 | 0.559 | 0.026 | 0.23402 | 0.010885 | 0.119 | 0.14049 | 173 | -1 |  |  | 0 |  | 5 | 9 | 17.5287 | 0.54264 | 9 | Swale | 417 | 15% | 15% | 0.035103 | 0.0016327
57 | 3 | 0.077379 | 419 | 57 | 3 | HDR | 21.498 | 1.4 | 434.255 | 28.275 | 0.657 | 0.449 | 14.134 | 0.629 | 285.499 | 12.707 | 0.077379 | 2.545 | 0.202 | 0.19693 | 0.01563 | 0.118 | 0.14437 | 173 | -1 |  |  | 0 |  | 5 | 9 | 17.5287 | 0.54264 | 9 | Swale | 419 | 15% | 15% | 0.029539 | 0.0023446
57 | 12 | 0.046628 | 424 | 57 | 12 | WAT | 0.31342 | 0.006 | 50.298 | 1.017 | 0.637 | 0.502 | 0.2 | 0.003 | 32.057 | 0.511 | 0.046628 | 0.033 | 0.001 | 0.0015387 | 4.6628e-05 | 0.107 | 0.1923 | 173 | -1 |  |  | 0 |  | 5 | 9 | 17.5287 | 0.54264 | 9 | Swale | 424 | 15% | 15% | 0.00023081 | 6.9942e-06
57 | 3 | 0.58457 | 419 | 57 | 3 | HDR | 21.498 | 1.4 | 434.255 | 28.275 | 0.657 | 0.449 | 14.134 | 0.629 | 285.499 | 12.707 | 0.58457 | 2.545 | 0.202 | 1.4877 | 0.11808 | 0.118 | 0.14437 | 174 | -1 |  |  | 0 |  | 6 | 9 | 24.1259 | 0.58457 | 9 | Swale | 419 | 15% | 15% | 0.22316 | 0.017713
57 | 1 | 0.34338 | 417 | 57 | 1 | LDR | 4.6876 | 0.186 | 139.13 | 5.53 | 0.659 | 0.451 | 3.088 | 0.084 | 91.641 | 2.495 | 0.34338 | 0.559 | 0.026 | 0.19195 | 0.0089278 | 0.119 | 0.14049 | 175 | -1 |  |  | 0 |  | 7 | 9 | 57.0805 | 0.57828 | 9 | Swale | 417 | 15% | 15% | 0.028792 | 0.0013392
57 | 3 | 0.13953 | 419 | 57 | 3 | HDR | 21.498 | 1.4 | 434.255 | 28.275 | 0.657 | 0.449 | 14.134 | 0.629 | 285.499 | 12.707 | 0.13953 | 2.545 | 0.202 | 0.3551 | 0.028185 | 0.118 | 0.14437 | 175 | -1 |  |  | 0 |  | 7 | 9 | 57.0805 | 0.57828 | 9 | Swale | 419 | 15% | 15% | 0.053265 | 0.0042277
57 | 12 | 0.095381 | 424 | 57 | 12 | WAT | 0.31342 | 0.006 | 50.298 | 1.017 | 0.637 | 0.502 | 0.2 | 0.003 | 32.057 | 0.511 | 0.095381 | 0.033 | 0.001 | 0.0031476 | 9.5381e-05 | 0.107 | 0.1923 | 175 | -1 |  |  | 0 |  | 7 | 9 | 57.0805 | 0.57828 | 9 | Swale | 424 | 15% | 15% | 0.00047213 | 1.4307e-05
53 | 4 | 1.2158 | 397 | 53 | 4 | IND | 14.2092 | 1.148 | 5078.608 | 410.432 | 0.376 | 0.28 | 5.338 | 0.321 | 1907.765 | 114.742 | 1.2158 | 0.948 | 0.097 | 1.1526 | 0.11794 | 0.067 | 0.084638 | 176 | -1 |  |  | 0 |  | 8 | 9 | 133.6807 | 15.5941 | 9 | Swale | 397 | 15% | 15% | 0.17289 | 0.017691
54 | 2 | 0.0010609 | 403 | 54 | 2 | MDR | 7.7954 | 0.381 | 2954.832 | 144.529 | 0.256 | 0.097 | 1.997 | 0.037 | 756.882 | 14.091 | 0.0010609 | 0.157 | 0.004 | 0.00016656 | 4.2436e-06 | 0.02 | 0.010971 | 176 | -1 |  |  | 0 |  | 8 | 9 | 133.6807 | 15.5941 | 9 | Swale | 403 | 15% | 15% | 2.4984e-05 | 6.3654e-07
54 | 4 | 0.55365 | 405 | 54 | 4 | IND | 12.8914 | 1.1 | 4692.599 | 400.236 | 0.246 | 0.095 | 3.169 | 0.104 | 1153.707 | 37.957 | 0.55365 | 0.239 | 0.011 | 0.13232 | 0.0060901 | 0.019 | 0.010459 | 176 | -1 |  |  | 0 |  | 8 | 9 | 133.6807 | 15.5941 | 9 | Swale | 405 | 15% | 15% | 0.019848 | 0.00091352
55 | 4 | 0.18521 | 410 | 55 | 4 | IND | 9.3984 | 0.78 | 1374.955 | 114.092 | 0.224 | 0.227 | 2.103 | 0.177 | 307.589 | 25.895 | 0.18521 | 0.043 | 0.002 | 0.0079641 | 0.00037042 | 0.005 | 0.0027609 | 176 | -1 |  |  | 0 |  | 8 | 9 | 133.6807 | 15.5941 | 9 | Swale | 410 | 15% | 15% | 0.0011946 | 5.5563e-05
56 | 2 | 1.1819 | 413 | 56 | 2 | MDR | 7.8606 | 0.394 | 147.967 | 7.417 | 0.412 | 0.514 | 3.235 | 0.203 | 60.899 | 3.814 | 1.1819 | 0.068 | 0.002 | 0.080369 | 0.0023638 | 0.009 | 0.0057861 | 176 | -1 |  |  | 0 |  | 8 | 9 | 133.6807 | 15.5941 | 9 | Swale | 413 | 15% | 15% | 0.012055 | 0.00035457
56 | 4 | 4.1443 | 414 | 56 | 4 | IND | 12.8876 | 1.133 | 627.544 | 55.151 | 0.41 | 0.515 | 5.286 | 0.583 | 257.416 | 28.402 | 4.1443 | 0.103 | 0.006 | 0.42687 | 0.024866 | 0.008 | 0.0055424 | 176 | -1 |  |  | 0 |  | 8 | 9 | 133.6807 | 15.5941 | 9 | Swale | 414 | 15% | 15% | 0.06403 | 0.0037299
58 | 2 | 2.4095 | 427 | 58 | 2 | MDR | 9.8281 | 0.44 | 3808.185 | 170.631 | 0.501 | 0.315 | 4.924 | 0.139 | 1908.105 | 53.755 | 2.4095 | 0.633 | 0.023 | 1.5252 | 0.055419 | 0.064 | 0.052984 | 176 | -1 |  |  | 0 |  | 8 | 9 | 133.6807 | 15.5941 | 9 | Swale | 427 | 15% | 15% | 0.22878 | 0.0083128
58 | 3 | 1.5271 | 428 | 58 | 3 | HDR | 22.5044 | 1.53 | 928.517 | 63.139 | 0.501 | 0.315 | 11.275 | 0.483 | 465.213 | 19.91 | 1.5271 | 1.45 | 0.085 | 2.2144 | 0.12981 | 0.064 | 0.055471 | 176 | -1 |  |  | 0 |  | 8 | 9 | 133.6807 | 15.5941 | 9 | Swale | 428 | 15% | 15% | 0.33215 | 0.019471
58 | 4 | 0.1289 | 429 | 58 | 4 | IND | 15.6534 | 1.223 | 3061.189 | 239.111 | 0.496 | 0.309 | 7.77 | 0.378 | 1519.482 | 73.842 | 0.1289 | 0.973 | 0.063 | 0.12542 | 0.0081208 | 0.062 | 0.051479 | 176 | -1 |  |  | 0 |  | 8 | 9 | 133.6807 | 15.5941 | 9 | Swale | 429 | 15% | 15% | 0.018813 | 0.0012181
58 | 6 | 4.2465 | 430 | 58 | 6 | OPE | 4.3897 | 0.172 | 211.467 | 8.278 | 0.506 | 0.326 | 2.221 | 0.056 | 106.999 | 2.698 | 4.2465 | 0.292 | 0.01 | 1.24 | 0.042465 | 0.066 | 0.057901 | 176 | -1 |  |  | 0 |  | 8 | 9 | 133.6807 | 15.5941 | 9 | Swale | 430 | 15% | 15% | 0.186 | 0.0063698
58 | 1 | 8.7591 | 426 | 58 | 1 | LDR | 4.9078 | 0.204 | 81.647 | 3.389 | 0.502 | 0.317 | 2.464 | 0.065 | 40.985 | 1.075 | 8.7591 | 0.319 | 0.011 | 2.7941 | 0.09635 | 0.065 | 0.054005 | 177 | -1 |  |  | 0 |  | 9 | 9 | 61.9285 | 61.9708 | 9 | Swale | 426 | 15% | 15% | 0.41912 | 0.014452
58 | 2 | 8.8119 | 427 | 58 | 2 | MDR | 9.8281 | 0.44 | 3808.185 | 170.631 | 0.501 | 0.315 | 4.924 | 0.139 | 1908.105 | 53.755 | 8.8119 | 0.633 | 0.023 | 5.578 | 0.20267 | 0.064 | 0.052984 | 177 | -1 |  |  | 0 |  | 9 | 9 | 61.9285 | 61.9708 | 9 | Swale | 427 | 15% | 15% | 0.83669 | 0.030401
58 | 11 | 1.7818 | 433 | 58 | 11 | FOR | 1.7777 | 0.066 | 23.021 | 0.853 | 0.534 | 0.345 | 0.949 | 0.023 | 12.284 | 0.294 | 1.7818 | 0.145 | 0.005 | 0.25837 | 0.0089091 | 0.081 | 0.079928 | 177 | -1 |  |  | 0 |  | 9 | 9 | 61.9285 | 61.9708 | 9 | Swale | 433 | 15% | 15% | 0.038755 | 0.0013364
58 | 12 | 0.23003 | 434 | 58 | 12 | WAT | 0.32908 | 0.007 | 74.025 | 1.564 | 0.474 | 0.364 | 0.156 | 0.003 | 35.077 | 0.569 | 0.23003 | 0.018 | 0.001 | 0.0041405 | 0.00023003 | 0.056 | 0.0793 | 177 | -1 |  |  | 0 |  | 9 | 9 | 61.9285 | 61.9708 | 9 | Swale | 434 | 15% | 15% | 0.00062107 | 3.4504e-05
58 | 13 | 0.20685 | 435 | 58 | 13 | WET | 0.92556 | 0.033 | 20.599 | 0.736 | 0.474 | 0.384 | 0.439 | 0.013 | 9.763 | 0.283 | 0.20685 | 0.052 | 0.003 | 0.010756 | 0.00062056 | 0.056 | 0.092612 | 177 | -1 |  |  | 0 |  | 9 | 9 | 61.9285 | 61.9708 | 9 | Swale | 435 | 15% | 15% | 0.0016134 | 9.3084e-05
60 | 1 | 4.6693 | 443 | 60 | 1 | LDR | 5.2204 | 0.248 | 31.043 | 1.477 | 0.207 | 0.068 | 1.083 | 0.017 | 6.439 | 0.101 | 4.6693 | 0.083 | 0.001 | 0.38755 | 0.0046693 | 0.016 | 0.0053051 | 177 | -1 |  |  | 0 |  | 9 | 9 | 61.9285 | 61.9708 | 9 | Swale | 443 | 15% | 15% | 0.058133 | 0.0007004
60 | 2 | 33.2339 | 444 | 60 | 2 | MDR | 10.4609 | 0.537 | 2663.688 | 136.786 | 0.205 | 0.067 | 2.148 | 0.036 | 546.941 | 9.2 | 33.2339 | 0.164 | 0.003 | 5.4504 | 0.099702 | 0.016 | 0.0051881 | 177 | -1 |  |  | 0 |  | 9 | 9 | 61.9285 | 61.9708 | 9 | Swale | 444 | 15% | 15% | 0.81755 | 0.014955
60 | 4 | 0.024485 | 446 | 60 | 4 | IND | 16.7173 | 1.495 | 163.499 | 14.621 | 0.195 | 0.065 | 3.258 | 0.097 | 31.862 | 0.951 | 0.024485 | 0.247 | 0.008 | 0.0060477 | 0.00019588 | 0.015 | 0.0050272 | 177 | -1 |  |  | 0 |  | 9 | 9 | 61.9285 | 61.9708 | 9 | Swale | 446 | 15% | 15% | 0.00090716 | 2.9382e-05
60 | 11 | 0.79692 | 449 | 60 | 11 | FOR | 1.8783 | 0.08 | 20.73 | 0.883 | 0.244 | 0.082 | 0.459 | 0.007 | 5.066 | 0.072 | 0.79692 | 0.041 | 0.001 | 0.032674 | 0.00079692 | 0.022 | 0.0082069 | 177 | -1 |  |  | 0 |  | 9 | 9 | 61.9285 | 61.9708 | 9 | Swale | 449 | 15% | 15% | 0.0049011 | 0.00011954
60 | 12 | 1.3488 | 450 | 60 | 12 | WAT | 0.34884 | 0.008 | 27.015 | 0.65 | 0.22 | 0.084 | 0.077 | 0.001 | 5.951 | 0.055 | 1.3488 | 0.005 | 0 | 0.0067438 | 0 | 0.014 | 0.0083373 | 177 | -1 |  |  | 0 |  | 9 | 9 | 61.9285 | 61.9708 | 9 | Swale | 450 | 15% | 15% | 0.0010116 | 0
60 | 13 | 1.7416 | 451 | 60 | 13 | WET | 0.98012 | 0.04 | 7.789 | 0.316 | 0.225 | 0.092 | 0.221 | 0.004 | 1.755 | 0.029 | 1.7416 | 0.014 | 0 | 0.024383 | 0 | 0.015 | 0.0097727 | 177 | -1 |  |  | 0 |  | 9 | 9 | 61.9285 | 61.9708 | 9 | Swale | 451 | 15% | 15% | 0.0036574 | 0
61 | 2 | 2.8688 | 452 | 61 | 2 | MDR | 14.6836 | 0.846 | 4285.373 | 247.044 | 0.522 | 0.455 | 7.661 | 0.385 | 2235.766 | 112.484 | 2.8688 | 0.549 | 0.028 | 1.575 | 0.080326 | 0.037 | 0.032831 | 178 | -1 |  |  | 0 |  | 10 | 9 | 28.6293 | 28.6489 | 9 | Swale | 452 | 15% | 15% | 0.23625 | 0.012049
62 | 2 | 23.3108 | 456 | 62 | 2 | MDR | 5.1315 | 0.314 | 561.15 | 34.379 | 0.358 | 0.211 | 1.836 | 0.066 | 200.824 | 7.256 | 23.3108 | 0.076 | 0.003 | 1.7716 | 0.069932 | 0.015 | 0.0089443 | 178 | -1 |  |  | 0 |  | 10 | 9 | 28.6293 | 28.6489 | 9 | Swale | 456 | 15% | 15% | 0.26574 | 0.01049
62 | 12 | 2.4517 | 460 | 62 | 12 | WAT | 0.26594 | 0.007 | 1.888 | 0.048 | 0.387 | 0.245 | 0.103 | 0.002 | 0.73 | 0.012 | 2.4517 | 0.004 | 0 | 0.0098069 | 0 | 0.014 | 0.014003 | 178 | -1 |  |  | 0 |  | 10 | 9 | 28.6293 | 28.6489 | 9 | Swale | 460 | 15% | 15% | 0.001471 | 0
58 | 2 | 0.98037 | 427 | 58 | 2 | MDR | 9.8281 | 0.44 | 3808.185 | 170.631 | 0.501 | 0.315 | 4.924 | 0.139 | 1908.105 | 53.755 | 0.98037 | 0.633 | 0.023 | 0.62058 | 0.022549 | 0.064 | 0.052984 | 179 | -1 |  |  | 0 |  | 11 | 9 | 110.3412 | 0.98037 | 9 | Swale | 427 | 15% | 15% | 0.093086 | 0.0033823
57 | 2 | 0.94825 | 418 | 57 | 2 | MDR | 9.3885 | 0.403 | 3228.257 | 138.483 | 0.658 | 0.448 | 6.173 | 0.181 | 2122.675 | 62.088 | 0.94825 | 1.112 | 0.056 | 1.0545 | 0.053102 | 0.118 | 0.13805 | 180 | -1 |  |  | 0 |  | 12 | 9 | 7.7386 | 0.94825 | 9 | Swale | 418 | 15% | 15% | 0.15817 | 0.0079653
59 | 2 | 48.5235 | 437 | 59 | 2 | MDR | 8.787 | 0.433 | 2451.334 | 120.688 | 0.245 | 0.087 | 2.154 | 0.038 | 600.843 | 10.559 | 48.5235 | 0.164 | 0.003 | 7.9579 | 0.14557 | 0.019 | 0.0066397 | 181 | -1 |  |  | 0 |  | 13 | 9 | 76.5826 | 76.6314 | 9 | Swale | 437 | 15% | 15% | 1.1937 | 0.021836
59 | 11 | 0.64942 | 440 | 59 | 11 | FOR | 1.5844 | 0.065 | 22.989 | 0.95 | 0.288 | 0.105 | 0.457 | 0.007 | 6.625 | 0.1 | 0.64942 | 0.041 | 0.001 | 0.026626 | 0.00064942 | 0.026 | 0.010436 | 181 | -1 |  |  | 0 |  | 13 | 9 | 76.5826 | 76.6314 | 9 | Swale | 440 | 15% | 15% | 0.0039939 | 9.7413e-05
59 | 12 | 3.0831 | 441 | 59 | 12 | WAT | 0.29442 | 0.007 | 22.883 | 0.525 | 0.258 | 0.105 | 0.076 | 0.001 | 5.908 | 0.055 | 3.0831 | 0.005 | 0 | 0.015416 | 0 | 0.017 | 0.010308 | 181 | -1 |  |  | 0 |  | 13 | 9 | 76.5826 | 76.6314 | 9 | Swale | 441 | 15% | 15% | 0.0023124 | 0
59 | 13 | 1.544 | 442 | 59 | 13 | WET | 0.82801 | 0.032 | 4.034 | 0.156 | 0.264 | 0.113 | 0.218 | 0.004 | 1.063 | 0.018 | 1.544 | 0.014 | 0 | 0.021616 | 0 | 0.017 | 0.012251 | 181 | -1 |  |  | 0 |  | 13 | 9 | 76.5826 | 76.6314 | 9 | Swale | 442 | 15% | 15% | 0.0032425 | 0
60 | 2 | 21.7359 | 444 | 60 | 2 | MDR | 10.4609 | 0.537 | 2663.688 | 136.786 | 0.205 | 0.067 | 2.148 | 0.036 | 546.941 | 9.2 | 21.7359 | 0.164 | 0.003 | 3.5647 | 0.065208 | 0.016 | 0.0051881 | 181 | -1 |  |  | 0 |  | 13 | 9 | 76.5826 | 76.6314 | 9 | Swale | 444 | 15% | 15% | 0.5347 | 0.0097812
60 | 11 | 0.38306 | 449 | 60 | 11 | FOR | 1.8783 | 0.08 | 20.73 | 0.883 | 0.244 | 0.082 | 0.459 | 0.007 | 5.066 | 0.072 | 0.38306 | 0.041 | 0.001 | 0.015706 | 0.00038306 | 0.022 | 0.0082069 | 181 | -1 |  |  | 0 |  | 13 | 9 | 76.5826 | 76.6314 | 9 | Swale | 449 | 15% | 15% | 0.0023558 | 5.746e-05
60 | 13 | 0.71228 | 451 | 60 | 13 | WET | 0.98012 | 0.04 | 7.789 | 0.316 | 0.225 | 0.092 | 0.221 | 0.004 | 1.755 | 0.029 | 0.71228 | 0.014 | 0 | 0.009972 | 0 | 0.015 | 0.0097727 | 181 | -1 |  |  | 0 |  | 13 | 9 | 76.5826 | 76.6314 | 9 | Swale | 451 | 15% | 15% | 0.0014958 | 0
24 | 1 | 3.5167 | 131 | 24 | 1 | LDR | 4.6601 | 0.367 | 900.974 | 71.038 | 0.233 | 0.12 | 1.086 | 0.044 | 210.047 | 8.502 | 3.5167 | 0.628 | 0.023 | 2.2085 | 0.080883 | 0.135 | 0.061741 | 191 | -1 |  |  | 0 |  | 23 | 9 | 207.2766 | 207.4183 | 9 | Swale | 131 | 15% | 15% | 0.33127 | 0.012133
24 | 2 | 42.2271 | 132 | 24 | 2 | MDR | 9.1244 | 0.747 | 4998.613 | 409.165 | 0.231 | 0.117 | 2.111 | 0.087 | 1156.347 | 47.73 | 42.2271 | 1.216 | 0.045 | 51.3482 | 1.9002 | 0.133 | 0.060038 | 191 | -1 |  |  | 0 |  | 23 | 9 | 207.2766 | 207.4183 | 9 | Swale | 132 | 15% | 15% | 7.7022 | 0.28503
24 | 3 | 3.3883 | 133 | 24 | 3 | HDR | 20.209 | 2.142 | 4406.734 | 467.092 | 0.231 | 0.124 | 4.67 | 0.265 | 1018.363 | 57.887 | 3.3883 | 2.691 | 0.138 | 9.1179 | 0.46758 | 0.133 | 0.064241 | 191 | -1 |  |  | 0 |  | 23 | 9 | 207.2766 | 207.4183 | 9 | Swale | 133 | 15% | 15% | 1.3677 | 0.070137
24 | 4 | 6.5025 | 134 | 24 | 4 | IND | 14.4894 | 1.67 | 3647.149 | 420.469 | 0.223 | 0.111 | 3.227 | 0.185 | 812.227 | 46.466 | 6.5025 | 1.836 | 0.095 | 11.9386 | 0.61774 | 0.127 | 0.056659 | 191 | -1 |  |  | 0 |  | 23 | 9 | 207.2766 | 207.4183 | 9 | Swale | 134 | 15% | 15% | 1.7908 | 0.09266
24 | 6 | 0.77629 | 135 | 24 | 6 | OPE | 4.2719 | 0.323 | 149.11 | 11.261 | 0.239 | 0.13 | 1.021 | 0.042 | 35.645 | 1.462 | 0.77629 | 0.594 | 0.022 | 0.46112 | 0.017078 | 0.139 | 0.067473 | 191 | -1 |  |  | 0 |  | 23 | 9 | 207.2766 | 207.4183 | 9 | Swale | 135 | 15% | 15% | 0.069167 | 0.0025618
24 | 7 | 0.29443 | 136 | 24 | 7 | PAS | 8.2907 | 0.681 | 151.419 | 12.446 | 0.243 | 0.136 | 2.016 | 0.093 | 36.827 | 1.692 | 0.29443 | 1.178 | 0.048 | 0.34684 | 0.014133 | 0.142 | 0.070814 | 191 | -1 |  |  | 0 |  | 23 | 9 | 207.2766 | 207.4183 | 9 | Swale | 136 | 15% | 15% | 0.052026 | 0.0021199
24 | 11 | 13.8653 | 139 | 24 | 11 | FOR | 1.8811 | 0.129 | 301.544 | 20.656 | 0.255 | 0.167 | 0.48 | 0.022 | 76.946 | 3.459 | 13.8653 | 0.284 | 0.011 | 3.9377 | 0.15252 | 0.151 | 0.088801 | 191 | -1 |  |  | 0 |  | 23 | 9 | 207.2766 | 207.4183 | 9 | Swale | 139 | 15% | 15% | 0.59066 | 0.022878
24 | 12 | 18.6521 | 140 | 24 | 12 | WAT | 0.32312 | 0.017 | 72.968 | 3.927 | 0.246 | 0.138 | 0.079 | 0.002 | 17.927 | 0.543 | 18.6521 | 0.047 | 0.001 | 0.87665 | 0.018652 | 0.146 | 0.072263 | 191 | -1 |  |  | 0 |  | 23 | 9 | 207.2766 | 207.4183 | 9 | Swale | 140 | 15% | 15% | 0.1315 | 0.0027978
24 | 13 | 3.7149 | 141 | 24 | 13 | WET | 7.4495 | 0.68 | 3122.888 | 285.148 | 0.237 | 0.139 | 1.764 | 0.095 | 739.648 | 39.666 | 3.7149 | 1.023 | 0.049 | 3.8004 | 0.18203 | 0.137 | 0.072548 | 191 | -1 |  |  | 0 |  | 23 | 9 | 207.2766 | 207.4183 | 9 | Swale | 141 | 15% | 15% | 0.57005 | 0.027305
34 | 11 | 0.73373 | 223 | 34 | 11 | FOR | 1.0576 | 0.081 | 213.945 | 16.335 | 0.736 | 0.68 | 0.778 | 0.055 | 157.41 | 11.1 | 0.73373 | 0.778 | 0.055 | 0.57084 | 0.040355 | 0.736 | 0.67952 | 191 | -1 |  |  | 0 |  | 23 | 9 | 207.2766 | 207.4183 | 9 | Swale | 223 | 15% | 15% | 0.085626 | 0.0060533
34 | 13 | 0.19336 | 225 | 34 | 13 | WET | 1.7146 | 0.141 | 872.205 | 71.755 | 0.746 | 0.696 | 1.279 | 0.098 | 650.615 | 49.926 | 0.19336 | 1.279 | 0.098 | 0.24731 | 0.018949 | 0.746 | 0.69578 | 191 | -1 |  |  | 0 |  | 23 | 9 | 207.2766 | 207.4183 | 9 | Swale | 225 | 15% | 15% | 0.037096 | 0.0028424
97 | 1 | 0.08729 | 605 | 97 | 1 | LDR | 5.1569 | 0.478 | 7.014 | 0.65 | 0.848 | 0.821 | 4.373 | 0.392 | 5.947 | 0.534 | 0.08729 | 4.373 | 0.392 | 0.38172 | 0.034218 | 0.848 | 0.82146 | 191 | -1 |  |  | 0 |  | 23 | 9 | 207.2766 | 207.4183 | 9 | Swale | 605 | 15% | 15% | 0.057258 | 0.0051327
97 | 4 | 0.14543 | 606 | 97 | 4 | IND | 14.6944 | 1.907 | 51.273 | 6.655 | 0.838 | 0.812 | 12.314 | 1.548 | 42.968 | 5.403 | 0.14543 | 12.314 | 1.548 | 1.7908 | 0.22512 | 0.838 | 0.81187 | 191 | -1 |  |  | 0 |  | 23 | 9 | 207.2766 | 207.4183 | 9 | Swale | 606 | 15% | 15% | 0.26862 | 0.033768
97 | 7 | 0.0096073 | 607 | 97 | 7 | PAS | 8.0611 | 0.755 | 615.775 | 57.68 | 0.858 | 0.833 | 6.914 | 0.629 | 528.163 | 48.051 | 0.0096073 | 6.914 | 0.629 | 0.066425 | 0.006043 | 0.858 | 0.83306 | 191 | -1 |  |  | 0 |  | 23 | 9 | 207.2766 | 207.4183 | 9 | Swale | 607 | 15% | 15% | 0.0099637 | 0.00090645
97 | 10 | 0.34241 | 608 | 97 | 10 | RAN | 3.0677 | 0.253 | 405.178 | 33.373 | 0.859 | 0.835 | 2.637 | 0.211 | 348.245 | 27.853 | 0.34241 | 2.637 | 0.211 | 0.90294 | 0.072249 | 0.859 | 0.8346 | 191 | -1 |  |  | 0 |  | 23 | 9 | 207.2766 | 207.4183 | 9 | Swale | 608 | 15% | 15% | 0.13544 | 0.010837
97 | 11 | 79.1947 | 609 | 97 | 11 | FOR | 1.8856 | 0.15 | 1178.991 | 93.84 | 0.864 | 0.838 | 1.629 | 0.126 | 1018.261 | 78.664 | 79.1947 | 1.629 | 0.126 | 129.0081 | 9.9785 | 0.864 | 0.83828 | 191 | -1 |  |  | 0 |  | 23 | 9 | 207.2766 | 207.4183 | 9 | Swale | 609 | 15% | 15% | 19.3512 | 1.4968
97 | 13 | 33.7742 | 611 | 97 | 13 | WET | 2.5135 | 0.2 | 2832.084 | 225.479 | 0.875 | 0.856 | 2.199 | 0.171 | 2477.678 | 193.038 | 33.7742 | 2.199 | 0.171 | 74.2694 | 5.7754 | 0.875 | 0.85613 | 191 | -1 |  |  | 0 |  | 23 | 9 | 207.2766 | 207.4183 | 9 | Swale | 611 | 15% | 15% | 11.1404 | 0.86631
24 | 2 | 0.78916 | 132 | 24 | 2 | MDR | 9.1244 | 0.747 | 4998.613 | 409.165 | 0.231 | 0.117 | 2.111 | 0.087 | 1156.347 | 47.73 | 0.78916 | 1.216 | 0.045 | 0.95962 | 0.035512 | 0.133 | 0.060038 | 192 | -1 |  |  | 0 |  | 24 | 9 | 33.2918 | 33.3145 | 9 | Swale | 132 | 15% | 15% | 0.14394 | 0.0053268
24 | 4 | 0.19046 | 134 | 24 | 4 | IND | 14.4894 | 1.67 | 3647.149 | 420.469 | 0.223 | 0.111 | 3.227 | 0.185 | 812.227 | 46.466 | 0.19046 | 1.836 | 0.095 | 0.34968 | 0.018094 | 0.127 | 0.056659 | 192 | -1 |  |  | 0 |  | 24 | 9 | 33.2918 | 33.3145 | 9 | Swale | 134 | 15% | 15% | 0.052452 | 0.002714
24 | 6 | 4.3335 | 135 | 24 | 6 | OPE | 4.2719 | 0.323 | 149.11 | 11.261 | 0.239 | 0.13 | 1.021 | 0.042 | 35.645 | 1.462 | 4.3335 | 0.594 | 0.022 | 2.5741 | 0.095336 | 0.139 | 0.067473 | 192 | -1 |  |  | 0 |  | 24 | 9 | 33.2918 | 33.3145 | 9 | Swale | 135 | 15% | 15% | 0.38611 | 0.0143
24 | 12 | 0.072031 | 140 | 24 | 12 | WAT | 0.32312 | 0.017 | 72.968 | 3.927 | 0.246 | 0.138 | 0.079 | 0.002 | 17.927 | 0.543 | 0.072031 | 0.047 | 0.001 | 0.0033855 | 7.2031e-05 | 0.146 | 0.072263 | 192 | -1 |  |  | 0 |  | 24 | 9 | 33.2918 | 33.3145 | 9 | Swale | 140 | 15% | 15% | 0.00050782 | 1.0805e-05
24 | 13 | 0.17442 | 141 | 24 | 13 | WET | 7.4495 | 0.68 | 3122.888 | 285.148 | 0.237 | 0.139 | 1.764 | 0.095 | 739.648 | 39.666 | 0.17442 | 1.023 | 0.049 | 0.17843 | 0.0085465 | 0.137 | 0.072548 | 192 | -1 |  |  | 0 |  | 24 | 9 | 33.2918 | 33.3145 | 9 | Swale | 141 | 15% | 15% | 0.026764 | 0.001282
34 | 11 | 0.81219 | 223 | 34 | 11 | FOR | 1.0576 | 0.081 | 213.945 | 16.335 | 0.736 | 0.68 | 0.778 | 0.055 | 157.41 | 11.1 | 0.81219 | 0.778 | 0.055 | 0.63188 | 0.04467 | 0.736 | 0.67952 | 192 | -1 |  |  | 0 |  | 24 | 9 | 33.2918 | 33.3145 | 9 | Swale | 223 | 15% | 15% | 0.094783 | 0.0067006
34 | 13 | 0.38907 | 225 | 34 | 13 | WET | 1.7146 | 0.141 | 872.205 | 71.755 | 0.746 | 0.696 | 1.279 | 0.098 | 650.615 | 49.926 | 0.38907 | 1.279 | 0.098 | 0.49762 | 0.038128 | 0.746 | 0.69578 | 192 | -1 |  |  | 0 |  | 24 | 9 | 33.2918 | 33.3145 | 9 | Swale | 225 | 15% | 15% | 0.074642 | 0.0057193
97 | 1 | 1.2737 | 605 | 97 | 1 | LDR | 5.1569 | 0.478 | 7.014 | 0.65 | 0.848 | 0.821 | 4.373 | 0.392 | 5.947 | 0.534 | 1.2737 | 4.373 | 0.392 | 5.5698 | 0.49928 | 0.848 | 0.82146 | 192 | -1 |  |  | 0 |  | 24 | 9 | 33.2918 | 33.3145 | 9 | Swale | 605 | 15% | 15% | 0.83547 | 0.074892
97 | 11 | 19.2282 | 609 | 97 | 11 | FOR | 1.8856 | 0.15 | 1178.991 | 93.84 | 0.864 | 0.838 | 1.629 | 0.126 | 1018.261 | 78.664 | 19.2282 | 1.629 | 0.126 | 31.3227 | 2.4227 | 0.864 | 0.83828 | 192 | -1 |  |  | 0 |  | 24 | 9 | 33.2918 | 33.3145 | 9 | Swale | 609 | 15% | 15% | 4.6984 | 0.36341
97 | 13 | 6.0519 | 611 | 97 | 13 | WET | 2.5135 | 0.2 | 2832.084 | 225.479 | 0.875 | 0.856 | 2.199 | 0.171 | 2477.678 | 193.038 | 6.0519 | 2.199 | 0.171 | 13.3082 | 1.0349 | 0.875 | 0.85613 | 192 | -1 |  |  | 0 |  | 24 | 9 | 33.2918 | 33.3145 | 9 | Swale | 611 | 15% | 15% | 1.9962 | 0.15523
41 | 2 | 5.1564 | 283 | 41 | 2 | MDR | 11.9201 | 0.582 | 23513.664 | 1147.493 | 0.961 | 0.923 | 11.452 | 0.537 | 22589.972 | 1059.182 | 5.1564 | 10.039 | 0.474 | 51.7649 | 2.4441 | 0.842 | 0.81527 | 207 | -1 |  |  | 0 |  | 39 | 9 | 40.2247 | 11.989 | 9 | Swale | 283 | 15% | 15% | 7.7647 | 0.36662
41 | 4 | 6.1944 | 285 | 41 | 4 | IND | 15.0465 | 1.299 | 22984.638 | 1984.314 | 0.961 | 0.924 | 14.457 | 1.2 | 22084.136 | 1832.828 | 6.1944 | 12.656 | 1.059 | 78.396 | 6.5598 | 0.841 | 0.81549 | 207 | -1 |  |  | 0 |  | 39 | 9 | 40.2247 | 11.989 | 9 | Swale | 285 | 15% | 15% | 11.7594 | 0.98398
46 | 1 | 0.57062 | 340 | 46 | 1 | LDR | 7.475 | 0.335 | 892.731 | 39.971 | 0.586 | 0.84 | 4.38 | 0.281 | 523.1 | 33.572 | 0.57062 | 3.356 | 0.165 | 1.915 | 0.094152 | 0.449 | 0.49425 | 207 | -1 |  |  | 0 |  | 39 | 9 | 40.2247 | 11.989 | 9 | Swale | 340 | 15% | 15% | 0.28725 | 0.014123
46 | 2 | 0.067609 | 341 | 46 | 2 | MDR | 13.7343 | 0.645 | 12517.372 | 587.845 | 0.585 | 0.835 | 8.036 | 0.539 | 7324.398 | 490.966 | 0.067609 | 6.155 | 0.317 | 0.41613 | 0.021432 | 0.448 | 0.49116 | 207 | -1 |  |  | 0 |  | 39 | 9 | 40.2247 | 11.989 | 9 | Swale | 341 | 15% | 15% | 0.06242 | 0.0032148
41 | 2 | 0.16024 | 283 | 41 | 2 | MDR | 11.9201 | 0.582 | 23513.664 | 1147.493 | 0.961 | 0.923 | 11.452 | 0.537 | 22589.972 | 1059.182 | 0.16024 | 10.039 | 0.474 | 1.6086 | 0.075953 | 0.842 | 0.81527 | 208 | -1 |  |  | 0 |  | 40 | 9 | 2.9986 | 0.16024 | 9 | Swale | 283 | 15% | 15% | 0.24129 | 0.011393
41 | 2 | 0.082062 | 283 | 41 | 2 | MDR | 11.9201 | 0.582 | 23513.664 | 1147.493 | 0.961 | 0.923 | 11.452 | 0.537 | 22589.972 | 1059.182 | 0.082062 | 10.039 | 0.474 | 0.82382 | 0.038897 | 0.842 | 0.81527 | 239 | -1 |  |  | 0 |  | 73 | 9 | 3.744 | 3.6946 | 9 | Swale | 283 | 15% | 15% | 0.12357 | 0.0058346
41 | 4 | 3.3484 | 285 | 41 | 4 | IND | 15.0465 | 1.299 | 22984.638 | 1984.314 | 0.961 | 0.924 | 14.457 | 1.2 | 22084.136 | 1832.828 | 3.3484 | 12.656 | 1.059 | 42.377 | 3.5459 | 0.841 | 0.81549 | 239 | -1 |  |  | 0 |  | 73 | 9 | 3.744 | 3.6946 | 9 | Swale | 285 | 15% | 15% | 6.3565 | 0.53189
41 | 6 | 0.10264 | 286 | 41 | 6 | OPE | 6.7112 | 0.301 | 712.339 | 31.937 | 0.96 | 0.922 | 6.446 | 0.278 | 684.169 | 29.462 | 0.10264 | 5.655 | 0.245 | 0.58043 | 0.025147 | 0.843 | 0.81557 | 239 | -1 |  |  | 0 |  | 73 | 9 | 3.744 | 3.6946 | 9 | Swale | 286 | 15% | 15% | 0.087064 | 0.003772
41 | 13 | 0.16152 | 293 | 41 | 13 | WET | 1.0484 | 0.041 | 1567.871 | 61.608 | 0.962 | 0.921 | 1.008 | 0.038 | 1507.852 | 56.766 | 0.16152 | 0.888 | 0.034 | 0.14343 | 0.0054917 | 0.847 | 0.81976 | 239 | -1 |  |  | 0 |  | 73 | 9 | 3.744 | 3.6946 | 9 | Swale | 293 | 15% | 15% | 0.021515 | 0.00082376
41 | 4 | 7.4427 | 285 | 41 | 4 | IND | 15.0465 | 1.299 | 22984.638 | 1984.314 | 0.961 | 0.924 | 14.457 | 1.2 | 22084.136 | 1832.828 | 7.4427 | 12.656 | 1.059 | 94.1946 | 7.8818 | 0.841 | 0.81549 | 240 | -1 |  |  | 0 |  | 74 | 9 | 16.5839 | 16.5952 | 9 | Swale | 285 | 15% | 15% | 14.1292 | 1.1823
41 | 6 | 0.99162 | 286 | 41 | 6 | OPE | 6.7112 | 0.301 | 712.339 | 31.937 | 0.96 | 0.922 | 6.446 | 0.278 | 684.169 | 29.462 | 0.99162 | 5.655 | 0.245 | 5.6076 | 0.24295 | 0.843 | 0.81557 | 240 | -1 |  |  | 0 |  | 74 | 9 | 16.5839 | 16.5952 | 9 | Swale | 286 | 15% | 15% | 0.84114 | 0.036442
41 | 8 | 6.7453 | 288 | 41 | 8 | AGR | 16.0936 | 0.836 | 8344.03 | 433.364 | 0.96 | 0.923 | 15.456 | 0.771 | 8013.183 | 399.822 | 6.7453 | 13.575 | 0.683 | 91.5676 | 4.607 | 0.844 | 0.81685 | 240 | -1 |  |  | 0 |  | 74 | 9 | 16.5839 | 16.5952 | 9 | Swale | 288 | 15% | 15% | 13.7351 | 0.69106
41 | 10 | 0.85829 | 290 | 41 | 10 | RAN | 5.062 | 0.211 | 1204.825 | 50.143 | 0.96 | 0.922 | 4.86 | 0.194 | 1156.789 | 46.234 | 0.85829 | 4.268 | 0.172 | 3.6632 | 0.14763 | 0.843 | 0.81592 | 240 | -1 |  |  | 0 |  | 74 | 9 | 16.5839 | 16.5952 | 9 | Swale | 290 | 15% | 15% | 0.54948 | 0.022144
41 | 13 | 0.55731 | 293 | 41 | 13 | WET | 1.0484 | 0.041 | 1567.871 | 61.608 | 0.962 | 0.921 | 1.008 | 0.038 | 1507.852 | 56.766 | 0.55731 | 0.888 | 0.034 | 0.49489 | 0.018949 | 0.847 | 0.81976 | 240 | -1 |  |  | 0 |  | 74 | 9 | 16.5839 | 16.5952 | 9 | Swale | 293 | 15% | 15% | 0.074234 | 0.0028423
38 | 4 | 1.1355 | 250 | 38 | 4 | IND | 13.0332 | 1.643 | 2693.398 | 339.537 | 0.746 | 0.728 | 9.718 | 1.196 | 2008.316 | 247.156 | 1.1355 | 9.718 | 1.196 | 11.0345 | 1.358 | 0.746 | 0.72792 | 287 | -1 |  |  | 0 |  | 121 | 9 | 7.2103 | 7.1721 | 9 | Swale | 250 | 15% | 15% | 1.6552 | 0.2037
38 | 9 | 0.90973 | 254 | 38 | 9 | AGT | 5.3381 | 0.48 | 328.365 | 29.544 | 0.766 | 0.75 | 4.09 | 0.36 | 251.603 | 22.171 | 0.90973 | 4.09 | 0.36 | 3.7208 | 0.3275 | 0.766 | 0.75046 | 287 | -1 |  |  | 0 |  | 121 | 9 | 7.2103 | 7.1721 | 9 | Swale | 254 | 15% | 15% | 0.55812 | 0.049125
38 | 10 | 1.9754 | 255 | 38 | 10 | RAN | 2.8596 | 0.226 | 157.374 | 12.414 | 0.763 | 0.746 | 2.182 | 0.168 | 120.107 | 9.267 | 1.9754 | 2.182 | 0.168 | 4.3102 | 0.33186 | 0.763 | 0.74645 | 287 | -1 |  |  | 0 |  | 121 | 9 | 7.2103 | 7.1721 | 9 | Swale | 255 | 15% | 15% | 0.64653 | 0.049779
38 | 12 | 0.087941 | 257 | 38 | 12 | WAT | 0.4049 | 0.025 | 12.452 | 0.773 | 0.766 | 0.744 | 0.31 | 0.019 | 9.543 | 0.575 | 0.087941 | 0.31 | 0.019 | 0.027262 | 0.0016709 | 0.766 | 0.74449 | 287 | -1 |  |  | 0 |  | 121 | 9 | 7.2103 | 7.1721 | 9 | Swale | 257 | 15% | 15% | 0.0040893 | 0.00025063
41 | 1 | 1.5547e-06 | 282 | 41 | 1 | LDR | 6.4645 | 0.301 | 7159.582 | 333.43 | 0.961 | 0.923 | 6.211 | 0.278 | 6878.392 | 307.743 | 1.5547e-06 | 5.446 | 0.246 | 8.4671e-06 | 3.8247e-07 | 0.842 | 0.81555 | 287 | -1 |  |  | 0 |  | 121 | 9 | 7.2103 | 7.1721 | 9 | Swale | 282 | 15% | 15% | 1.2701e-06 | 5.737e-08
41 | 4 | 2.5723 | 285 | 41 | 4 | IND | 15.0465 | 1.299 | 22984.638 | 1984.314 | 0.961 | 0.924 | 14.457 | 1.2 | 22084.136 | 1832.828 | 2.5723 | 12.656 | 1.059 | 32.5545 | 2.724 | 0.841 | 0.81549 | 287 | -1 |  |  | 0 |  | 121 | 9 | 7.2103 | 7.1721 | 9 | Swale | 285 | 15% | 15% | 4.8832 | 0.4086
41 | 10 | 0.47994 | 290 | 41 | 10 | RAN | 5.062 | 0.211 | 1204.825 | 50.143 | 0.96 | 0.922 | 4.86 | 0.194 | 1156.789 | 46.234 | 0.47994 | 4.268 | 0.172 | 2.0484 | 0.08255 | 0.843 | 0.81592 | 287 | -1 |  |  | 0 |  | 121 | 9 | 7.2103 | 7.1721 | 9 | Swale | 290 | 15% | 15% | 0.30726 | 0.012383
41 | 12 | 0.011372 | 292 | 41 | 12 | WAT | 1.0456 | 0.041 | 281.889 | 11.073 | 0.962 | 0.921 | 1.006 | 0.038 | 271.1 | 10.202 | 0.011372 | 0.885 | 0.034 | 0.010064 | 0.00038665 | 0.847 | 0.81969 | 287 | -1 |  |  | 0 |  | 121 | 9 | 7.2103 | 7.1721 | 9 | Swale | 292 | 15% | 15% | 0.0015097 | 5.7998e-05
41 | 2 | 0.13629 | 283 | 41 | 2 | MDR | 11.9201 | 0.582 | 23513.664 | 1147.493 | 0.961 | 0.923 | 11.452 | 0.537 | 22589.972 | 1059.182 | 0.13629 | 10.039 | 0.474 | 1.3682 | 0.064603 | 0.842 | 0.81527 | 288 | -1 |  |  | 0 |  | 122 | 9 | 0.45769 | 0.45801 | 9 | Swale | 283 | 15% | 15% | 0.20524 | 0.0096905
41 | 4 | 0.32171 | 285 | 41 | 4 | IND | 15.0465 | 1.299 | 22984.638 | 1984.314 | 0.961 | 0.924 | 14.457 | 1.2 | 22084.136 | 1832.828 | 0.32171 | 12.656 | 1.059 | 4.0716 | 0.3407 | 0.841 | 0.81549 | 288 | -1 |  |  | 0 |  | 122 | 9 | 0.45769 | 0.45801 | 9 | Swale | 285 | 15% | 15% | 0.61074 | 0.051104
46 | 1 | 0.15982 | 340 | 46 | 1 | LDR | 7.475 | 0.335 | 892.731 | 39.971 | 0.586 | 0.84 | 4.38 | 0.281 | 523.1 | 33.572 | 0.15982 | 3.356 | 0.165 | 0.53635 | 0.02637 | 0.449 | 0.49425 | 673 | 158 | Lake Ann Baffle Box | Baffle Box | 2 | Baffle Boxes | 39 | 9 | 40.2247 | 28.1108 | 9 | Swale | 340 | 15% | 15% | 0.080452 | 0.0039555
46 | 2 | 27.5104 | 341 | 46 | 2 | MDR | 13.7343 | 0.645 | 12517.372 | 587.845 | 0.585 | 0.835 | 8.036 | 0.539 | 7324.398 | 490.966 | 27.5104 | 6.155 | 0.317 | 169.3268 | 8.7208 | 0.448 | 0.49116 | 673 | 158 | Lake Ann Baffle Box | Baffle Box | 2 | Baffle Boxes | 39 | 9 | 40.2247 | 28.1108 | 9 | Swale | 341 | 15% | 15% | 25.399 | 1.3081
46 | 10 | 0.042715 | 347 | 46 | 10 | RAN | 6.179 | 0.249 | 242.464 | 9.764 | 0.59 | 0.855 | 3.643 | 0.213 | 142.966 | 8.351 | 0.042715 | 2.801 | 0.126 | 0.11965 | 0.0053821 | 0.453 | 0.5045 | 673 | 158 | Lake Ann Baffle Box | Baffle Box | 2 | Baffle Boxes | 39 | 9 | 40.2247 | 28.1108 | 9 | Swale | 347 | 15% | 15% | 0.017947 | 0.00080732
46 | 11 | 0.24844 | 348 | 46 | 11 | FOR | 4.1376 | 0.165 | 692.937 | 27.684 | 0.596 | 0.881 | 2.465 | 0.146 | 412.881 | 24.4 | 0.24844 | 1.91 | 0.086 | 0.47453 | 0.021366 | 0.462 | 0.51922 | 673 | 158 | Lake Ann Baffle Box | Baffle Box | 2 | Baffle Boxes | 39 | 9 | 40.2247 | 28.1108 | 9 | Swale | 348 | 15% | 15% | 0.071179 | 0.0032049
46 | 13 | 0.1494 | 350 | 46 | 13 | WET | 1.2605 | 0.048 | 423.33 | 16.035 | 0.592 | 0.901 | 0.746 | 0.043 | 250.472 | 14.442 | 0.1494 | 0.571 | 0.025 | 0.085309 | 0.0037351 | 0.453 | 0.53354 | 673 | 158 | Lake Ann Baffle Box | Baffle Box | 2 | Baffle Boxes | 39 | 9 | 40.2247 | 28.1108 | 9 | Swale | 350 | 15% | 15% | 0.012796 | 0.00056026
46 | 2 | 2.5507 | 341 | 46 | 2 | MDR | 13.7343 | 0.645 | 12517.372 | 587.845 | 0.585 | 0.835 | 8.036 | 0.539 | 7324.398 | 490.966 | 2.5507 | 6.155 | 0.317 | 15.6997 | 0.80858 | 0.448 | 0.49116 | 674 | 158 | Lake Ann Baffle Box | Baffle Box | 2 | Baffle Boxes | 40 | 9 | 2.9986 | 2.8404 | 9 | Swale | 341 | 15% | 15% | 2.355 | 0.12129
46 | 10 | 0.21527 | 347 | 46 | 10 | RAN | 6.179 | 0.249 | 242.464 | 9.764 | 0.59 | 0.855 | 3.643 | 0.213 | 142.966 | 8.351 | 0.21527 | 2.801 | 0.126 | 0.60298 | 0.027124 | 0.453 | 0.5045 | 674 | 158 | Lake Ann Baffle Box | Baffle Box | 2 | Baffle Boxes | 40 | 9 | 2.9986 | 2.8404 | 9 | Swale | 347 | 15% | 15% | 0.090446 | 0.0040686
46 | 11 | 0.074401 | 348 | 46 | 11 | FOR | 4.1376 | 0.165 | 692.937 | 27.684 | 0.596 | 0.881 | 2.465 | 0.146 | 412.881 | 24.4 | 0.074401 | 1.91 | 0.086 | 0.14211 | 0.0063985 | 0.462 | 0.51922 | 674 | 158 | Lake Ann Baffle Box | Baffle Box | 2 | Baffle Boxes | 40 | 9 | 2.9986 | 2.8404 | 9 | Swale | 348 | 15% | 15% | 0.021316 | 0.00095977
51 | 2 | 0.8244 | 381 | 51 | 2 | MDR | 12.3118 | 0.61 | 8989.592 | 445.055 | 0.471 | 0.624 | 5.799 | 0.38 | 4234.099 | 277.813 | 0.8244 | 2.104 | 0.147 | 1.7345 | 0.12119 | 0.171 | 0.24118 | 700 | 174 | Green Cove CDS 2 | CDS | 19 | CDS | 1 | 9 | 95.9609 | 0.8244 | 9 | Swale | 381 | 15% | 15% | 0.26018 | 0.018178
58 | 2 | 0.049202 | 427 | 58 | 2 | MDR | 9.8281 | 0.44 | 3808.185 | 170.631 | 0.501 | 0.315 | 4.924 | 0.139 | 1908.105 | 53.755 | 0.049202 | 0.633 | 0.023 | 0.031145 | 0.0011316 | 0.064 | 0.052984 | 709 | 178 | Lakeview Baffle | BaffleBox | 2 | Baffle Boxes | 11 | 9 | 110.3412 | 0.049202 | 9 | Swale | 427 | 15% | 15% | 0.0046717 | 0.00016975
58 | 2 | 1.1634 | 427 | 58 | 2 | MDR | 9.8281 | 0.44 | 3808.185 | 170.631 | 0.501 | 0.315 | 4.924 | 0.139 | 1908.105 | 53.755 | 1.1634 | 0.633 | 0.023 | 0.73646 | 0.026759 | 0.064 | 0.052984 | 710 | 179 | Lakeview CDS | CDS | 19 | CDS | 11 | 9 | 110.3412 | 1.3869 | 9 | Swale | 427 | 15% | 15% | 0.11047 | 0.0040139
58 | 4 | 0.18999 | 429 | 58 | 4 | IND | 15.6534 | 1.223 | 3061.189 | 239.111 | 0.496 | 0.309 | 7.77 | 0.378 | 1519.482 | 73.842 | 0.18999 | 0.973 | 0.063 | 0.18486 | 0.01197 | 0.062 | 0.051479 | 710 | 179 | Lakeview CDS | CDS | 19 | CDS | 11 | 9 | 110.3412 | 1.3869 | 9 | Swale | 429 | 15% | 15% | 0.027729 | 0.0017954
58 | 12 | 0.033448 | 434 | 58 | 12 | WAT | 0.32908 | 0.007 | 74.025 | 1.564 | 0.474 | 0.364 | 0.156 | 0.003 | 35.077 | 0.569 | 0.033448 | 0.018 | 0.001 | 0.00060206 | 3.3448e-05 | 0.056 | 0.0793 | 710 | 179 | Lakeview CDS | CDS | 19 | CDS | 11 | 9 | 110.3412 | 1.3869 | 9 | Swale | 434 | 15% | 15% | 9.031e-05 | 5.0172e-06
51 | 8 | 0.088589 | 385 | 51 | 8 | AGR | 11.8279 | 0.639 | 192.513 | 10.397 | 0.484 | 0.72 | 5.724 | 0.46 | 93.165 | 7.491 | 0.088589 | 2.204 | 0.194 | 0.19525 | 0.017186 | 0.186 | 0.30445 | 721 | 188 | N.Park CDS | CDS | 19 | CDS | 4 | 9 | 79.4825 | 0.16046 | 9 | Swale | 385 | 15% | 15% | 0.029288 | 0.002578
57 | 8 | 0.071873 | 422 | 57 | 8 | AGR | 9.0386 | 0.423 | 258.618 | 12.091 | 0.682 | 0.481 | 6.164 | 0.203 | 176.355 | 5.816 | 0.071873 | 1.198 | 0.076 | 0.086104 | 0.0054623 | 0.133 | 0.18051 | 721 | 188 | N.Park CDS | CDS | 19 | CDS | 4 | 9 | 79.4825 | 0.16046 | 9 | Swale | 422 | 15% | 15% | 0.012916 | 0.00081935
51 | 2 | 0.004662 | 381 | 51 | 2 | MDR | 12.3118 | 0.61 | 8989.592 | 445.055 | 0.471 | 0.624 | 5.799 | 0.38 | 4234.099 | 277.813 | 0.004662 | 2.104 | 0.147 | 0.0098088 | 0.00068531 | 0.171 | 0.24118 | 723 | 192 | Pinetree Road CDS | CDS | 19 | CDS | 0 | 9 | 25.2589 | 0.004662 | 9 | Swale | 381 | 15% | 15% | 0.0014713 | 0.0001028
57 | 2 | 0.19109 | 418 | 57 | 2 | MDR | 9.3885 | 0.403 | 3228.257 | 138.483 | 0.658 | 0.448 | 6.173 | 0.181 | 2122.675 | 62.088 | 0.19109 | 1.112 | 0.056 | 0.21249 | 0.010701 | 0.118 | 0.13805 | 727 | 195 | Trismen CDS | CDS | 19 | CDS | 12 | 9 | 7.7386 | 0.19109 | 9 | Swale | 418 | 15% | 15% | 0.031873 | 0.0016051
54 | 4 | 0.0078306 | 405 | 54 | 4 | IND | 12.8914 | 1.1 | 4692.599 | 400.236 | 0.246 | 0.095 | 3.169 | 0.104 | 1153.707 | 37.957 | 0.0078306 | 0.239 | 0.011 | 0.0018715 | 8.6136e-05 | 0.019 | 0.010459 | 738 | -1 |  |  | 0 |  | 358 | 9 | 0.01511 | 0.0078306 | 9 | Swale | 405 | 15% | 15% | 0.00028073 | 1.292e-05
41 | 4 | 0.0021763 | 285 | 41 | 4 | IND | 15.0465 | 1.299 | 22984.638 | 1984.314 | 0.961 | 0.924 | 14.457 | 1.2 | 22084.136 | 1832.828 | 0.0021763 | 12.656 | 1.059 | 0.027543 | 0.0023047 | 0.841 | 0.81549 | 742 | -1 |  |  | 0 |  | 362 | 9 | 0.029514 | 0.029534 | 9 | Swale | 285 | 15% | 15% | 0.0041315 | 0.0003457
41 | 13 | 0.027358 | 293 | 41 | 13 | WET | 1.0484 | 0.041 | 1567.871 | 61.608 | 0.962 | 0.921 | 1.008 | 0.038 | 1507.852 | 56.766 | 0.027358 | 0.888 | 0.034 | 0.024294 | 0.00093017 | 0.847 | 0.81976 | 742 | -1 |  |  | 0 |  | 362 | 9 | 0.029514 | 0.029534 | 9 | Swale | 293 | 15% | 15% | 0.0036441 | 0.00013953
41 | 4 | 0.0096242 | 285 | 41 | 4 | IND | 15.0465 | 1.299 | 22984.638 | 1984.314 | 0.961 | 0.924 | 14.457 | 1.2 | 22084.136 | 1832.828 | 0.0096242 | 12.656 | 1.059 | 0.1218 | 0.010192 | 0.841 | 0.81549 | 744 | -1 |  |  | 0 |  | 364 | 9 | 0.0096176 | 0.0096242 | 9 | Swale | 285 | 15% | 15% | 0.018271 | 0.0015288
41 | 4 | 0.0096242 | 285 | 41 | 4 | IND | 15.0465 | 1.299 | 22984.638 | 1984.314 | 0.961 | 0.924 | 14.457 | 1.2 | 22084.136 | 1832.828 | 0.0096242 | 12.656 | 1.059 | 0.1218 | 0.010192 | 0.841 | 0.81549 | 745 | -1 |  |  | 0 |  | 365 | 9 | 0.0096176 | 0.0096242 | 9 | Swale | 285 | 15% | 15% | 0.018271 | 0.0015288
10 | 2 | 1.0089 | 11 | 10 | 2 | MDR | 8.9213 | 0.434 | 10274.538 | 499.47 | 0.218 | 0.108 | 1.945 | 0.047 | 2239.911 | 53.782 | 1.0089 | 0.929 | 0.024 | 0.93728 | 0.024214 | 0.104 | 0.054197 | 0 | 0 | Anchor Road Reconstruction | Reconstruction of Anchor Road with drainage improvements including upgraded detention/retention ponds | 11 | Wet Ponds | -1 | 0 | 0 | 37.6318 | 11 | Wet Ponds | 11 | 30% | 55% | 0.28118 | 0.013318
10 | 4 | 5.3737 | 13 | 10 | 4 | IND | 13.1528 | 1.186 | 6233.588 | 562.16 | 0.215 | 0.107 | 2.826 | 0.127 | 1339.375 | 60.359 | 5.3737 | 1.344 | 0.064 | 7.2223 | 0.34392 | 0.102 | 0.054107 | 0 | 0 | Anchor Road Reconstruction | Reconstruction of Anchor Road with drainage improvements including upgraded detention/retention ponds | 11 | Wet Ponds | -1 | 0 | 0 | 37.6318 | 11 | Wet Ponds | 13 | 30% | 55% | 2.1667 | 0.18916
10 | 11 | 2.6152 | 17 | 10 | 11 | FOR | 1.9398 | 0.077 | 122.463 | 4.863 | 0.239 | 0.122 | 0.463 | 0.009 | 29.233 | 0.593 | 2.6152 | 0.225 | 0.005 | 0.58842 | 0.013076 | 0.116 | 0.06237 | 0 | 0 | Anchor Road Reconstruction | Reconstruction of Anchor Road with drainage improvements including upgraded detention/retention ponds | 11 | Wet Ponds | -1 | 0 | 0 | 37.6318 | 11 | Wet Ponds | 17 | 30% | 55% | 0.17653 | 0.0071918
13 | 2 | 0.32712 | 39 | 13 | 2 | MDR | 18.0436 | 0.628 | 3512.436 | 122.222 | 0.525 | 0.326 | 9.477 | 0.204 | 1844.865 | 39.803 | 0.32712 | 4.532 | 0.103 | 1.4825 | 0.033693 | 0.251 | 0.16422 | 0 | 0 | Anchor Road Reconstruction | Reconstruction of Anchor Road with drainage improvements including upgraded detention/retention ponds | 11 | Wet Ponds | -1 | 0 | 0 | 37.6318 | 11 | Wet Ponds | 39 | 30% | 55% | 0.44475 | 0.018531
13 | 3 | 0.88469 | 40 | 13 | 3 | HDR | 41.4342 | 2.385 | 2108.516 | 121.38 | 0.525 | 0.33 | 21.76 | 0.786 | 1107.335 | 40.008 | 0.88469 | 10.405 | 0.398 | 9.2052 | 0.35211 | 0.251 | 0.1669 | 0 | 0 | Anchor Road Reconstruction | Reconstruction of Anchor Road with drainage improvements including upgraded detention/retention ponds | 11 | Wet Ponds | -1 | 0 | 0 | 37.6318 | 11 | Wet Ponds | 40 | 30% | 55% | 2.7616 | 0.19366
13 | 4 | 0.49485 | 41 | 13 | 4 | IND | 26.0926 | 1.754 | 7076.808 | 475.796 | 0.518 | 0.323 | 13.52 | 0.566 | 3666.784 | 153.491 | 0.49485 | 6.43 | 0.285 | 3.1819 | 0.14103 | 0.246 | 0.16272 | 0 | 0 | Anchor Road Reconstruction | Reconstruction of Anchor Road with drainage improvements including upgraded detention/retention ponds | 11 | Wet Ponds | -1 | 0 | 0 | 37.6318 | 11 | Wet Ponds | 41 | 30% | 55% | 0.95457 | 0.077568
13 | 10 | 0.0097248 | 43 | 13 | 10 | RAN | 8.3067 | 0.238 | 11.746 | 0.337 | 0.537 | 0.34 | 4.458 | 0.081 | 6.304 | 0.114 | 0.0097248 | 2.151 | 0.041 | 0.020918 | 0.00039872 | 0.259 | 0.17264 | 0 | 0 | Anchor Road Reconstruction | Reconstruction of Anchor Road with drainage improvements including upgraded detention/retention ponds | 11 | Wet Ponds | -1 | 0 | 0 | 37.6318 | 11 | Wet Ponds | 43 | 30% | 55% | 0.0062754 | 0.00021929
13 | 11 | 1.6778 | 44 | 13 | 11 | FOR | 4.3969 | 0.124 | 76.567 | 2.155 | 0.55 | 0.353 | 2.42 | 0.044 | 42.139 | 0.761 | 1.6778 | 1.179 | 0.022 | 1.9781 | 0.036911 | 0.268 | 0.18132 | 0 | 0 | Anchor Road Reconstruction | Reconstruction of Anchor Road with drainage improvements including upgraded detention/retention ponds | 11 | Wet Ponds | -1 | 0 | 0 | 37.6318 | 11 | Wet Ponds | 44 | 30% | 55% | 0.59344 | 0.020301
38 | 2 | 0.0062346 | 248 | 38 | 2 | MDR | 8.5662 | 0.781 | 5390.011 | 491.366 | 0.752 | 0.731 | 6.439 | 0.571 | 4051.586 | 359.418 | 0.0062346 | 6.439 | 0.571 | 0.040145 | 0.00356 | 0.752 | 0.73147 | 19 | 20 | FM: 240167-1 SR434 | Central Ave N: Credit for 1/3 Wet Pond Treatment | 11 | Wet Ponds | -1 | 0 | 0 | 19.8662 | 11 | Wet Ponds | 248 | 30% | 55% | 0.012043 | 0.001958
41 | 1 | 0.12028 | 282 | 41 | 1 | LDR | 6.4645 | 0.301 | 7159.582 | 333.43 | 0.961 | 0.923 | 6.211 | 0.278 | 6878.392 | 307.743 | 0.12028 | 5.446 | 0.246 | 0.65505 | 0.029589 | 0.842 | 0.81555 | 19 | 20 | FM: 240167-1 SR434 | Central Ave N: Credit for 1/3 Wet Pond Treatment | 11 | Wet Ponds | -1 | 0 | 0 | 19.8662 | 11 | Wet Ponds | 282 | 30% | 55% | 0.19652 | 0.016274
41 | 2 | 1.0242 | 283 | 41 | 2 | MDR | 11.9201 | 0.582 | 23513.664 | 1147.493 | 0.961 | 0.923 | 11.452 | 0.537 | 22589.972 | 1059.182 | 1.0242 | 10.039 | 0.474 | 10.2824 | 0.48549 | 0.842 | 0.81527 | 19 | 20 | FM: 240167-1 SR434 | Central Ave N: Credit for 1/3 Wet Pond Treatment | 11 | Wet Ponds | -1 | 0 | 0 | 19.8662 | 11 | Wet Ponds | 283 | 30% | 55% | 3.0847 | 0.26702
41 | 4 | 17.8313 | 285 | 41 | 4 | IND | 15.0465 | 1.299 | 22984.638 | 1984.314 | 0.961 | 0.924 | 14.457 | 1.2 | 22084.136 | 1832.828 | 17.8313 | 12.656 | 1.059 | 225.6734 | 18.8834 | 0.841 | 0.81549 | 19 | 20 | FM: 240167-1 SR434 | Central Ave N: Credit for 1/3 Wet Pond Treatment | 11 | Wet Ponds | -1 | 0 | 0 | 19.8662 | 11 | Wet Ponds | 285 | 30% | 55% | 67.702 | 10.3859
41 | 10 | 0.050468 | 290 | 41 | 10 | RAN | 5.062 | 0.211 | 1204.825 | 50.143 | 0.96 | 0.922 | 4.86 | 0.194 | 1156.789 | 46.234 | 0.050468 | 4.268 | 0.172 | 0.2154 | 0.0086805 | 0.843 | 0.81592 | 19 | 20 | FM: 240167-1 SR434 | Central Ave N: Credit for 1/3 Wet Pond Treatment | 11 | Wet Ponds | -1 | 0 | 0 | 19.8662 | 11 | Wet Ponds | 290 | 30% | 55% | 0.064619 | 0.0047743
41 | 11 | 0.088313 | 291 | 41 | 11 | FOR | 3.3637 | 0.139 | 1738.258 | 71.607 | 0.961 | 0.923 | 3.231 | 0.128 | 1669.641 | 66.092 | 0.088313 | 2.844 | 0.114 | 0.25116 | 0.010068 | 0.846 | 0.81972 | 19 | 20 | FM: 240167-1 SR434 | Central Ave N: Credit for 1/3 Wet Pond Treatment | 11 | Wet Ponds | -1 | 0 | 0 | 19.8662 | 11 | Wet Ponds | 291 | 30% | 55% | 0.075348 | 0.0055372
41 | 13 | 0.20109 | 293 | 41 | 13 | WET | 1.0484 | 0.041 | 1567.871 | 61.608 | 0.962 | 0.921 | 1.008 | 0.038 | 1507.852 | 56.766 | 0.20109 | 0.888 | 0.034 | 0.17857 | 0.006837 | 0.847 | 0.81976 | 19 | 20 | FM: 240167-1 SR434 | Central Ave N: Credit for 1/3 Wet Pond Treatment | 11 | Wet Ponds | -1 | 0 | 0 | 19.8662 | 11 | Wet Ponds | 293 | 30% | 55% | 0.05357 | 0.0037604
24 | 4 | 3.2378 | 134 | 24 | 4 | IND | 14.4894 | 1.67 | 3647.149 | 420.469 | 0.223 | 0.111 | 3.227 | 0.185 | 812.227 | 46.466 | 3.2378 | 1.836 | 0.095 | 5.9446 | 0.30759 | 0.127 | 0.056659 | 20 | 21 | FM: 240196-1 SR17-92 Basin C&D | US-17-92 | 11 | Wet Ponds | -1 | 0 | 0 | 11.2104 | 11 | Wet Ponds | 134 | 30% | 55% | 1.7834 | 0.16917
24 | 12 | 0.1394 | 140 | 24 | 12 | WAT | 0.32312 | 0.017 | 72.968 | 3.927 | 0.246 | 0.138 | 0.079 | 0.002 | 17.927 | 0.543 | 0.1394 | 0.047 | 0.001 | 0.0065519 | 0.0001394 | 0.146 | 0.072263 | 20 | 21 | FM: 240196-1 SR17-92 Basin C&D | US-17-92 | 11 | Wet Ponds | -1 | 0 | 0 | 11.2104 | 11 | Wet Ponds | 140 | 30% | 55% | 0.0019656 | 7.6671e-05
24 | 13 | 0.38159 | 141 | 24 | 13 | WET | 7.4495 | 0.68 | 3122.888 | 285.148 | 0.237 | 0.139 | 1.764 | 0.095 | 739.648 | 39.666 | 0.38159 | 1.023 | 0.049 | 0.39037 | 0.018698 | 0.137 | 0.072548 | 20 | 21 | FM: 240196-1 SR17-92 Basin C&D | US-17-92 | 11 | Wet Ponds | -1 | 0 | 0 | 11.2104 | 11 | Wet Ponds | 141 | 30% | 55% | 0.11711 | 0.010284
25 | 2 | 0.0028729 | 143 | 25 | 2 | MDR | 7.5947 | 0.683 | 4904.55 | 441.294 | 0.568 | 0.482 | 4.316 | 0.329 | 2787.239 | 212.506 | 0.0028729 | 4.316 | 0.329 | 0.012399 | 0.00094518 | 0.568 | 0.48155 | 20 | 21 | FM: 240196-1 SR17-92 Basin C&D | US-17-92 | 11 | Wet Ponds | -1 | 0 | 0 | 11.2104 | 11 | Wet Ponds | 143 | 30% | 55% | 0.0037198 | 0.00051985
25 | 3 | 0.13796 | 144 | 25 | 3 | HDR | 16.4429 | 1.856 | 5216.46 | 588.853 | 0.568 | 0.484 | 9.341 | 0.899 | 2963.468 | 285.237 | 0.13796 | 9.341 | 0.899 | 1.2887 | 0.12402 | 0.568 | 0.48439 | 20 | 21 | FM: 240196-1 SR17-92 Basin C&D | US-17-92 | 11 | Wet Ponds | -1 | 0 | 0 | 11.2104 | 11 | Wet Ponds | 144 | 30% | 55% | 0.3866 | 0.068213
25 | 4 | 7.142 | 145 | 25 | 4 | IND | 11.7335 | 1.455 | 10291.696 | 1276.442 | 0.56 | 0.476 | 6.567 | 0.692 | 5759.832 | 606.958 | 7.142 | 6.567 | 0.692 | 46.9013 | 4.9422 | 0.56 | 0.47551 | 20 | 21 | FM: 240196-1 SR17-92 Basin C&D | US-17-92 | 11 | Wet Ponds | -1 | 0 | 0 | 11.2104 | 11 | Wet Ponds | 145 | 30% | 55% | 14.0704 | 2.7182
25 | 6 | 0.16877 | 146 | 25 | 6 | OPE | 3.6205 | 0.302 | 81.319 | 6.781 | 0.574 | 0.489 | 2.08 | 0.148 | 46.71 | 3.314 | 0.16877 | 2.08 | 0.148 | 0.35105 | 0.024978 | 0.574 | 0.48869 | 20 | 21 | FM: 240196-1 SR17-92 Basin C&D | US-17-92 | 11 | Wet Ponds | -1 | 0 | 0 | 11.2104 | 11 | Wet Ponds | 146 | 30% | 55% | 0.10531 | 0.013738
3 | 4 | 2.0989 | 3 | 0 | 0 |  | 0 | 0 | 0 | 0 | 0 | 0 | 0 | 0 | 0 | 0 | 2.0989 | 0 | 0 | 0 | 0 | 0 | 0 | 21 | 22 | Downtown Pond | Wet Retention | 11 | Wet Ponds | -1 | 0 | 0 | 125.195 | 11 | Wet Ponds | 3 | 30% | 55% | 0 | 0
3 | 11 | 1.2371 | 7 | 0 | 0 |  | 0 | 0 | 0 | 0 | 0 | 0 | 0 | 0 | 0 | 0 | 1.2371 | 0 | 0 | 0 | 0 | 0 | 0 | 21 | 22 | Downtown Pond | Wet Retention | 11 | Wet Ponds | -1 | 0 | 0 | 125.195 | 11 | Wet Ponds | 7 | 30% | 55% | 0 | 0
51 | 4 | 19.7236 | 383 | 51 | 4 | IND | 19.6928 | 1.698 | 1955.829 | 168.617 | 0.466 | 0.612 | 9.186 | 1.039 | 912.359 | 103.211 | 19.7236 | 3.274 | 0.399 | 64.5751 | 7.8697 | 0.166 | 0.23497 | 21 | 22 | Downtown Pond | Wet Retention | 11 | Wet Ponds | -1 | 0 | 0 | 125.195 | 11 | Wet Ponds | 383 | 30% | 55% | 19.3725 | 4.3283
52 | 2 | 25.1042 | 389 | 52 | 2 | MDR | 10.1918 | 0.5 | 3048.036 | 149.407 | 0.162 | 0.281 | 1.65 | 0.14 | 493.434 | 41.993 | 25.1042 | 0.14 | 0.034 | 3.5146 | 0.85354 | 0.014 | 0.067108 | 21 | 22 | Downtown Pond | Wet Retention | 11 | Wet Ponds | -1 | 0 | 0 | 125.195 | 11 | Wet Ponds | 389 | 30% | 55% | 1.0544 | 0.46945
52 | 4 | 67.3267 | 390 | 52 | 4 | IND | 16.0378 | 1.398 | 1645.698 | 143.414 | 0.157 | 0.282 | 2.524 | 0.393 | 259.028 | 40.373 | 67.3267 | 0.209 | 0.096 | 14.0713 | 6.4634 | 0.013 | 0.068404 | 21 | 22 | Downtown Pond | Wet Retention | 11 | Wet Ponds | -1 | 0 | 0 | 125.195 | 11 | Wet Ponds | 390 | 30% | 55% | 4.2214 | 3.5549
52 | 11 | 0.13035 | 392 | 52 | 11 | FOR | 1.7034 | 0.069 | 14.29 | 0.577 | 0.193 | 0.397 | 0.329 | 0.027 | 2.759 | 0.229 | 0.13035 | 0.033 | 0.008 | 0.0043016 | 0.0010428 | 0.02 | 0.11817 | 21 | 22 | Downtown Pond | Wet Retention | 11 | Wet Ponds | -1 | 0 | 0 | 125.195 | 11 | Wet Ponds | 392 | 30% | 55% | 0.0012905 | 0.00057355
52 | 12 | 2.7309 | 393 | 52 | 12 | WAT | 0.25144 | 0.006 | 25.547 | 0.641 | 0.176 | 0.331 | 0.044 | 0.002 | 4.487 | 0.212 | 2.7309 | 0.004 | 0.001 | 0.010924 | 0.0027309 | 0.015 | 0.089573 | 21 | 22 | Downtown Pond | Wet Retention | 11 | Wet Ponds | -1 | 0 | 0 | 125.195 | 11 | Wet Ponds | 393 | 30% | 55% | 0.0032771 | 0.001502
52 | 13 | 6.8432 | 394 | 52 | 13 | WET | 0.68809 | 0.026 | 17.984 | 0.684 | 0.179 | 0.357 | 0.123 | 0.009 | 3.226 | 0.244 | 6.8432 | 0.011 | 0.003 | 0.075275 | 0.02053 | 0.016 | 0.10277 | 21 | 22 | Downtown Pond | Wet Retention | 11 | Wet Ponds | -1 | 0 | 0 | 125.195 | 11 | Wet Ponds | 394 | 30% | 55% | 0.022583 | 0.011291
51 | 6 | 0.046553 | 384 | 51 | 6 | OPE | 5.4756 | 0.237 | 44.616 | 1.932 | 0.474 | 0.653 | 2.597 | 0.155 | 21.161 | 1.262 | 0.046553 | 0.958 | 0.061 | 0.044597 | 0.0028397 | 0.175 | 0.25879 | 28 | 29 | N12b | Wet Retention | 11 | Wet Ponds | -1 | 0 | 0 | 9.9823 | 11 | Wet Ponds | 384 | 30% | 55% | 0.013379 | 0.0015618
52 | 2 | 0.18675 | 389 | 52 | 2 | MDR | 10.1918 | 0.5 | 3048.036 | 149.407 | 0.162 | 0.281 | 1.65 | 0.14 | 493.434 | 41.993 | 0.18675 | 0.14 | 0.034 | 0.026144 | 0.0063493 | 0.014 | 0.067108 | 28 | 29 | N12b | Wet Retention | 11 | Wet Ponds | -1 | 0 | 0 | 9.9823 | 11 | Wet Ponds | 389 | 30% | 55% | 0.0078433 | 0.0034921
52 | 6 | 5.4721 | 391 | 52 | 6 | OPE | 4.6019 | 0.196 | 59.146 | 2.519 | 0.166 | 0.297 | 0.766 | 0.058 | 9.845 | 0.748 | 5.4721 | 0.066 | 0.014 | 0.36116 | 0.07661 | 0.014 | 0.072768 | 28 | 29 | N12b | Wet Retention | 11 | Wet Ponds | -1 | 0 | 0 | 9.9823 | 11 | Wet Ponds | 391 | 30% | 55% | 0.10835 | 0.042136
52 | 12 | 3.0648 | 393 | 52 | 12 | WAT | 0.25144 | 0.006 | 25.547 | 0.641 | 0.176 | 0.331 | 0.044 | 0.002 | 4.487 | 0.212 | 3.0648 | 0.004 | 0.001 | 0.012259 | 0.0030648 | 0.015 | 0.089573 | 28 | 29 | N12b | Wet Retention | 11 | Wet Ponds | -1 | 0 | 0 | 9.9823 | 11 | Wet Ponds | 393 | 30% | 55% | 0.0036777 | 0.0016856
52 | 13 | 1.2121 | 394 | 52 | 13 | WET | 0.68809 | 0.026 | 17.984 | 0.684 | 0.179 | 0.357 | 0.123 | 0.009 | 3.226 | 0.244 | 1.2121 | 0.011 | 0.003 | 0.013333 | 0.0036364 | 0.016 | 0.10277 | 28 | 29 | N12b | Wet Retention | 11 | Wet Ponds | -1 | 0 | 0 | 9.9823 | 11 | Wet Ponds | 394 | 30% | 55% | 0.004 | 0.002
75 | 2 | 0.19942 | 525 | 75 | 2 | MDR | 4.0181 | 0.212 | 821.93 | 43.453 | 0.398 | 0.494 | 1.599 | 0.105 | 327.079 | 21.486 | 0.19942 | 0.004 | 0 | 0.0007977 | 0 | 0.001 | 0.0018526 | 80 | 88 | BMP-07: Guernsey Park - Expansion of Wet DP | Orlando CIP: Guernsey Park - Expansion of Wet DP | 11 | Wet Ponds | -1 | 0 | 0 | 0.19942 | 11 | Wet Ponds | 525 | 30% | 55% | 0.00023931 | 0
75 | 2 | 1.1467 | 525 | 75 | 2 | MDR | 4.0181 | 0.212 | 821.93 | 43.453 | 0.398 | 0.494 | 1.599 | 0.105 | 327.079 | 21.486 | 1.1467 | 0.004 | 0 | 0.0045867 | 0 | 0.001 | 0.0018526 | 81 | 89 | BMP-07: Guernsey Park - Expansion of Wet DP | Orlando CIP: Guernsey Park - Expansion of Wet DP | 11 | Wet Ponds | -1 | 0 | 0 | 2.0527 | 11 | Wet Ponds | 525 | 30% | 55% | 0.001376 | 0
76 | 2 | 0.0063047 | 530 | 76 | 2 | MDR | 4.2138 | 0.209 | 811.452 | 40.21 | 0.207 | 0.148 | 0.871 | 0.031 | 167.702 | 5.958 | 0.0063047 | 0.001 | 0 | 6.3047e-06 | 0 | 0 | 0.00039998 | 84 | 94 | BMP-10: DOT Pond west of Spring Lake | Orlando CIP: DOT Pond west of Spring Lake | 11 | Wet Ponds | -1 | 0 | 0 | 0.4204 | 11 | Wet Ponds | 530 | 30% | 55% | 1.8914e-06 | 0
76 | 3 | 0.11254 | 531 | 76 | 3 | HDR | 9.6413 | 0.743 | 247.926 | 19.112 | 0.207 | 0.149 | 1.992 | 0.111 | 51.232 | 2.857 | 0.11254 | 0.002 | 0 | 0.00022507 | 0 | 0 | 0.00043602 | 84 | 94 | BMP-10: DOT Pond west of Spring Lake | Orlando CIP: DOT Pond west of Spring Lake | 11 | Wet Ponds | -1 | 0 | 0 | 0.4204 | 11 | Wet Ponds | 531 | 30% | 55% | 6.7521e-05 | 0
76 | 4 | 0.29976 | 532 | 76 | 4 | IND | 6.7195 | 0.588 | 843.724 | 73.858 | 0.195 | 0.142 | 1.313 | 0.084 | 164.818 | 10.493 | 0.29976 | 0.001 | 0 | 0.00029976 | 0 | 0 | 0.00036669 | 84 | 94 | BMP-10: DOT Pond west of Spring Lake | Orlando CIP: DOT Pond west of Spring Lake | 11 | Wet Ponds | -1 | 0 | 0 | 0.4204 | 11 | Wet Ponds | 532 | 30% | 55% | 8.9928e-05 | 0
76 | 2 | 0.0015867 | 530 | 76 | 2 | MDR | 4.2138 | 0.209 | 811.452 | 40.21 | 0.207 | 0.148 | 0.871 | 0.031 | 167.702 | 5.958 | 0.0015867 | 0.001 | 0 | 1.5867e-06 | 0 | 0 | 0.00039998 | 85 | 98 | BMP-10: DOT Pond west of Spring Lake |  | 11 | Wet Ponds | -1 | 0 | 0 | 0.0021452 | 11 | Wet Ponds | 530 | 30% | 55% | 4.7602e-07 | 0
76 | 2 | 0.066232 | 530 | 76 | 2 | MDR | 4.2138 | 0.209 | 811.452 | 40.21 | 0.207 | 0.148 | 0.871 | 0.031 | 167.702 | 5.958 | 0.066232 | 0.001 | 0 | 6.6232e-05 | 0 | 0 | 0.00039998 | 86 | 100 | BMP-10: DOT Pond west of Spring Lake |  | 11 | Wet Ponds | -1 | 0 | 0 | 0.066232 | 11 | Wet Ponds | 530 | 30% | 55% | 1.987e-05 | 0
76 | 2 | 0.54791 | 530 | 76 | 2 | MDR | 4.2138 | 0.209 | 811.452 | 40.21 | 0.207 | 0.148 | 0.871 | 0.031 | 167.702 | 5.958 | 0.54791 | 0.001 | 0 | 0.00054791 | 0 | 0 | 0.00039998 | 87 | 101 | BMP-10: DOT Pond west of Spring Lake |  | 11 | Wet Ponds | -1 | 0 | 0 | 0.54837 | 11 | Wet Ponds | 530 | 30% | 55% | 0.00016437 | 0
38 | 2 | 0.25981 | 248 | 38 | 2 | MDR | 8.5662 | 0.781 | 5390.011 | 491.366 | 0.752 | 0.731 | 6.439 | 0.571 | 4051.586 | 359.418 | 0.25981 | 6.439 | 0.571 | 1.6729 | 0.14835 | 0.752 | 0.73147 | 124 | 155 | Aulin Regional Stormwater Pond | BMP n estimated | 11 | Wet Ponds | -1 | 0 | 0 | 42.5034 | 11 | Wet Ponds | 248 | 30% | 55% | 0.50188 | 0.081594
41 | 1 | 4.7086 | 282 | 41 | 1 | LDR | 6.4645 | 0.301 | 7159.582 | 333.43 | 0.961 | 0.923 | 6.211 | 0.278 | 6878.392 | 307.743 | 4.7086 | 5.446 | 0.246 | 25.6429 | 1.1583 | 0.842 | 0.81555 | 124 | 155 | Aulin Regional Stormwater Pond | BMP n estimated | 11 | Wet Ponds | -1 | 0 | 0 | 42.5034 | 11 | Wet Ponds | 282 | 30% | 55% | 7.6929 | 0.63707
41 | 2 | 16.7283 | 283 | 41 | 2 | MDR | 11.9201 | 0.582 | 23513.664 | 1147.493 | 0.961 | 0.923 | 11.452 | 0.537 | 22589.972 | 1059.182 | 16.7283 | 10.039 | 0.474 | 167.9354 | 7.9292 | 0.842 | 0.81527 | 124 | 155 | Aulin Regional Stormwater Pond | BMP n estimated | 11 | Wet Ponds | -1 | 0 | 0 | 42.5034 | 11 | Wet Ponds | 283 | 30% | 55% | 50.3806 | 4.3611
41 | 3 | 0.068629 | 284 | 41 | 3 | HDR | 25.4619 | 1.917 | 15674.111 | 1180.15 | 0.961 | 0.923 | 24.461 | 1.77 | 15057.713 | 1089.811 | 0.068629 | 21.44 | 1.565 | 1.4714 | 0.1074 | 0.842 | 0.81633 | 124 | 155 | Aulin Regional Stormwater Pond | BMP n estimated | 11 | Wet Ponds | -1 | 0 | 0 | 42.5034 | 11 | Wet Ponds | 284 | 30% | 55% | 0.44142 | 0.059072
41 | 4 | 4.9793 | 285 | 41 | 4 | IND | 15.0465 | 1.299 | 22984.638 | 1984.314 | 0.961 | 0.924 | 14.457 | 1.2 | 22084.136 | 1832.828 | 4.9793 | 12.656 | 1.059 | 63.0182 | 5.2731 | 0.841 | 0.81549 | 124 | 155 | Aulin Regional Stormwater Pond | BMP n estimated | 11 | Wet Ponds | -1 | 0 | 0 | 42.5034 | 11 | Wet Ponds | 285 | 30% | 55% | 18.9055 | 2.9002
41 | 10 | 3.6167 | 290 | 41 | 10 | RAN | 5.062 | 0.211 | 1204.825 | 50.143 | 0.96 | 0.922 | 4.86 | 0.194 | 1156.789 | 46.234 | 3.6167 | 4.268 | 0.172 | 15.4361 | 0.62207 | 0.843 | 0.81592 | 124 | 155 | Aulin Regional Stormwater Pond | BMP n estimated | 11 | Wet Ponds | -1 | 0 | 0 | 42.5034 | 11 | Wet Ponds | 290 | 30% | 55% | 4.6308 | 0.34214
41 | 11 | 9.808 | 291 | 41 | 11 | FOR | 3.3637 | 0.139 | 1738.258 | 71.607 | 0.961 | 0.923 | 3.231 | 0.128 | 1669.641 | 66.092 | 9.808 | 2.844 | 0.114 | 27.8938 | 1.1181 | 0.846 | 0.81972 | 124 | 155 | Aulin Regional Stormwater Pond | BMP n estimated | 11 | Wet Ponds | -1 | 0 | 0 | 42.5034 | 11 | Wet Ponds | 291 | 30% | 55% | 8.3681 | 0.61496
41 | 13 | 2.3341 | 293 | 41 | 13 | WET | 1.0484 | 0.041 | 1567.871 | 61.608 | 0.962 | 0.921 | 1.008 | 0.038 | 1507.852 | 56.766 | 2.3341 | 0.888 | 0.034 | 2.0727 | 0.079361 | 0.847 | 0.81976 | 124 | 155 | Aulin Regional Stormwater Pond | BMP n estimated | 11 | Wet Ponds | -1 | 0 | 0 | 42.5034 | 11 | Wet Ponds | 293 | 30% | 55% | 0.62181 | 0.043648
29 | 1 | 0.69097 | 183 | 29 | 1 | LDR | 2.5221 | 0.231 | 258.866 | 23.702 | 0.617 | 0.575 | 1.557 | 0.133 | 159.765 | 13.626 | 0.69097 | 1.557 | 0.133 | 1.0758 | 0.091899 | 0.617 | 0.57488 | 125 | 156 | Cameron Ditch Stormwater Facility | CDM ; Figure 1-2 | 11 | Wet Ponds | -1 | 0 | 0 | 364.2215 | 11 | Wet Ponds | 183 | 30% | 55% | 0.32275 | 0.050544
29 | 4 | 3.6397 | 184 | 29 | 4 | IND | 7.4292 | 0.95 | 607.511 | 77.702 | 0.605 | 0.563 | 4.493 | 0.535 | 367.397 | 43.769 | 3.6397 | 4.493 | 0.535 | 16.353 | 1.9472 | 0.605 | 0.5633 | 125 | 156 | Cameron Ditch Stormwater Facility | CDM ; Figure 1-2 | 11 | Wet Ponds | -1 | 0 | 0 | 364.2215 | 11 | Wet Ponds | 184 | 30% | 55% | 4.9059 | 1.071
29 | 7 | 2.9305 | 185 | 29 | 7 | PAS | 3.8809 | 0.353 | 148.474 | 13.504 | 0.63 | 0.592 | 2.445 | 0.209 | 93.527 | 7.998 | 2.9305 | 2.445 | 0.209 | 7.1652 | 0.61248 | 0.63 | 0.59231 | 125 | 156 | Cameron Ditch Stormwater Facility | CDM ; Figure 1-2 | 11 | Wet Ponds | -1 | 0 | 0 | 364.2215 | 11 | Wet Ponds | 185 | 30% | 55% | 2.1496 | 0.33687
29 | 9 | 1.8108 | 187 | 29 | 9 | AGT | 2.9669 | 0.273 | 230.306 | 21.219 | 0.636 | 0.597 | 1.887 | 0.163 | 146.452 | 12.675 | 1.8108 | 1.887 | 0.163 | 3.417 | 0.29516 | 0.636 | 0.59737 | 125 | 156 | Cameron Ditch Stormwater Facility | CDM ; Figure 1-2 | 11 | Wet Ponds | -1 | 0 | 0 | 364.2215 | 11 | Wet Ponds | 187 | 30% | 55% | 1.0251 | 0.16234
29 | 11 | 1.7582 | 189 | 29 | 11 | FOR | 0.89594 | 0.07 | 55.503 | 4.309 | 0.644 | 0.607 | 0.577 | 0.042 | 35.732 | 2.615 | 1.7582 | 0.577 | 0.042 | 1.0145 | 0.073843 | 0.644 | 0.60681 | 125 | 156 | Cameron Ditch Stormwater Facility | CDM ; Figure 1-2 | 11 | Wet Ponds | -1 | 0 | 0 | 364.2215 | 11 | Wet Ponds | 189 | 30% | 55% | 0.30434 | 0.040614
30 | 1 | 15.8395 | 192 | 30 | 1 | LDR | 3.643 | 0.311 | 95.569 | 8.148 | 0.863 | 1.06 | 3.144 | 0.329 | 82.484 | 8.636 | 15.8395 | 3.144 | 0.308 | 49.7995 | 4.8786 | 0.863 | 0.99054 | 125 | 156 | Cameron Ditch Stormwater Facility | CDM ; Figure 1-2 | 11 | Wet Ponds | -1 | 0 | 0 | 364.2215 | 11 | Wet Ponds | 192 | 30% | 55% | 14.9398 | 2.6832
30 | 4 | 27.4195 | 193 | 30 | 4 | IND | 11.0583 | 1.322 | 303.121 | 36.235 | 0.86 | 1.054 | 9.514 | 1.394 | 260.793 | 38.209 | 27.4195 | 9.514 | 1.303 | 260.8693 | 35.7276 | 0.86 | 0.98549 | 125 | 156 | Cameron Ditch Stormwater Facility | CDM ; Figure 1-2 | 11 | Wet Ponds | -1 | 0 | 0 | 364.2215 | 11 | Wet Ponds | 193 | 30% | 55% | 78.2608 | 19.6502
30 | 7 | 14.4893 | 194 | 30 | 7 | PAS | 5.5165 | 0.47 | 83.345 | 7.104 | 0.865 | 1.065 | 4.772 | 0.501 | 72.094 | 7.566 | 14.4893 | 4.772 | 0.468 | 69.1431 | 6.781 | 0.865 | 0.99542 | 125 | 156 | Cameron Ditch Stormwater Facility | CDM ; Figure 1-2 | 11 | Wet Ponds | -1 | 0 | 0 | 364.2215 | 11 | Wet Ponds | 194 | 30% | 55% | 20.7429 | 3.7296
30 | 8 | 28.6947 | 195 | 30 | 8 | AGR | 6.6936 | 0.594 | 217.559 | 19.315 | 0.866 | 1.065 | 5.795 | 0.633 | 188.35 | 20.578 | 28.6947 | 5.795 | 0.592 | 166.2856 | 16.9872 | 0.866 | 0.9957 | 125 | 156 | Cameron Ditch Stormwater Facility | CDM ; Figure 1-2 | 11 | Wet Ponds | -1 | 0 | 0 | 364.2215 | 11 | Wet Ponds | 195 | 30% | 55% | 49.8857 | 9.343
30 | 9 | 41.0476 | 196 | 30 | 9 | AGT | 4.2304 | 0.366 | 175.61 | 15.199 | 0.866 | 1.065 | 3.663 | 0.39 | 152.053 | 16.192 | 41.0476 | 3.663 | 0.365 | 150.3575 | 14.9824 | 0.866 | 0.99558 | 125 | 156 | Cameron Ditch Stormwater Facility | CDM ; Figure 1-2 | 11 | Wet Ponds | -1 | 0 | 0 | 364.2215 | 11 | Wet Ponds | 196 | 30% | 55% | 45.1073 | 8.2403
30 | 11 | 15.7412 | 197 | 30 | 11 | FOR | 1.2572 | 0.092 | 21.341 | 1.561 | 0.867 | 1.066 | 1.09 | 0.098 | 18.505 | 1.664 | 15.7412 | 1.09 | 0.092 | 17.1579 | 1.4482 | 0.867 | 0.99603 | 125 | 156 | Cameron Ditch Stormwater Facility | CDM ; Figure 1-2 | 11 | Wet Ponds | -1 | 0 | 0 | 364.2215 | 11 | Wet Ponds | 197 | 30% | 55% | 5.1474 | 0.7965
30 | 12 | 5.3133 | 198 | 30 | 12 | WAT | 0.33249 | 0.023 | 1.901 | 0.13 | 0.867 | 1.063 | 0.288 | 0.024 | 1.648 | 0.138 | 5.3133 | 0.288 | 0.022 | 1.5302 | 0.11689 | 0.867 | 0.99288 | 125 | 156 | Cameron Ditch Stormwater Facility | CDM ; Figure 1-2 | 11 | Wet Ponds | -1 | 0 | 0 | 364.2215 | 11 | Wet Ponds | 198 | 30% | 55% | 0.45907 | 0.064291
30 | 13 | 28.1703 | 199 | 30 | 13 | WET | 0.46253 | 0.033 | 39.572 | 2.848 | 0.867 | 1.064 | 0.401 | 0.035 | 34.324 | 3.031 | 28.1703 | 0.401 | 0.033 | 11.2963 | 0.92962 | 0.867 | 0.99449 | 125 | 156 | Cameron Ditch Stormwater Facility | CDM ; Figure 1-2 | 11 | Wet Ponds | -1 | 0 | 0 | 364.2215 | 11 | Wet Ponds | 199 | 30% | 55% | 3.3889 | 0.51129
95 | 1 | 0.013359 | 592 | 95 | 1 | LDR | 4.4459 | 0.382 | 0.319 | 0.027 | 0.799 | 0.756 | 3.553 | 0.289 | 0.255 | 0.021 | 0.013359 | 3.47 | 1.017 | 0.046356 | 0.013586 | 0.781 | 2.6624 | 125 | 156 | Cameron Ditch Stormwater Facility | CDM ; Figure 1-2 | 11 | Wet Ponds | -1 | 0 | 0 | 364.2215 | 11 | Wet Ponds | 592 | 30% | 55% | 0.013907 | 0.0074723
95 | 4 | 39.0702 | 593 | 95 | 4 | IND | 13.7951 | 1.628 | 835.91 | 98.655 | 0.797 | 0.754 | 10.999 | 1.228 | 666.514 | 74.381 | 39.0702 | 10.744 | 4.258 | 419.7706 | 166.3611 | 0.779 | 2.615 | 125 | 156 | Cameron Ditch Stormwater Facility | CDM ; Figure 1-2 | 11 | Wet Ponds | -1 | 0 | 0 | 364.2215 | 11 | Wet Ponds | 593 | 30% | 55% | 125.9312 | 91.4986
95 | 7 | 3.2055 | 594 | 95 | 7 | PAS | 6.4849 | 0.553 | 611.416 | 52.123 | 0.8 | 0.757 | 5.189 | 0.418 | 489.256 | 39.455 | 3.2055 | 5.066 | 1.55 | 16.239 | 4.9685 | 0.781 | 2.8036 | 125 | 156 | Cameron Ditch Stormwater Facility | CDM ; Figure 1-2 | 11 | Wet Ponds | -1 | 0 | 0 | 364.2215 | 11 | Wet Ponds | 594 | 30% | 55% | 4.8717 | 2.7327
95 | 9 | 65.6025 | 595 | 95 | 9 | AGT | 4.9339 | 0.432 | 420.029 | 36.803 | 0.801 | 0.757 | 3.95 | 0.327 | 336.297 | 27.876 | 65.6025 | 3.856 | 1.232 | 252.9632 | 80.8223 | 0.782 | 2.8503 | 125 | 156 | Cameron Ditch Stormwater Facility | CDM ; Figure 1-2 | 11 | Wet Ponds | -1 | 0 | 0 | 364.2215 | 11 | Wet Ponds | 595 | 30% | 55% | 75.8889 | 44.4522
95 | 12 | 9.5067 | 597 | 95 | 12 | WAT | 0.41724 | 0.029 | 5.064 | 0.351 | 0.804 | 0.762 | 0.335 | 0.022 | 4.069 | 0.267 | 9.5067 | 0.329 | 0.078 | 3.1277 | 0.74152 | 0.788 | 2.6876 | 125 | 156 | Cameron Ditch Stormwater Facility | CDM ; Figure 1-2 | 11 | Wet Ponds | -1 | 0 | 0 | 364.2215 | 11 | Wet Ponds | 597 | 30% | 55% | 0.93831 | 0.40784
95 | 13 | 19.3282 | 598 | 95 | 13 | WET | 1.3043 | 0.095 | 958.113 | 70.059 | 0.802 | 0.759 | 1.047 | 0.072 | 768.799 | 53.208 | 19.3282 | 1.023 | 0.282 | 19.7727 | 5.4506 | 0.785 | 2.9522 | 125 | 156 | Cameron Ditch Stormwater Facility | CDM ; Figure 1-2 | 11 | Wet Ponds | -1 | 0 | 0 | 364.2215 | 11 | Wet Ponds | 598 | 30% | 55% | 5.9318 | 2.9978
96 | 1 | 0.18201 | 599 | 96 | 1 | LDR | 4.157 | 0.346 | 111.48 | 9.287 | 0.996 | 3.4 | 4.139 | 1.177 | 110.992 | 31.576 | 0.18201 | 4.058 | 0.346 | 0.73861 | 0.062977 | 0.976 | 1 | 125 | 156 | Cameron Ditch Stormwater Facility | CDM ; Figure 1-2 | 11 | Wet Ponds | -1 | 0 | 0 | 364.2215 | 11 | Wet Ponds | 599 | 30% | 55% | 0.22158 | 0.034637
96 | 4 | 39.7299 | 600 | 96 | 4 | IND | 12.891 | 1.483 | 1017.657 | 117.073 | 0.995 | 3.4 | 12.829 | 5.042 | 1012.795 | 398.047 | 39.7299 | 12.578 | 1.483 | 499.7224 | 58.9194 | 0.976 | 1 | 125 | 156 | Cameron Ditch Stormwater Facility | CDM ; Figure 1-2 | 11 | Wet Ponds | -1 | 0 | 0 | 364.2215 | 11 | Wet Ponds | 600 | 30% | 55% | 149.9167 | 32.4057
96 | 7 | 0.037456 | 601 | 96 | 7 | PAS | 6.1166 | 0.503 | 195.816 | 16.11 | 0.995 | 3.4 | 6.085 | 1.711 | 194.8 | 54.775 | 0.037456 | 5.966 | 0.503 | 0.22346 | 0.018841 | 0.975 | 1 | 125 | 156 | Cameron Ditch Stormwater Facility | CDM ; Figure 1-2 | 11 | Wet Ponds | -1 | 0 | 0 | 364.2215 | 11 | Wet Ponds | 601 | 30% | 55% | 0.067039 | 0.010362
49 | 2 | 0.0021057 | 364 | 49 | 2 | MDR | 15.7078 | 0.863 | 9137.034 | 501.793 | 0.968 | 0.952 | 15.207 | 0.822 | 8845.803 | 477.935 | 0.0021057 | 5.468 | 0.323 | 0.011514 | 0.00068013 | 0.348 | 0.37437 | 128 | 159 | Lake Howell Road Stormwater Improvements | PS-5165-04/AJR ; CIP No. 2091-03 ; Figure 7 | 11 | Wet Ponds | -1 | 0 | 0 | 0.0049479 | 11 | Wet Ponds | 364 | 30% | 55% | 0.0034541 | 0.00037407
49 | 4 | 0.0023092 | 366 | 49 | 4 | IND | 19.4321 | 1.921 | 1838.022 | 181.697 | 0.968 | 0.951 | 18.811 | 1.828 | 1779.271 | 172.877 | 0.0023092 | 6.683 | 0.712 | 0.015432 | 0.0016441 | 0.344 | 0.37088 | 128 | 159 | Lake Howell Road Stormwater Improvements | PS-5165-04/AJR ; CIP No. 2091-03 ; Figure 7 | 11 | Wet Ponds | -1 | 0 | 0 | 0.0049479 | 11 | Wet Ponds | 366 | 30% | 55% | 0.0046296 | 0.00090426
47 | 2 | 0.18585 | 351 | 47 | 2 | MDR | 28.2266 | 1.305 | 1525.204 | 70.53 | 0.791 | 0.733 | 22.329 | 0.957 | 1206.523 | 51.714 | 0.18585 | 10.132 | 0.512 | 1.8831 | 0.095157 | 0.359 | 0.3925 | 129 | 160 | Lake Howell Road Stormwater Improvements | PS-5165-04/AJR ; CIP No. 2091-03 ; Figure 7 | 11 | Wet Ponds | -1 | 0 | 0 | 0.18585 | 11 | Wet Ponds | 351 | 30% | 55% | 0.56492 | 0.052336
46 | 3 | 2.3999 | 342 | 46 | 3 | HDR | 29.2966 | 2.128 | 15135.696 | 1099.348 | 0.585 | 0.841 | 17.131 | 1.789 | 8850.484 | 924.087 | 2.3999 | 13.118 | 1.05 | 31.4821 | 2.5199 | 0.448 | 0.49364 | 130 | 161 | Lake Howell Road Stormwater Improvements | PS-5165-04/AJR ; CIP No. 2091-03 ; Figure 7 | 11 | Wet Ponds | -1 | 0 | 0 | 9.5061 | 11 | Wet Ponds | 342 | 30% | 55% | 9.4446 | 1.386
46 | 4 | 6.5088 | 343 | 46 | 4 | IND | 17.0006 | 1.432 | 5136.665 | 432.629 | 0.581 | 0.828 | 9.877 | 1.185 | 2984.427 | 358.031 | 6.5088 | 7.542 | 0.694 | 49.0892 | 4.5171 | 0.444 | 0.48499 | 130 | 161 | Lake Howell Road Stormwater Improvements | PS-5165-04/AJR ; CIP No. 2091-03 ; Figure 7 | 11 | Wet Ponds | -1 | 0 | 0 | 9.5061 | 11 | Wet Ponds | 343 | 30% | 55% | 14.7268 | 2.4844
46 | 2 | 1.0688 | 341 | 46 | 2 | MDR | 13.7343 | 0.645 | 12517.372 | 587.845 | 0.585 | 0.835 | 8.036 | 0.539 | 7324.398 | 490.966 | 1.0688 | 6.155 | 0.317 | 6.5782 | 0.3388 | 0.448 | 0.49116 | 131 | 162 | Lake Howell Road Stormwater Improvements | PS-5165-04/AJR ; CIP No. 2091-03 ; Figure 7 | 11 | Wet Ponds | -1 | 0 | 0 | 10.5954 | 11 | Wet Ponds | 341 | 30% | 55% | 1.9735 | 0.18634
46 | 4 | 2.8359 | 343 | 46 | 4 | IND | 17.0006 | 1.432 | 5136.665 | 432.629 | 0.581 | 0.828 | 9.877 | 1.185 | 2984.427 | 358.031 | 2.8359 | 7.542 | 0.694 | 21.3887 | 1.9681 | 0.444 | 0.48499 | 131 | 162 | Lake Howell Road Stormwater Improvements | PS-5165-04/AJR ; CIP No. 2091-03 ; Figure 7 | 11 | Wet Ponds | -1 | 0 | 0 | 10.5954 | 11 | Wet Ponds | 343 | 30% | 55% | 6.4166 | 1.0825
47 | 2 | 0.74401 | 351 | 47 | 2 | MDR | 28.2266 | 1.305 | 1525.204 | 70.53 | 0.791 | 0.733 | 22.329 | 0.957 | 1206.523 | 51.714 | 0.74401 | 10.132 | 0.512 | 7.5383 | 0.38093 | 0.359 | 0.3925 | 131 | 162 | Lake Howell Road Stormwater Improvements | PS-5165-04/AJR ; CIP No. 2091-03 ; Figure 7 | 11 | Wet Ponds | -1 | 0 | 0 | 10.5954 | 11 | Wet Ponds | 351 | 30% | 55% | 2.2615 | 0.20951
47 | 3 | 0.016569 | 352 | 47 | 3 | HDR | 60.2113 | 4.327 | 292.498 | 21.019 | 0.791 | 0.734 | 47.626 | 3.176 | 231.362 | 15.429 | 0.016569 | 21.593 | 1.727 | 0.35776 | 0.028614 | 0.359 | 0.39905 | 131 | 162 | Lake Howell Road Stormwater Improvements | PS-5165-04/AJR ; CIP No. 2091-03 ; Figure 7 | 11 | Wet Ponds | -1 | 0 | 0 | 10.5954 | 11 | Wet Ponds | 352 | 30% | 55% | 0.10733 | 0.015738
47 | 4 | 2.318 | 353 | 47 | 4 | IND | 35.0404 | 2.912 | 196.109 | 16.3 | 0.789 | 0.729 | 27.632 | 2.124 | 154.649 | 11.89 | 2.318 | 12.419 | 1.133 | 28.7867 | 2.6262 | 0.354 | 0.38913 | 131 | 162 | Lake Howell Road Stormwater Improvements | PS-5165-04/AJR ; CIP No. 2091-03 ; Figure 7 | 11 | Wet Ponds | -1 | 0 | 0 | 10.5954 | 11 | Wet Ponds | 353 | 30% | 55% | 8.636 | 1.4444
47 | 13 | 3.6122 | 355 | 47 | 13 | WET | 2.568 | 0.096 | 21.286 | 0.794 | 0.789 | 0.749 | 2.025 | 0.072 | 16.785 | 0.594 | 3.6122 | 0.929 | 0.042 | 3.3557 | 0.15171 | 0.362 | 0.43471 | 131 | 162 | Lake Howell Road Stormwater Improvements | PS-5165-04/AJR ; CIP No. 2091-03 ; Figure 7 | 11 | Wet Ponds | -1 | 0 | 0 | 10.5954 | 11 | Wet Ponds | 355 | 30% | 55% | 1.0067 | 0.083441
27 | 1 | 48.1686 | 160 | 27 | 1 | LDR | 3.5863 | 0.278 | 520.236 | 40.302 | 0.318 | 0.314 | 1.14 | 0.087 | 165.438 | 12.639 | 48.1686 | 1.14 | 0.087 | 54.9122 | 4.1907 | 0.318 | 0.31361 | 132 | 163 | Navy Canal | CDM ; Figure 1-2 ; Sanford Airport | 11 | Wet Ponds | -1 | 0 | 0 | 665.286 | 11 | Wet Ponds | 160 | 30% | 55% | 16.4737 | 2.3049
27 | 4 | 341.8155 | 162 | 27 | 4 | IND | 11.0624 | 1.21 | 10869.185 | 1188.593 | 0.31 | 0.307 | 3.425 | 0.372 | 3365.144 | 365.357 | 341.8155 | 3.425 | 0.372 | 1170.718 | 127.1554 | 0.31 | 0.30739 | 132 | 163 | Navy Canal | CDM ; Figure 1-2 ; Sanford Airport | 11 | Wet Ponds | -1 | 0 | 0 | 665.286 | 11 | Wet Ponds | 162 | 30% | 55% | 351.2154 | 69.9354
27 | 7 | 55.2865 | 164 | 27 | 7 | PAS | 5.695 | 0.446 | 525.602 | 41.141 | 0.328 | 0.329 | 1.869 | 0.147 | 172.478 | 13.55 | 55.2865 | 1.869 | 0.147 | 103.3304 | 8.1271 | 0.328 | 0.32937 | 132 | 163 | Navy Canal | CDM ; Figure 1-2 ; Sanford Airport | 11 | Wet Ponds | -1 | 0 | 0 | 665.286 | 11 | Wet Ponds | 164 | 30% | 55% | 30.9991 | 4.4699
27 | 8 | 7.9717 | 165 | 27 | 8 | AGR | 6.339 | 0.515 | 127.884 | 10.392 | 0.334 | 0.337 | 2.114 | 0.173 | 42.658 | 3.5 | 7.9717 | 2.114 | 0.173 | 16.8521 | 1.3791 | 0.334 | 0.33678 | 132 | 163 | Navy Canal | CDM ; Figure 1-2 ; Sanford Airport | 11 | Wet Ponds | -1 | 0 | 0 | 665.286 | 11 | Wet Ponds | 165 | 30% | 55% | 5.0556 | 0.7585
27 | 9 | 8.9807 | 166 | 27 | 9 | AGT | 3.9485 | 0.309 | 50.92 | 3.982 | 0.334 | 0.336 | 1.318 | 0.104 | 16.991 | 1.336 | 8.9807 | 1.318 | 0.104 | 11.8365 | 0.93399 | 0.334 | 0.33552 | 132 | 163 | Navy Canal | CDM ; Figure 1-2 ; Sanford Airport | 11 | Wet Ponds | -1 | 0 | 0 | 665.286 | 11 | Wet Ponds | 166 | 30% | 55% | 3.551 | 0.51369
27 | 10 | 34.2967 | 167 | 27 | 10 | RAN | 2.1264 | 0.146 | 101.046 | 6.961 | 0.331 | 0.331 | 0.703 | 0.048 | 33.419 | 2.302 | 34.2967 | 0.703 | 0.048 | 24.1106 | 1.6462 | 0.331 | 0.33077 | 132 | 163 | Navy Canal | CDM ; Figure 1-2 ; Sanford Airport | 11 | Wet Ponds | -1 | 0 | 0 | 665.286 | 11 | Wet Ponds | 167 | 30% | 55% | 7.2332 | 0.90543
27 | 11 | 63.4329 | 168 | 27 | 11 | FOR | 1.1613 | 0.076 | 160.947 | 10.588 | 0.34 | 0.348 | 0.395 | 0.027 | 54.708 | 3.682 | 63.4329 | 0.395 | 0.027 | 25.056 | 1.7127 | 0.34 | 0.34778 | 132 | 163 | Navy Canal | CDM ; Figure 1-2 ; Sanford Airport | 11 | Wet Ponds | -1 | 0 | 0 | 665.286 | 11 | Wet Ponds | 168 | 30% | 55% | 7.5168 | 0.94198
27 | 12 | 40.4232 | 169 | 27 | 12 | WAT | 0.25464 | 0.015 | 22.963 | 1.334 | 0.331 | 0.325 | 0.084 | 0.005 | 7.601 | 0.434 | 40.4232 | 0.084 | 0.005 | 3.3956 | 0.20212 | 0.331 | 0.32541 | 132 | 163 | Navy Canal | CDM ; Figure 1-2 ; Sanford Airport | 11 | Wet Ponds | -1 | 0 | 0 | 665.286 | 11 | Wet Ponds | 169 | 30% | 55% | 1.0187 | 0.11116
27 | 13 | 52.5976 | 170 | 27 | 13 | WET | 7.3681 | 0.61 | 1220.395 | 101.006 | 0.315 | 0.319 | 2.322 | 0.195 | 384.602 | 32.222 | 52.5976 | 2.322 | 0.195 | 122.1317 | 10.2565 | 0.315 | 0.31901 | 132 | 163 | Navy Canal | CDM ; Figure 1-2 ; Sanford Airport | 11 | Wet Ponds | -1 | 0 | 0 | 665.286 | 11 | Wet Ponds | 170 | 30% | 55% | 36.6395 | 5.6411
28 | 4 | 1.9499 | 174 | 28 | 4 | IND | 12.6546 | 1.573 | 1189.071 | 147.816 | 0.717 | 0.684 | 9.068 | 1.076 | 852.033 | 101.086 | 1.9499 | 9.068 | 1.076 | 17.6815 | 2.0981 | 0.717 | 0.68387 | 132 | 163 | Navy Canal | CDM ; Figure 1-2 ; Sanford Airport | 11 | Wet Ponds | -1 | 0 | 0 | 665.286 | 11 | Wet Ponds | 174 | 30% | 55% | 5.3045 | 1.1539
28 | 10 | 4.363 | 179 | 28 | 10 | RAN | 2.6437 | 0.209 | 286.282 | 22.595 | 0.74 | 0.707 | 1.957 | 0.148 | 211.906 | 15.983 | 4.363 | 1.957 | 0.148 | 8.5383 | 0.64572 | 0.74 | 0.70734 | 132 | 163 | Navy Canal | CDM ; Figure 1-2 ; Sanford Airport | 11 | Wet Ponds | -1 | 0 | 0 | 665.286 | 11 | Wet Ponds | 179 | 30% | 55% | 2.5615 | 0.35515
28 | 13 | 0.97429 | 182 | 28 | 13 | WET | 5.0183 | 0.46 | 2409.878 | 221.054 | 0.74 | 0.714 | 3.715 | 0.329 | 1784.191 | 157.771 | 0.97429 | 3.715 | 0.329 | 3.6195 | 0.32054 | 0.74 | 0.71372 | 132 | 163 | Navy Canal | CDM ; Figure 1-2 ; Sanford Airport | 11 | Wet Ponds | -1 | 0 | 0 | 665.286 | 11 | Wet Ponds | 182 | 30% | 55% | 1.0858 | 0.1763
29 | 1 | 1.1382 | 183 | 29 | 1 | LDR | 2.5221 | 0.231 | 258.866 | 23.702 | 0.617 | 0.575 | 1.557 | 0.133 | 159.765 | 13.626 | 1.1382 | 1.557 | 0.133 | 1.7722 | 0.15138 | 0.617 | 0.57488 | 132 | 163 | Navy Canal | CDM ; Figure 1-2 ; Sanford Airport | 11 | Wet Ponds | -1 | 0 | 0 | 665.286 | 11 | Wet Ponds | 183 | 30% | 55% | 0.53165 | 0.083258
29 | 4 | 0.19615 | 184 | 29 | 4 | IND | 7.4292 | 0.95 | 607.511 | 77.702 | 0.605 | 0.563 | 4.493 | 0.535 | 367.397 | 43.769 | 0.19615 | 4.493 | 0.535 | 0.88132 | 0.10494 | 0.605 | 0.5633 | 132 | 163 | Navy Canal | CDM ; Figure 1-2 ; Sanford Airport | 11 | Wet Ponds | -1 | 0 | 0 | 665.286 | 11 | Wet Ponds | 184 | 30% | 55% | 0.2644 | 0.057719
29 | 7 | 0.32713 | 185 | 29 | 7 | PAS | 3.8809 | 0.353 | 148.474 | 13.504 | 0.63 | 0.592 | 2.445 | 0.209 | 93.527 | 7.998 | 0.32713 | 2.445 | 0.209 | 0.79983 | 0.06837 | 0.63 | 0.59231 | 132 | 163 | Navy Canal | CDM ; Figure 1-2 ; Sanford Airport | 11 | Wet Ponds | -1 | 0 | 0 | 665.286 | 11 | Wet Ponds | 185 | 30% | 55% | 0.23995 | 0.037603
29 | 10 | 0.0024277 | 188 | 29 | 10 | RAN | 1.4597 | 0.118 | 34.469 | 2.788 | 0.633 | 0.594 | 0.923 | 0.07 | 21.808 | 1.655 | 0.0024277 | 0.923 | 0.07 | 0.0022408 | 0.00016994 | 0.633 | 0.59359 | 132 | 163 | Navy Canal | CDM ; Figure 1-2 ; Sanford Airport | 11 | Wet Ponds | -1 | 0 | 0 | 665.286 | 11 | Wet Ponds | 188 | 30% | 55% | 0.00067223 | 9.3466e-05
29 | 11 | 0.51747 | 189 | 29 | 11 | FOR | 0.89594 | 0.07 | 55.503 | 4.309 | 0.644 | 0.607 | 0.577 | 0.042 | 35.732 | 2.615 | 0.51747 | 0.577 | 0.042 | 0.29858 | 0.021734 | 0.644 | 0.60681 | 132 | 163 | Navy Canal | CDM ; Figure 1-2 ; Sanford Airport | 11 | Wet Ponds | -1 | 0 | 0 | 665.286 | 11 | Wet Ponds | 189 | 30% | 55% | 0.089575 | 0.011954
10 | 2 | 5.4886 | 11 | 10 | 2 | MDR | 8.9213 | 0.434 | 10274.538 | 499.47 | 0.218 | 0.108 | 1.945 | 0.047 | 2239.911 | 53.782 | 5.4886 | 0.929 | 0.024 | 5.0989 | 0.13173 | 0.104 | 0.054197 | 133 | 164 | Red Bug Lake Road RSF | 15504.00 ; Figure 5 ; Deer Run Drainage Basin Map | 11 | Wet Ponds | -1 | 0 | 0 | 304.9956 | 11 | Wet Ponds | 11 | 30% | 55% | 1.5297 | 0.072449
10 | 4 | 0.020962 | 13 | 10 | 4 | IND | 13.1528 | 1.186 | 6233.588 | 562.16 | 0.215 | 0.107 | 2.826 | 0.127 | 1339.375 | 60.359 | 0.020962 | 1.344 | 0.064 | 0.028173 | 0.0013416 | 0.102 | 0.054107 | 133 | 164 | Red Bug Lake Road RSF | 15504.00 ; Figure 5 ; Deer Run Drainage Basin Map | 11 | Wet Ponds | -1 | 0 | 0 | 304.9956 | 11 | Wet Ponds | 13 | 30% | 55% | 0.008452 | 0.00073787
46 | 1 | 0.4333 | 340 | 46 | 1 | LDR | 7.475 | 0.335 | 892.731 | 39.971 | 0.586 | 0.84 | 4.38 | 0.281 | 523.1 | 33.572 | 0.4333 | 3.356 | 0.165 | 1.4542 | 0.071494 | 0.449 | 0.49425 | 133 | 164 | Red Bug Lake Road RSF | 15504.00 ; Figure 5 ; Deer Run Drainage Basin Map | 11 | Wet Ponds | -1 | 0 | 0 | 304.9956 | 11 | Wet Ponds | 340 | 30% | 55% | 0.43625 | 0.039322
46 | 2 | 195.1278 | 341 | 46 | 2 | MDR | 13.7343 | 0.645 | 12517.372 | 587.845 | 0.585 | 0.835 | 8.036 | 0.539 | 7324.398 | 490.966 | 195.1278 | 6.155 | 0.317 | 1201.0117 | 61.8555 | 0.448 | 0.49116 | 133 | 164 | Red Bug Lake Road RSF | 15504.00 ; Figure 5 ; Deer Run Drainage Basin Map | 11 | Wet Ponds | -1 | 0 | 0 | 304.9956 | 11 | Wet Ponds | 341 | 30% | 55% | 360.3035 | 34.0205
46 | 3 | 13.3489 | 342 | 46 | 3 | HDR | 29.2966 | 2.128 | 15135.696 | 1099.348 | 0.585 | 0.841 | 17.131 | 1.789 | 8850.484 | 924.087 | 13.3489 | 13.118 | 1.05 | 175.1107 | 14.0163 | 0.448 | 0.49364 | 133 | 164 | Red Bug Lake Road RSF | 15504.00 ; Figure 5 ; Deer Run Drainage Basin Map | 11 | Wet Ponds | -1 | 0 | 0 | 304.9956 | 11 | Wet Ponds | 342 | 30% | 55% | 52.5332 | 7.709
46 | 4 | 26.7047 | 343 | 46 | 4 | IND | 17.0006 | 1.432 | 5136.665 | 432.629 | 0.581 | 0.828 | 9.877 | 1.185 | 2984.427 | 358.031 | 26.7047 | 7.542 | 0.694 | 201.4065 | 18.533 | 0.444 | 0.48499 | 133 | 164 | Red Bug Lake Road RSF | 15504.00 ; Figure 5 ; Deer Run Drainage Basin Map | 11 | Wet Ponds | -1 | 0 | 0 | 304.9956 | 11 | Wet Ponds | 343 | 30% | 55% | 60.4219 | 10.1932
46 | 6 | 15.5604 | 344 | 46 | 6 | OPE | 7.8531 | 0.34 | 453.903 | 19.632 | 0.587 | 0.847 | 4.613 | 0.288 | 266.622 | 16.626 | 15.5604 | 3.539 | 0.17 | 55.0683 | 2.6453 | 0.451 | 0.49916 | 133 | 164 | Red Bug Lake Road RSF | 15504.00 ; Figure 5 ; Deer Run Drainage Basin Map | 11 | Wet Ponds | -1 | 0 | 0 | 304.9956 | 11 | Wet Ponds | 344 | 30% | 55% | 16.5205 | 1.4549
46 | 10 | 9.3086 | 347 | 46 | 10 | RAN | 6.179 | 0.249 | 242.464 | 9.764 | 0.59 | 0.855 | 3.643 | 0.213 | 142.966 | 8.351 | 9.3086 | 2.801 | 0.126 | 26.0735 | 1.1729 | 0.453 | 0.5045 | 133 | 164 | Red Bug Lake Road RSF | 15504.00 ; Figure 5 ; Deer Run Drainage Basin Map | 11 | Wet Ponds | -1 | 0 | 0 | 304.9956 | 11 | Wet Ponds | 347 | 30% | 55% | 7.8221 | 0.64509
46 | 11 | 10.5586 | 348 | 46 | 11 | FOR | 4.1376 | 0.165 | 692.937 | 27.684 | 0.596 | 0.881 | 2.465 | 0.146 | 412.881 | 24.4 | 10.5586 | 1.91 | 0.086 | 20.1668 | 0.90804 | 0.462 | 0.51922 | 133 | 164 | Red Bug Lake Road RSF | 15504.00 ; Figure 5 ; Deer Run Drainage Basin Map | 11 | Wet Ponds | -1 | 0 | 0 | 304.9956 | 11 | Wet Ponds | 348 | 30% | 55% | 6.0501 | 0.49942
46 | 12 | 2.452 | 349 | 46 | 12 | WAT | 1.258 | 0.048 | 618.54 | 23.423 | 0.591 | 0.9 | 0.744 | 0.043 | 365.844 | 21.08 | 2.452 | 0.569 | 0.025 | 1.3952 | 0.0613 | 0.452 | 0.53317 | 133 | 164 | Red Bug Lake Road RSF | 15504.00 ; Figure 5 ; Deer Run Drainage Basin Map | 11 | Wet Ponds | -1 | 0 | 0 | 304.9956 | 11 | Wet Ponds | 349 | 30% | 55% | 0.41856 | 0.033715
46 | 13 | 25.576 | 350 | 46 | 13 | WET | 1.2605 | 0.048 | 423.33 | 16.035 | 0.592 | 0.901 | 0.746 | 0.043 | 250.472 | 14.442 | 25.576 | 0.571 | 0.025 | 14.6039 | 0.6394 | 0.453 | 0.53354 | 133 | 164 | Red Bug Lake Road RSF | 15504.00 ; Figure 5 ; Deer Run Drainage Basin Map | 11 | Wet Ponds | -1 | 0 | 0 | 304.9956 | 11 | Wet Ponds | 350 | 30% | 55% | 4.3812 | 0.35167
90 | 1 | 0.0051178 | 545 | 90 | 1 | LDR | 6.1079 | 0.308 | 1822.248 | 91.801 | 0.804 | 0.837 | 4.91 | 0.257 | 1464.821 | 76.812 | 0.0051178 | 2.322 | 0.128 | 0.011883 | 0.00065507 | 0.38 | 0.41636 | 133 | 164 | Red Bug Lake Road RSF | 15504.00 ; Figure 5 ; Deer Run Drainage Basin Map | 11 | Wet Ponds | -1 | 0 | 0 | 304.9956 | 11 | Wet Ponds | 545 | 30% | 55% | 0.003565 | 0.00036029
90 | 2 | 0.37247 | 546 | 90 | 2 | MDR | 11.3664 | 0.605 | 14884.136 | 791.874 | 0.804 | 0.836 | 9.135 | 0.506 | 11961.814 | 662.37 | 0.37247 | 4.317 | 0.251 | 1.6079 | 0.093489 | 0.38 | 0.41575 | 133 | 164 | Red Bug Lake Road RSF | 15504.00 ; Figure 5 ; Deer Run Drainage Basin Map | 11 | Wet Ponds | -1 | 0 | 0 | 304.9956 | 11 | Wet Ponds | 546 | 30% | 55% | 0.48238 | 0.051419
55 | 2 | 0.27727 | 409 | 55 | 2 | MDR | 5.7108 | 0.271 | 531.225 | 25.229 | 0.23 | 0.231 | 1.312 | 0.063 | 122.064 | 5.84 | 0.27727 | 0.029 | 0.001 | 0.008041 | 0.00027727 | 0.005 | 0.0029035 | 134 | 165 | 9nth Grade Ctr Pond | Pond | 11 | Wet Ponds | -1 | 0 | 0 | 6.185 | 11 | Wet Ponds | 409 | 30% | 55% | 0.0024123 | 0.0001525
55 | 4 | 0.018437 | 410 | 55 | 4 | IND | 9.3984 | 0.78 | 1374.955 | 114.092 | 0.224 | 0.227 | 2.103 | 0.177 | 307.589 | 25.895 | 0.018437 | 0.043 | 0.002 | 0.0007928 | 3.6874e-05 | 0.005 | 0.0027609 | 134 | 165 | 9nth Grade Ctr Pond | Pond | 11 | Wet Ponds | -1 | 0 | 0 | 6.185 | 11 | Wet Ponds | 410 | 30% | 55% | 0.00023784 | 2.0281e-05
58 | 2 | 2.1968 | 427 | 58 | 2 | MDR | 9.8281 | 0.44 | 3808.185 | 170.631 | 0.501 | 0.315 | 4.924 | 0.139 | 1908.105 | 53.755 | 2.1968 | 0.633 | 0.023 | 1.3906 | 0.050527 | 0.064 | 0.052984 | 134 | 165 | 9nth Grade Ctr Pond | Pond | 11 | Wet Ponds | -1 | 0 | 0 | 6.185 | 11 | Wet Ponds | 427 | 30% | 55% | 0.41717 | 0.02779
58 | 3 | 1.0002 | 428 | 58 | 3 | HDR | 22.5044 | 1.53 | 928.517 | 63.139 | 0.501 | 0.315 | 11.275 | 0.483 | 465.213 | 19.91 | 1.0002 | 1.45 | 0.085 | 1.4503 | 0.085016 | 0.064 | 0.055471 | 134 | 165 | 9nth Grade Ctr Pond | Pond | 11 | Wet Ponds | -1 | 0 | 0 | 6.185 | 11 | Wet Ponds | 428 | 30% | 55% | 0.43508 | 0.046759
58 | 4 | 2.4036 | 429 | 58 | 4 | IND | 15.6534 | 1.223 | 3061.189 | 239.111 | 0.496 | 0.309 | 7.77 | 0.378 | 1519.482 | 73.842 | 2.4036 | 0.973 | 0.063 | 2.3387 | 0.15143 | 0.062 | 0.051479 | 134 | 165 | 9nth Grade Ctr Pond | Pond | 11 | Wet Ponds | -1 | 0 | 0 | 6.185 | 11 | Wet Ponds | 429 | 30% | 55% | 0.7016 | 0.083284
58 | 6 | 0.28875 | 430 | 58 | 6 | OPE | 4.3897 | 0.172 | 211.467 | 8.278 | 0.506 | 0.326 | 2.221 | 0.056 | 106.999 | 2.698 | 0.28875 | 0.292 | 0.01 | 0.084316 | 0.0028875 | 0.066 | 0.057901 | 134 | 165 | 9nth Grade Ctr Pond | Pond | 11 | Wet Ponds | -1 | 0 | 0 | 6.185 | 11 | Wet Ponds | 430 | 30% | 55% | 0.025295 | 0.0015881
54 | 2 | 1.9672 | 403 | 54 | 2 | MDR | 7.7954 | 0.381 | 2954.832 | 144.529 | 0.256 | 0.097 | 1.997 | 0.037 | 756.882 | 14.091 | 1.9672 | 0.157 | 0.004 | 0.30885 | 0.0078689 | 0.02 | 0.010971 | 144 | 175 | Lake Island Interconnect | Pond | 11 | Wet Ponds | -1 | 0 | 0 | 9.2186 | 11 | Wet Ponds | 403 | 30% | 55% | 0.092656 | 0.0043279
54 | 3 | 0.25504 | 404 | 54 | 3 | HDR | 17.8456 | 1.33 | 737.078 | 54.952 | 0.256 | 0.098 | 4.572 | 0.131 | 188.841 | 5.401 | 0.25504 | 0.36 | 0.015 | 0.091816 | 0.0038257 | 0.02 | 0.011434 | 144 | 175 | Lake Island Interconnect | Pond | 11 | Wet Ponds | -1 | 0 | 0 | 9.2186 | 11 | Wet Ponds | 404 | 30% | 55% | 0.027545 | 0.0021041
54 | 4 | 6.4571 | 405 | 54 | 4 | IND | 12.8914 | 1.1 | 4692.599 | 400.236 | 0.246 | 0.095 | 3.169 | 0.104 | 1153.707 | 37.957 | 6.4571 | 0.239 | 0.011 | 1.5432 | 0.071028 | 0.019 | 0.010459 | 144 | 175 | Lake Island Interconnect | Pond | 11 | Wet Ponds | -1 | 0 | 0 | 9.2186 | 11 | Wet Ponds | 405 | 30% | 55% | 0.46297 | 0.039065
55 | 4 | 0.029896 | 410 | 55 | 4 | IND | 9.3984 | 0.78 | 1374.955 | 114.092 | 0.224 | 0.227 | 2.103 | 0.177 | 307.589 | 25.895 | 0.029896 | 0.043 | 0.002 | 0.0012855 | 5.9792e-05 | 0.005 | 0.0027609 | 144 | 175 | Lake Island Interconnect | Pond | 11 | Wet Ponds | -1 | 0 | 0 | 9.2186 | 11 | Wet Ponds | 410 | 30% | 55% | 0.00038566 | 3.2886e-05
58 | 2 | 0.058232 | 427 | 58 | 2 | MDR | 9.8281 | 0.44 | 3808.185 | 170.631 | 0.501 | 0.315 | 4.924 | 0.139 | 1908.105 | 53.755 | 0.058232 | 0.633 | 0.023 | 0.036861 | 0.0013393 | 0.064 | 0.052984 | 144 | 175 | Lake Island Interconnect | Pond | 11 | Wet Ponds | -1 | 0 | 0 | 9.2186 | 11 | Wet Ponds | 427 | 30% | 55% | 0.011058 | 0.00073664
58 | 4 | 0.0095576 | 429 | 58 | 4 | IND | 15.6534 | 1.223 | 3061.189 | 239.111 | 0.496 | 0.309 | 7.77 | 0.378 | 1519.482 | 73.842 | 0.0095576 | 0.973 | 0.063 | 0.0092995 | 0.00060213 | 0.062 | 0.051479 | 144 | 175 | Lake Island Interconnect | Pond | 11 | Wet Ponds | -1 | 0 | 0 | 9.2186 | 11 | Wet Ponds | 429 | 30% | 55% | 0.0027899 | 0.00033117
68 | 2 | 0.21608 | 482 | 68 | 2 | MDR | 8.1781 | 0.451 | 3278.673 | 180.849 | 0.368 | 0.359 | 3.013 | 0.162 | 1208.098 | 65.009 | 0.21608 | 0.029 | 0.003 | 0.0062663 | 0.00064824 | 0.004 | 0.0066584 | 144 | 175 | Lake Island Interconnect | Pond | 11 | Wet Ponds | -1 | 0 | 0 | 9.2186 | 11 | Wet Ponds | 482 | 30% | 55% | 0.0018799 | 0.00035653
68 | 3 | 0.0946 | 483 | 68 | 3 | HDR | 18.7122 | 1.61 | 260.801 | 22.445 | 0.368 | 0.361 | 6.894 | 0.582 | 96.085 | 8.11 | 0.0946 | 0.067 | 0.012 | 0.0063382 | 0.0011352 | 0.004 | 0.0072138 | 144 | 175 | Lake Island Interconnect | Pond | 11 | Wet Ponds | -1 | 0 | 0 | 9.2186 | 11 | Wet Ponds | 483 | 30% | 55% | 0.0019015 | 0.00062436
68 | 4 | 0.062562 | 484 | 68 | 4 | IND | 13.0109 | 1.271 | 1684.79 | 164.641 | 0.356 | 0.352 | 4.638 | 0.448 | 600.604 | 57.953 | 0.062562 | 0.04 | 0.008 | 0.0025025 | 0.00050049 | 0.003 | 0.00609 | 144 | 175 | Lake Island Interconnect | Pond | 11 | Wet Ponds | -1 | 0 | 0 | 9.2186 | 11 | Wet Ponds | 484 | 30% | 55% | 0.00075074 | 0.00027527
68 | 6 | 0.068318 | 485 | 68 | 6 | OPE | 3.647 | 0.175 | 38.95 | 1.871 | 0.381 | 0.373 | 1.389 | 0.065 | 14.834 | 0.699 | 0.068318 | 0.015 | 0.001 | 0.0010248 | 6.8318e-05 | 0.004 | 0.0081487 | 144 | 175 | Lake Island Interconnect | Pond | 11 | Wet Ponds | -1 | 0 | 0 | 9.2186 | 11 | Wet Ponds | 485 | 30% | 55% | 0.00030743 | 3.7575e-05
53 | 4 | 0.0040353 | 397 | 53 | 4 | IND | 14.2092 | 1.148 | 5078.608 | 410.432 | 0.376 | 0.28 | 5.338 | 0.321 | 1907.765 | 114.742 | 0.0040353 | 0.948 | 0.097 | 0.0038254 | 0.00039142 | 0.067 | 0.084638 | 145 | 177 | Lake Island Pond | Pond | 11 | Wet Ponds | -1 | 0 | 0 | 242.5804 | 11 | Wet Ponds | 397 | 30% | 55% | 0.0011476 | 0.00021528
55 | 2 | 86.8287 | 409 | 55 | 2 | MDR | 5.7108 | 0.271 | 531.225 | 25.229 | 0.23 | 0.231 | 1.312 | 0.063 | 122.064 | 5.84 | 86.8287 | 0.029 | 0.001 | 2.518 | 0.086829 | 0.005 | 0.0029035 | 145 | 177 | Lake Island Pond | Pond | 11 | Wet Ponds | -1 | 0 | 0 | 242.5804 | 11 | Wet Ponds | 409 | 30% | 55% | 0.75541 | 0.047756
55 | 4 | 117.3118 | 410 | 55 | 4 | IND | 9.3984 | 0.78 | 1374.955 | 114.092 | 0.224 | 0.227 | 2.103 | 0.177 | 307.589 | 25.895 | 117.3118 | 0.043 | 0.002 | 5.0444 | 0.23462 | 0.005 | 0.0027609 | 145 | 177 | Lake Island Pond | Pond | 11 | Wet Ponds | -1 | 0 | 0 | 242.5804 | 11 | Wet Ponds | 410 | 30% | 55% | 1.5133 | 0.12904
55 | 6 | 25.9106 | 411 | 55 | 6 | OPE | 2.4768 | 0.102 | 64.131 | 2.63 | 0.236 | 0.238 | 0.583 | 0.024 | 15.108 | 0.626 | 25.9106 | 0.013 | 0 | 0.33684 | 0 | 0.005 | 0.0032 | 145 | 177 | Lake Island Pond | Pond | 11 | Wet Ponds | -1 | 0 | 0 | 242.5804 | 11 | Wet Ponds | 411 | 30% | 55% | 0.10105 | 0
55 | 12 | 5.8925 | 412 | 55 | 12 | WAT | 0.14254 | 0.003 | 0.839 | 0.021 | 0.244 | 0.244 | 0.035 | 0.001 | 0.205 | 0.005 | 5.8925 | 0.001 | 0 | 0.0058925 | 0 | 0.005 | 0 | 145 | 177 | Lake Island Pond | Pond | 11 | Wet Ponds | -1 | 0 | 0 | 242.5804 | 11 | Wet Ponds | 412 | 30% | 55% | 0.0017677 | 0
56 | 4 | 0.50441 | 414 | 56 | 4 | IND | 12.8876 | 1.133 | 627.544 | 55.151 | 0.41 | 0.515 | 5.286 | 0.583 | 257.416 | 28.402 | 0.50441 | 0.103 | 0.006 | 0.051955 | 0.0030265 | 0.008 | 0.0055424 | 145 | 177 | Lake Island Pond | Pond | 11 | Wet Ponds | -1 | 0 | 0 | 242.5804 | 11 | Wet Ponds | 414 | 30% | 55% | 0.015586 | 0.0016646
57 | 2 | 0.77008 | 418 | 57 | 2 | MDR | 9.3885 | 0.403 | 3228.257 | 138.483 | 0.658 | 0.448 | 6.173 | 0.181 | 2122.675 | 62.088 | 0.77008 | 1.112 | 0.056 | 0.85633 | 0.043125 | 0.118 | 0.13805 | 145 | 177 | Lake Island Pond | Pond | 11 | Wet Ponds | -1 | 0 | 0 | 242.5804 | 11 | Wet Ponds | 418 | 30% | 55% | 0.2569 | 0.023719
57 | 4 | 2.944 | 420 | 57 | 4 | IND | 14.965 | 1.118 | 1618.052 | 120.881 | 0.652 | 0.441 | 9.757 | 0.493 | 1054.976 | 53.299 | 2.944 | 1.717 | 0.151 | 5.0549 | 0.44454 | 0.115 | 0.13464 | 145 | 177 | Lake Island Pond | Pond | 11 | Wet Ponds | -1 | 0 | 0 | 242.5804 | 11 | Wet Ponds | 420 | 30% | 55% | 1.5165 | 0.2445
57 | 6 | 0.0027891 | 421 | 57 | 6 | OPE | 4.1886 | 0.157 | 14.253 | 0.535 | 0.663 | 0.461 | 2.778 | 0.073 | 9.452 | 0.247 | 0.0027891 | 0.51 | 0.023 | 0.0014225 | 6.415e-05 | 0.122 | 0.14893 | 145 | 177 | Lake Island Pond | Pond | 11 | Wet Ponds | -1 | 0 | 0 | 242.5804 | 11 | Wet Ponds | 421 | 30% | 55% | 0.00042674 | 3.5282e-05
58 | 2 | 0.78913 | 427 | 58 | 2 | MDR | 9.8281 | 0.44 | 3808.185 | 170.631 | 0.501 | 0.315 | 4.924 | 0.139 | 1908.105 | 53.755 | 0.78913 | 0.633 | 0.023 | 0.49952 | 0.01815 | 0.064 | 0.052984 | 145 | 177 | Lake Island Pond | Pond | 11 | Wet Ponds | -1 | 0 | 0 | 242.5804 | 11 | Wet Ponds | 427 | 30% | 55% | 0.14986 | 0.0099825
58 | 4 | 1.6224 | 429 | 58 | 4 | IND | 15.6534 | 1.223 | 3061.189 | 239.111 | 0.496 | 0.309 | 7.77 | 0.378 | 1519.482 | 73.842 | 1.6224 | 0.973 | 0.063 | 1.5786 | 0.10221 | 0.062 | 0.051479 | 145 | 177 | Lake Island Pond | Pond | 11 | Wet Ponds | -1 | 0 | 0 | 242.5804 | 11 | Wet Ponds | 429 | 30% | 55% | 0.47359 | 0.056217
58 | 2 | 16.9938 | 427 | 58 | 2 | MDR | 9.8281 | 0.44 | 3808.185 | 170.631 | 0.501 | 0.315 | 4.924 | 0.139 | 1908.105 | 53.755 | 16.9938 | 0.633 | 0.023 | 10.7571 | 0.39086 | 0.064 | 0.052984 | 150 | 182 | Laurel Road Pond | Pond | 11 | Wet Ponds | -1 | 0 | 0 | 17.1464 | 11 | Wet Ponds | 427 | 30% | 55% | 3.2271 | 0.21497
61 | 2 | 0.022619 | 452 | 61 | 2 | MDR | 14.6836 | 0.846 | 4285.373 | 247.044 | 0.522 | 0.455 | 7.661 | 0.385 | 2235.766 | 112.484 | 0.022619 | 0.549 | 0.028 | 0.012418 | 0.00063332 | 0.037 | 0.032831 | 150 | 182 | Laurel Road Pond | Pond | 11 | Wet Ponds | -1 | 0 | 0 | 17.1464 | 11 | Wet Ponds | 452 | 30% | 55% | 0.0037253 | 0.00034833
62 | 2 | 0.12999 | 456 | 62 | 2 | MDR | 5.1315 | 0.314 | 561.15 | 34.379 | 0.358 | 0.211 | 1.836 | 0.066 | 200.824 | 7.256 | 0.12999 | 0.076 | 0.003 | 0.0098795 | 0.00038998 | 0.015 | 0.0089443 | 150 | 182 | Laurel Road Pond | Pond | 11 | Wet Ponds | -1 | 0 | 0 | 17.1464 | 11 | Wet Ponds | 456 | 30% | 55% | 0.0029639 | 0.00021449
58 | 2 | 0.046494 | 427 | 58 | 2 | MDR | 9.8281 | 0.44 | 3808.185 | 170.631 | 0.501 | 0.315 | 4.924 | 0.139 | 1908.105 | 53.755 | 0.046494 | 0.633 | 0.023 | 0.029431 | 0.0010694 | 0.064 | 0.052984 | 153 | 185 | Mead Garden Pond | Pond | 11 | Wet Ponds | -1 | 0 | 0 | 4.1998 | 11 | Wet Ponds | 427 | 30% | 55% | 0.0088293 | 0.00058815
58 | 4 | 3.6907 | 429 | 58 | 4 | IND | 15.6534 | 1.223 | 3061.189 | 239.111 | 0.496 | 0.309 | 7.77 | 0.378 | 1519.482 | 73.842 | 3.6907 | 0.973 | 0.063 | 3.591 | 0.23251 | 0.062 | 0.051479 | 153 | 185 | Mead Garden Pond | Pond | 11 | Wet Ponds | -1 | 0 | 0 | 4.1998 | 11 | Wet Ponds | 429 | 30% | 55% | 1.0773 | 0.12788
58 | 6 | 0.46266 | 430 | 58 | 6 | OPE | 4.3897 | 0.172 | 211.467 | 8.278 | 0.506 | 0.326 | 2.221 | 0.056 | 106.999 | 2.698 | 0.46266 | 0.292 | 0.01 | 0.1351 | 0.0046266 | 0.066 | 0.057901 | 153 | 185 | Mead Garden Pond | Pond | 11 | Wet Ponds | -1 | 0 | 0 | 4.1998 | 11 | Wet Ponds | 430 | 30% | 55% | 0.040529 | 0.0025446
59 | 2 | 66.7354 | 437 | 59 | 2 | MDR | 8.787 | 0.433 | 2451.334 | 120.688 | 0.245 | 0.087 | 2.154 | 0.038 | 600.843 | 10.559 | 66.7354 | 0.164 | 0.003 | 10.9446 | 0.20021 | 0.019 | 0.0066397 | 167 | 199 | Windsong Agreement | Pond | 11 | Wet Ponds | -1 | 0 | 0 | 82.498 | 11 | Wet Ponds | 437 | 30% | 55% | 3.2834 | 0.11011
59 | 4 | 9.5688 | 438 | 59 | 4 | IND | 14.0186 | 1.204 | 408.816 | 35.102 | 0.234 | 0.085 | 3.28 | 0.102 | 95.66 | 2.986 | 9.5688 | 0.246 | 0.008 | 2.3539 | 0.07655 | 0.018 | 0.0064574 | 167 | 199 | Windsong Agreement | Pond | 11 | Wet Ponds | -1 | 0 | 0 | 82.498 | 11 | Wet Ponds | 438 | 30% | 55% | 0.70617 | 0.042103
60 | 2 | 0.66721 | 444 | 60 | 2 | MDR | 10.4609 | 0.537 | 2663.688 | 136.786 | 0.205 | 0.067 | 2.148 | 0.036 | 546.941 | 9.2 | 0.66721 | 0.164 | 0.003 | 0.10942 | 0.0020016 | 0.016 | 0.0051881 | 167 | 199 | Windsong Agreement | Pond | 11 | Wet Ponds | -1 | 0 | 0 | 82.498 | 11 | Wet Ponds | 444 | 30% | 55% | 0.032827 | 0.0011009
15 | 2 | 41.7819 | 48 | 15 | 2 | MDR | 7.3702 | 0.422 | 5942.609 | 340.176 | 0.471 | 0.494 | 3.471 | 0.209 | 2798.745 | 168.156 | 41.7819 | 3.471 | 0.209 | 145.0248 | 8.7324 | 0.471 | 0.49432 | 184 | -1 |  |  | 0 |  | 16 | 11 | 2202.4432 | 2203.9488 | 11 | Wet Ponds | 48 | 30% | 55% | 43.5075 | 4.8028
15 | 3 | 52.3443 | 49 | 15 | 3 | HDR | 15.855 | 1.386 | 5622.889 | 491.639 | 0.471 | 0.496 | 7.465 | 0.687 | 2647.371 | 243.749 | 52.3443 | 7.465 | 0.687 | 390.7499 | 35.9605 | 0.471 | 0.49579 | 184 | -1 |  |  | 0 |  | 16 | 11 | 2202.4432 | 2203.9488 | 11 | Wet Ponds | 49 | 30% | 55% | 117.225 | 19.7783
15 | 4 | 19.2615 | 50 | 15 | 4 | IND | 9.745 | 0.997 | 2826.058 | 289.213 | 0.468 | 0.494 | 4.565 | 0.492 | 1323.876 | 142.73 | 19.2615 | 4.565 | 0.492 | 87.9286 | 9.4766 | 0.468 | 0.49351 | 184 | -1 |  |  | 0 |  | 16 | 11 | 2202.4432 | 2203.9488 | 11 | Wet Ponds | 50 | 30% | 55% | 26.3786 | 5.2122
15 | 6 | 11.3867 | 51 | 15 | 6 | OPE | 4.0278 | 0.208 | 188.418 | 9.726 | 0.473 | 0.496 | 1.905 | 0.103 | 89.126 | 4.828 | 11.3867 | 1.905 | 0.103 | 21.6917 | 1.1728 | 0.473 | 0.49643 | 184 | -1 |  |  | 0 |  | 16 | 11 | 2202.4432 | 2203.9488 | 11 | Wet Ponds | 51 | 30% | 55% | 6.5075 | 0.64506
15 | 8 | 2.9216 | 52 | 15 | 8 | AGR | 9.6913 | 0.584 | 28.295 | 1.705 | 0.475 | 0.498 | 4.608 | 0.291 | 13.452 | 0.849 | 2.9216 | 4.608 | 0.291 | 13.4627 | 0.85018 | 0.475 | 0.4982 | 184 | -1 |  |  | 0 |  | 16 | 11 | 2202.4432 | 2203.9488 | 11 | Wet Ponds | 52 | 30% | 55% | 4.0388 | 0.4676
15 | 10 | 1.5113 | 53 | 15 | 10 | RAN | 3.1106 | 0.149 | 79.531 | 3.819 | 0.475 | 0.498 | 1.478 | 0.074 | 37.795 | 1.902 | 1.5113 | 1.478 | 0.074 | 2.2337 | 0.11183 | 0.475 | 0.49811 | 184 | -1 |  |  | 0 |  | 16 | 11 | 2202.4432 | 2203.9488 | 11 | Wet Ponds | 53 | 30% | 55% | 0.6701 | 0.061509
15 | 11 | 0.99978 | 54 | 15 | 11 | FOR | 1.9081 | 0.089 | 205.535 | 9.639 | 0.48 | 0.502 | 0.916 | 0.045 | 98.719 | 4.842 | 0.99978 | 0.916 | 0.045 | 0.9158 | 0.04499 | 0.48 | 0.50234 | 184 | -1 |  |  | 0 |  | 16 | 11 | 2202.4432 | 2203.9488 | 11 | Wet Ponds | 54 | 30% | 55% | 0.27474 | 0.024745
15 | 12 | 3.2153 | 55 | 15 | 12 | WAT | 0.52271 | 0.019 | 21.169 | 0.761 | 0.475 | 0.496 | 0.248 | 0.009 | 10.049 | 0.378 | 3.2153 | 0.248 | 0.009 | 0.79738 | 0.028937 | 0.475 | 0.49632 | 184 | -1 |  |  | 0 |  | 16 | 11 | 2202.4432 | 2203.9488 | 11 | Wet Ponds | 55 | 30% | 55% | 0.23922 | 0.015916
15 | 13 | 4.8253 | 56 | 15 | 13 | WET | 5.949 | 0.459 | 2341.804 | 180.724 | 0.473 | 0.503 | 2.811 | 0.231 | 1106.548 | 90.851 | 4.8253 | 2.811 | 0.231 | 13.5639 | 1.1146 | 0.473 | 0.50271 | 184 | -1 |  |  | 0 |  | 16 | 11 | 2202.4432 | 2203.9488 | 11 | Wet Ponds | 56 | 30% | 55% | 4.0692 | 0.61305
17 | 2 | 74.816 | 68 | 17 | 2 | MDR | 6.4584 | 0.305 | 670.572 | 31.619 | 0.194 | 0.242 | 1.253 | 0.074 | 130.107 | 7.661 | 74.816 | 0.671 | 0.037 | 50.2015 | 2.7682 | 0.104 | 0.12061 | 184 | -1 |  |  | 0 |  | 16 | 11 | 2202.4432 | 2203.9488 | 11 | Wet Ponds | 68 | 30% | 55% | 15.0605 | 1.5225
17 | 3 | 325.5598 | 69 | 17 | 3 | HDR | 14.8198 | 1.118 | 5539.566 | 417.79 | 0.194 | 0.252 | 2.875 | 0.282 | 1074.504 | 105.449 | 325.5598 | 1.538 | 0.142 | 500.711 | 46.2295 | 0.104 | 0.12671 | 184 | -1 |  |  | 0 |  | 16 | 11 | 2202.4432 | 2203.9488 | 11 | Wet Ponds | 69 | 30% | 55% | 150.2133 | 25.4262
17 | 4 | 14.5927 | 70 | 17 | 4 | IND | 10.6803 | 0.917 | 6923.519 | 594.527 | 0.185 | 0.241 | 1.98 | 0.221 | 1283.288 | 143.117 | 14.5927 | 1.044 | 0.109 | 15.2348 | 1.5906 | 0.098 | 0.11912 | 184 | -1 |  |  | 0 |  | 16 | 11 | 2202.4432 | 2203.9488 | 11 | Wet Ponds | 70 | 30% | 55% | 4.5704 | 0.87483
17 | 6 | 8.0442 | 71 | 17 | 6 | OPE | 2.8755 | 0.115 | 23.115 | 0.928 | 0.203 | 0.256 | 0.584 | 0.03 | 4.696 | 0.237 | 8.0442 | 0.317 | 0.015 | 2.55 | 0.12066 | 0.11 | 0.12933 | 184 | -1 |  |  | 0 |  | 16 | 11 | 2202.4432 | 2203.9488 | 11 | Wet Ponds | 71 | 30% | 55% | 0.765 | 0.066365
17 | 12 | 79.7876 | 76 | 17 | 12 | WAT | 0.13258 | 0.003 | 20.157 | 0.442 | 0.233 | 0.3 | 0.031 | 0.001 | 4.695 | 0.133 | 79.7876 | 0.017 | 0 | 1.3564 | 0 | 0.131 | 0.15787 | 184 | -1 |  |  | 0 |  | 16 | 11 | 2202.4432 | 2203.9488 | 11 | Wet Ponds | 76 | 30% | 55% | 0.40692 | 0
17 | 13 | 22.1984 | 77 | 17 | 13 | WET | 10.0743 | 0.59 | 936.934 | 54.834 | 0.188 | 0.244 | 1.894 | 0.144 | 176.189 | 13.388 | 22.1984 | 1.003 | 0.072 | 22.265 | 1.5983 | 0.1 | 0.1213 | 184 | -1 |  |  | 0 |  | 16 | 11 | 2202.4432 | 2203.9488 | 11 | Wet Ponds | 77 | 30% | 55% | 6.6795 | 0.87906
18 | 1 | 2.2679 | 78 | 18 | 1 | LDR | 3.1522 | 0.144 | 1003.387 | 45.864 | 0.584 | 0.53 | 1.84 | 0.076 | 585.797 | 24.293 | 2.2679 | 1.648 | 0.07 | 3.7375 | 0.15875 | 0.523 | 0.4827 | 184 | -1 |  |  | 0 |  | 16 | 11 | 2202.4432 | 2203.9488 | 11 | Wet Ponds | 78 | 30% | 55% | 1.1212 | 0.087313
18 | 2 | 55.5958 | 79 | 18 | 2 | MDR | 6.3655 | 0.317 | 3149.375 | 157.071 | 0.582 | 0.527 | 3.702 | 0.167 | 1831.62 | 82.709 | 55.5958 | 3.314 | 0.152 | 184.2444 | 8.4506 | 0.521 | 0.47954 | 184 | -1 |  |  | 0 |  | 16 | 11 | 2202.4432 | 2203.9488 | 11 | Wet Ponds | 79 | 30% | 55% | 55.2733 | 4.6478
18 | 3 | 132.0324 | 80 | 18 | 3 | HDR | 14.5839 | 1.158 | 2978.273 | 236.441 | 0.582 | 0.53 | 8.481 | 0.614 | 1731.992 | 125.426 | 132.0324 | 7.592 | 0.56 | 1002.3901 | 73.9382 | 0.521 | 0.4834 | 184 | -1 |  |  | 0 |  | 16 | 11 | 2202.4432 | 2203.9488 | 11 | Wet Ponds | 80 | 30% | 55% | 300.717 | 40.666
18 | 4 | 0.53265 | 81 | 18 | 4 | IND | 10.5583 | 0.959 | 3587.63 | 325.963 | 0.571 | 0.521 | 6.027 | 0.499 | 2047.853 | 169.712 | 0.53265 | 5.379 | 0.454 | 2.8651 | 0.24182 | 0.509 | 0.47343 | 184 | -1 |  |  | 0 |  | 16 | 11 | 2202.4432 | 2203.9488 | 11 | Wet Ponds | 81 | 30% | 55% | 0.85954 | 0.133
18 | 6 | 12.1573 | 82 | 18 | 6 | OPE | 2.7936 | 0.118 | 46.415 | 1.956 | 0.592 | 0.54 | 1.655 | 0.064 | 27.497 | 1.055 | 12.1573 | 1.486 | 0.058 | 18.0657 | 0.70512 | 0.532 | 0.49285 | 184 | -1 |  |  | 0 |  | 16 | 11 | 2202.4432 | 2203.9488 | 11 | Wet Ponds | 82 | 30% | 55% | 5.4197 | 0.38782
18 | 10 | 6.0298 | 85 | 18 | 10 | RAN | 2.2483 | 0.088 | 18.342 | 0.719 | 0.599 | 0.547 | 1.347 | 0.048 | 10.99 | 0.393 | 6.0298 | 1.211 | 0.044 | 7.3021 | 0.26531 | 0.539 | 0.50025 | 184 | -1 |  |  | 0 |  | 16 | 11 | 2202.4432 | 2203.9488 | 11 | Wet Ponds | 85 | 30% | 55% | 2.1906 | 0.14592
18 | 11 | 2.4199 | 86 | 18 | 11 | FOR | 1.2162 | 0.046 | 93.332 | 3.532 | 0.602 | 0.553 | 0.732 | 0.025 | 56.155 | 1.953 | 2.4199 | 0.658 | 0.023 | 1.5923 | 0.055658 | 0.541 | 0.50633 | 184 | -1 |  |  | 0 |  | 16 | 11 | 2202.4432 | 2203.9488 | 11 | Wet Ponds | 86 | 30% | 55% | 0.47769 | 0.030612
18 | 12 | 7.582 | 87 | 18 | 12 | WAT | 0.17137 | 0.004 | 5.832 | 0.136 | 0.613 | 0.558 | 0.105 | 0.002 | 3.575 | 0.076 | 7.582 | 0.095 | 0.002 | 0.72029 | 0.015164 | 0.554 | 0.51224 | 184 | -1 |  |  | 0 |  | 16 | 11 | 2202.4432 | 2203.9488 | 11 | Wet Ponds | 87 | 30% | 55% | 0.21609 | 0.0083402
18 | 13 | 41.6783 | 88 | 18 | 13 | WET | 6.3299 | 0.467 | 3029.459 | 223.738 | 0.591 | 0.549 | 3.74 | 0.256 | 1789.776 | 122.728 | 41.6783 | 3.357 | 0.235 | 139.914 | 9.7944 | 0.53 | 0.50183 | 184 | -1 |  |  | 0 |  | 16 | 11 | 2202.4432 | 2203.9488 | 11 | Wet Ponds | 88 | 30% | 55% | 41.9742 | 5.3869
20 | 1 | 1.3352 | 89 | 20 | 1 | LDR | 3.0927 | 0.134 | 164.16 | 7.139 | 0.263 | 0.31 | 0.812 | 0.042 | 43.096 | 2.212 | 1.3352 | 0.728 | 0.038 | 0.97204 | 0.050738 | 0.235 | 0.28311 | 184 | -1 |  |  | 0 |  | 16 | 11 | 2202.4432 | 2203.9488 | 11 | Wet Ponds | 89 | 30% | 55% | 0.29161 | 0.027906
20 | 2 | 202.6415 | 90 | 20 | 2 | MDR | 6.2353 | 0.295 | 1827.302 | 86.532 | 0.261 | 0.306 | 1.626 | 0.09 | 476.632 | 26.453 | 202.6415 | 1.457 | 0.082 | 295.2486 | 16.6166 | 0.234 | 0.27918 | 184 | -1 |  |  | 0 |  | 16 | 11 | 2202.4432 | 2203.9488 | 11 | Wet Ponds | 90 | 30% | 55% | 88.5746 | 9.1391
20 | 3 | 153.0274 | 91 | 20 | 3 | HDR | 14.2981 | 1.08 | 2836.849 | 214.305 | 0.261 | 0.323 | 3.729 | 0.349 | 739.833 | 69.25 | 153.0274 | 3.341 | 0.319 | 511.2647 | 48.8158 | 0.234 | 0.29532 | 184 | -1 |  |  | 0 |  | 16 | 11 | 2202.4432 | 2203.9488 | 11 | Wet Ponds | 91 | 30% | 55% | 153.3794 | 26.8487
20 | 4 | 97.7632 | 92 | 20 | 4 | IND | 10.2361 | 0.882 | 2104.039 | 181.35 | 0.253 | 0.305 | 2.587 | 0.269 | 531.76 | 55.308 | 97.7632 | 2.313 | 0.246 | 226.1263 | 24.0497 | 0.226 | 0.27837 | 184 | -1 |  |  | 0 |  | 16 | 11 | 2202.4432 | 2203.9488 | 11 | Wet Ponds | 92 | 30% | 55% | 67.8379 | 13.2274
20 | 6 | 29.4182 | 93 | 20 | 6 | OPE | 2.7965 | 0.113 | 137.405 | 5.559 | 0.27 | 0.326 | 0.755 | 0.037 | 37.074 | 1.812 | 29.4182 | 0.677 | 0.034 | 19.9162 | 1.0002 | 0.242 | 0.29816 | 184 | -1 |  |  | 0 |  | 16 | 11 | 2202.4432 | 2203.9488 | 11 | Wet Ponds | 93 | 30% | 55% | 5.9748 | 0.55012
20 | 8 | 0.25194 | 95 | 20 | 8 | AGR | 6.6475 | 0.326 | 224.943 | 11.038 | 0.279 | 0.352 | 1.857 | 0.115 | 62.825 | 3.889 | 0.25194 | 1.669 | 0.105 | 0.42048 | 0.026453 | 0.251 | 0.32247 | 184 | -1 |  |  | 0 |  | 16 | 11 | 2202.4432 | 2203.9488 | 11 | Wet Ponds | 95 | 30% | 55% | 0.12614 | 0.014549
20 | 11 | 5.1915 | 97 | 20 | 11 | FOR | 1.2281 | 0.043 | 62.365 | 2.199 | 0.289 | 0.392 | 0.355 | 0.017 | 18.012 | 0.863 | 5.1915 | 0.319 | 0.016 | 1.6561 | 0.083064 | 0.26 | 0.35973 | 184 | -1 |  |  | 0 |  | 16 | 11 | 2202.4432 | 2203.9488 | 11 | Wet Ponds | 97 | 30% | 55% | 0.49683 | 0.045685
20 | 12 | 23.3989 | 98 | 20 | 12 | WAT | 0.16087 | 0.003 | 7.65 | 0.163 | 0.298 | 0.384 | 0.048 | 0.001 | 2.283 | 0.063 | 23.3989 | 0.043 | 0.001 | 1.0062 | 0.023399 | 0.27 | 0.35322 | 184 | -1 |  |  | 0 |  | 16 | 11 | 2202.4432 | 2203.9488 | 11 | Wet Ponds | 98 | 30% | 55% | 0.30185 | 0.012869
20 | 13 | 210.2854 | 99 | 20 | 13 | WET | 4.0215 | 0.221 | 1471.384 | 80.96 | 0.274 | 0.404 | 1.102 | 0.089 | 403.085 | 32.694 | 210.2854 | 0.992 | 0.082 | 208.6032 | 17.2434 | 0.247 | 0.3713 | 184 | -1 |  |  | 0 |  | 16 | 11 | 2202.4432 | 2203.9488 | 11 | Wet Ponds | 99 | 30% | 55% | 62.5809 | 9.4839
23 | 2 | 213.0476 | 121 | 23 | 2 | MDR | 7.0851 | 0.345 | 2693.279 | 131.118 | 0.895 | 0.911 | 6.34 | 0.314 | 2410.131 | 119.396 | 213.0476 | 6.34 | 0.314 | 1350.7221 | 66.897 | 0.895 | 0.9106 | 184 | -1 |  |  | 0 |  | 16 | 11 | 2202.4432 | 2203.9488 | 11 | Wet Ponds | 121 | 30% | 55% | 405.2166 | 36.7933
23 | 3 | 210.9378 | 122 | 23 | 3 | HDR | 15.1365 | 1.11 | 4936.678 | 361.861 | 0.895 | 0.911 | 13.544 | 1.011 | 4417.226 | 329.591 | 210.9378 | 13.544 | 1.011 | 2856.9413 | 213.2581 | 0.895 | 0.91082 | 184 | -1 |  |  | 0 |  | 16 | 11 | 2202.4432 | 2203.9488 | 11 | Wet Ponds | 122 | 30% | 55% | 857.0824 | 117.292
23 | 4 | 28.6309 | 123 | 23 | 4 | IND | 10.0422 | 0.85 | 5417.453 | 458.426 | 0.893 | 0.909 | 8.963 | 0.773 | 4835.422 | 416.755 | 28.6309 | 8.963 | 0.773 | 256.6184 | 22.1317 | 0.893 | 0.9091 | 184 | -1 |  |  | 0 |  | 16 | 11 | 2202.4432 | 2203.9488 | 11 | Wet Ponds | 123 | 30% | 55% | 76.9855 | 12.1724
23 | 6 | 5.7558 | 125 | 23 | 6 | OPE | 3.6976 | 0.161 | 262.851 | 11.454 | 0.896 | 0.912 | 3.313 | 0.147 | 235.546 | 10.445 | 5.7558 | 3.313 | 0.147 | 19.069 | 0.84611 | 0.896 | 0.91192 | 184 | -1 |  |  | 0 |  | 16 | 11 | 2202.4432 | 2203.9488 | 11 | Wet Ponds | 125 | 30% | 55% | 5.7207 | 0.46536
23 | 8 | 36.8556 | 126 | 23 | 8 | AGR | 8.6099 | 0.429 | 979.986 | 48.777 | 0.897 | 0.913 | 7.725 | 0.391 | 879.312 | 44.533 | 36.8556 | 7.725 | 0.391 | 284.7098 | 14.4106 | 0.897 | 0.91298 | 184 | -1 |  |  | 0 |  | 16 | 11 | 2202.4432 | 2203.9488 | 11 | Wet Ponds | 126 | 30% | 55% | 85.4129 | 7.9258
23 | 11 | 12.3546 | 128 | 23 | 11 | FOR | 1.6962 | 0.066 | 200.677 | 7.773 | 0.898 | 0.914 | 1.524 | 0.06 | 180.29 | 7.106 | 12.3546 | 1.524 | 0.06 | 18.8284 | 0.74128 | 0.898 | 0.91417 | 184 | -1 |  |  | 0 |  | 16 | 11 | 2202.4432 | 2203.9488 | 11 | Wet Ponds | 128 | 30% | 55% | 5.6485 | 0.4077
23 | 12 | 21.6399 | 129 | 23 | 12 | WAT | 0.49355 | 0.016 | 34.255 | 1.077 | 0.898 | 0.913 | 0.443 | 0.014 | 30.778 | 0.983 | 21.6399 | 0.443 | 0.014 | 9.5865 | 0.30296 | 0.898 | 0.91306 | 184 | -1 |  |  | 0 |  | 16 | 11 | 2202.4432 | 2203.9488 | 11 | Wet Ponds | 129 | 30% | 55% | 2.8759 | 0.16663
23 | 13 | 27.871 | 130 | 23 | 13 | WET | 8.0216 | 0.526 | 6987.131 | 457.734 | 0.893 | 0.91 | 7.166 | 0.478 | 6241.869 | 416.507 | 27.871 | 7.166 | 0.478 | 199.7236 | 13.3223 | 0.893 | 0.90993 | 184 | -1 |  |  | 0 |  | 16 | 11 | 2202.4432 | 2203.9488 | 11 | Wet Ponds | 130 | 30% | 55% | 59.9171 | 7.3273
15 | 2 | 0.043981 | 48 | 15 | 2 | MDR | 7.3702 | 0.422 | 5942.609 | 340.176 | 0.471 | 0.494 | 3.471 | 0.209 | 2798.745 | 168.156 | 0.043981 | 3.471 | 0.209 | 0.15266 | 0.009192 | 0.471 | 0.49432 | 185 | -1 |  |  | 0 |  | 17 | 11 | 50.458 | 50.4925 | 11 | Wet Ponds | 48 | 30% | 55% | 0.045797 | 0.0050556
15 | 6 | 0.0043705 | 51 | 15 | 6 | OPE | 4.0278 | 0.208 | 188.418 | 9.726 | 0.473 | 0.496 | 1.905 | 0.103 | 89.126 | 4.828 | 0.0043705 | 1.905 | 0.103 | 0.0083257 | 0.00045016 | 0.473 | 0.49643 | 185 | -1 |  |  | 0 |  | 17 | 11 | 50.458 | 50.4925 | 11 | Wet Ponds | 51 | 30% | 55% | 0.0024977 | 0.00024759
17 | 2 | 0.2055 | 68 | 17 | 2 | MDR | 6.4584 | 0.305 | 670.572 | 31.619 | 0.194 | 0.242 | 1.253 | 0.074 | 130.107 | 7.661 | 0.2055 | 0.671 | 0.037 | 0.13789 | 0.0076036 | 0.104 | 0.12061 | 185 | -1 |  |  | 0 |  | 17 | 11 | 50.458 | 50.4925 | 11 | Wet Ponds | 68 | 30% | 55% | 0.041368 | 0.004182
17 | 3 | 7.9921 | 69 | 17 | 3 | HDR | 14.8198 | 1.118 | 5539.566 | 417.79 | 0.194 | 0.252 | 2.875 | 0.282 | 1074.504 | 105.449 | 7.9921 | 1.538 | 0.142 | 12.2918 | 1.1349 | 0.104 | 0.12671 | 185 | -1 |  |  | 0 |  | 17 | 11 | 50.458 | 50.4925 | 11 | Wet Ponds | 69 | 30% | 55% | 3.6875 | 0.62418
18 | 2 | 0.091112 | 79 | 18 | 2 | MDR | 6.3655 | 0.317 | 3149.375 | 157.071 | 0.582 | 0.527 | 3.702 | 0.167 | 1831.62 | 82.709 | 0.091112 | 3.314 | 0.152 | 0.30194 | 0.013849 | 0.521 | 0.47954 | 185 | -1 |  |  | 0 |  | 17 | 11 | 50.458 | 50.4925 | 11 | Wet Ponds | 79 | 30% | 55% | 0.090583 | 0.0076169
18 | 13 | 0.15079 | 88 | 18 | 13 | WET | 6.3299 | 0.467 | 3029.459 | 223.738 | 0.591 | 0.549 | 3.74 | 0.256 | 1789.776 | 122.728 | 0.15079 | 3.357 | 0.235 | 0.50622 | 0.035437 | 0.53 | 0.50183 | 185 | -1 |  |  | 0 |  | 17 | 11 | 50.458 | 50.4925 | 11 | Wet Ponds | 88 | 30% | 55% | 0.15187 | 0.01949
20 | 1 | 0.052012 | 89 | 20 | 1 | LDR | 3.0927 | 0.134 | 164.16 | 7.139 | 0.263 | 0.31 | 0.812 | 0.042 | 43.096 | 2.212 | 0.052012 | 0.728 | 0.038 | 0.037864 | 0.0019764 | 0.235 | 0.28311 | 185 | -1 |  |  | 0 |  | 17 | 11 | 50.458 | 50.4925 | 11 | Wet Ponds | 89 | 30% | 55% | 0.011359 | 0.001087
20 | 2 | 10.4687 | 90 | 20 | 2 | MDR | 6.2353 | 0.295 | 1827.302 | 86.532 | 0.261 | 0.306 | 1.626 | 0.09 | 476.632 | 26.453 | 10.4687 | 1.457 | 0.082 | 15.2529 | 0.85843 | 0.234 | 0.27918 | 185 | -1 |  |  | 0 |  | 17 | 11 | 50.458 | 50.4925 | 11 | Wet Ponds | 90 | 30% | 55% | 4.5759 | 0.47214
20 | 3 | 26.409 | 91 | 20 | 3 | HDR | 14.2981 | 1.08 | 2836.849 | 214.305 | 0.261 | 0.323 | 3.729 | 0.349 | 739.833 | 69.25 | 26.409 | 3.341 | 0.319 | 88.2323 | 8.4245 | 0.234 | 0.29532 | 185 | -1 |  |  | 0 |  | 17 | 11 | 50.458 | 50.4925 | 11 | Wet Ponds | 91 | 30% | 55% | 26.4697 | 4.6335
20 | 4 | 1.401 | 92 | 20 | 4 | IND | 10.2361 | 0.882 | 2104.039 | 181.35 | 0.253 | 0.305 | 2.587 | 0.269 | 531.76 | 55.308 | 1.401 | 2.313 | 0.246 | 3.2405 | 0.34464 | 0.226 | 0.27837 | 185 | -1 |  |  | 0 |  | 17 | 11 | 50.458 | 50.4925 | 11 | Wet Ponds | 92 | 30% | 55% | 0.97215 | 0.18955
20 | 6 | 0.12424 | 93 | 20 | 6 | OPE | 2.7965 | 0.113 | 137.405 | 5.559 | 0.27 | 0.326 | 0.755 | 0.037 | 37.074 | 1.812 | 0.12424 | 0.677 | 0.034 | 0.084111 | 0.0042242 | 0.242 | 0.29816 | 185 | -1 |  |  | 0 |  | 17 | 11 | 50.458 | 50.4925 | 11 | Wet Ponds | 93 | 30% | 55% | 0.025233 | 0.0023233
20 | 8 | 0.071355 | 95 | 20 | 8 | AGR | 6.6475 | 0.326 | 224.943 | 11.038 | 0.279 | 0.352 | 1.857 | 0.115 | 62.825 | 3.889 | 0.071355 | 1.669 | 0.105 | 0.11909 | 0.0074923 | 0.251 | 0.32247 | 185 | -1 |  |  | 0 |  | 17 | 11 | 50.458 | 50.4925 | 11 | Wet Ponds | 95 | 30% | 55% | 0.035727 | 0.0041207
20 | 11 | 0.27587 | 97 | 20 | 11 | FOR | 1.2281 | 0.043 | 62.365 | 2.199 | 0.289 | 0.392 | 0.355 | 0.017 | 18.012 | 0.863 | 0.27587 | 0.319 | 0.016 | 0.088002 | 0.0044139 | 0.26 | 0.35973 | 185 | -1 |  |  | 0 |  | 17 | 11 | 50.458 | 50.4925 | 11 | Wet Ponds | 97 | 30% | 55% | 0.026401 | 0.0024277
20 | 12 | 0.51852 | 98 | 20 | 12 | WAT | 0.16087 | 0.003 | 7.65 | 0.163 | 0.298 | 0.384 | 0.048 | 0.001 | 2.283 | 0.063 | 0.51852 | 0.043 | 0.001 | 0.022296 | 0.00051852 | 0.27 | 0.35322 | 185 | -1 |  |  | 0 |  | 17 | 11 | 50.458 | 50.4925 | 11 | Wet Ponds | 98 | 30% | 55% | 0.0066889 | 0.00028518
20 | 13 | 0.8897 | 99 | 20 | 13 | WET | 4.0215 | 0.221 | 1471.384 | 80.96 | 0.274 | 0.404 | 1.102 | 0.089 | 403.085 | 32.694 | 0.8897 | 0.992 | 0.082 | 0.88259 | 0.072956 | 0.247 | 0.3713 | 185 | -1 |  |  | 0 |  | 17 | 11 | 50.458 | 50.4925 | 11 | Wet Ponds | 99 | 30% | 55% | 0.26478 | 0.040126
23 | 2 | 0.045524 | 121 | 23 | 2 | MDR | 7.0851 | 0.345 | 2693.279 | 131.118 | 0.895 | 0.911 | 6.34 | 0.314 | 2410.131 | 119.396 | 0.045524 | 6.34 | 0.314 | 0.28862 | 0.014294 | 0.895 | 0.9106 | 185 | -1 |  |  | 0 |  | 17 | 11 | 50.458 | 50.4925 | 11 | Wet Ponds | 121 | 30% | 55% | 0.086586 | 0.007862
23 | 4 | 1.6372 | 123 | 23 | 4 | IND | 10.0422 | 0.85 | 5417.453 | 458.426 | 0.893 | 0.909 | 8.963 | 0.773 | 4835.422 | 416.755 | 1.6372 | 8.963 | 0.773 | 14.6746 | 1.2656 | 0.893 | 0.9091 | 185 | -1 |  |  | 0 |  | 17 | 11 | 50.458 | 50.4925 | 11 | Wet Ponds | 123 | 30% | 55% | 4.4024 | 0.69608
23 | 6 | 0.042123 | 125 | 23 | 6 | OPE | 3.6976 | 0.161 | 262.851 | 11.454 | 0.896 | 0.912 | 3.313 | 0.147 | 235.546 | 10.445 | 0.042123 | 3.313 | 0.147 | 0.13955 | 0.006192 | 0.896 | 0.91192 | 185 | -1 |  |  | 0 |  | 17 | 11 | 50.458 | 50.4925 | 11 | Wet Ponds | 125 | 30% | 55% | 0.041866 | 0.0034056
23 | 13 | 0.069416 | 130 | 23 | 13 | WET | 8.0216 | 0.526 | 6987.131 | 457.734 | 0.893 | 0.91 | 7.166 | 0.478 | 6241.869 | 416.507 | 0.069416 | 7.166 | 0.478 | 0.49743 | 0.033181 | 0.893 | 0.90993 | 185 | -1 |  |  | 0 |  | 17 | 11 | 50.458 | 50.4925 | 11 | Wet Ponds | 130 | 30% | 55% | 0.14923 | 0.018249
25 | 1 | 36.769 | 142 | 25 | 1 | LDR | 3.9545 | 0.344 | 1128.698 | 98.244 | 0.57 | 0.484 | 2.254 | 0.166 | 643.339 | 47.513 | 36.769 | 2.254 | 0.166 | 82.8774 | 6.1037 | 0.57 | 0.48362 | 193 | -1 |  |  | 0 |  | 25 | 11 | 656.1527 | 656.4744 | 11 | Wet Ponds | 142 | 30% | 55% | 24.8632 | 3.357
25 | 2 | 312.352 | 143 | 25 | 2 | MDR | 7.5947 | 0.683 | 4904.55 | 441.294 | 0.568 | 0.482 | 4.316 | 0.329 | 2787.239 | 212.506 | 312.352 | 4.316 | 0.329 | 1348.1112 | 102.7638 | 0.568 | 0.48155 | 193 | -1 |  |  | 0 |  | 25 | 11 | 656.1527 | 656.4744 | 11 | Wet Ponds | 143 | 30% | 55% | 404.4334 | 56.5201
25 | 3 | 0.4591 | 144 | 25 | 3 | HDR | 16.4429 | 1.856 | 5216.46 | 588.853 | 0.568 | 0.484 | 9.341 | 0.899 | 2963.468 | 285.237 | 0.4591 | 9.341 | 0.899 | 4.2885 | 0.41273 | 0.568 | 0.48439 | 193 | -1 |  |  | 0 |  | 25 | 11 | 656.1527 | 656.4744 | 11 | Wet Ponds | 144 | 30% | 55% | 1.2865 | 0.227
25 | 4 | 15.5472 | 145 | 25 | 4 | IND | 11.7335 | 1.455 | 10291.696 | 1276.442 | 0.56 | 0.476 | 6.567 | 0.692 | 5759.832 | 606.958 | 15.5472 | 6.567 | 0.692 | 102.0985 | 10.7587 | 0.56 | 0.47551 | 193 | -1 |  |  | 0 |  | 25 | 11 | 656.1527 | 656.4744 | 11 | Wet Ponds | 145 | 30% | 55% | 30.6296 | 5.9173
25 | 6 | 3.4397 | 146 | 25 | 6 | OPE | 3.6205 | 0.302 | 81.319 | 6.781 | 0.574 | 0.489 | 2.08 | 0.148 | 46.71 | 3.314 | 3.4397 | 2.08 | 0.148 | 7.1546 | 0.50908 | 0.574 | 0.48869 | 193 | -1 |  |  | 0 |  | 25 | 11 | 656.1527 | 656.4744 | 11 | Wet Ponds | 146 | 30% | 55% | 2.1464 | 0.27999
25 | 11 | 6.1451 | 151 | 25 | 11 | FOR | 1.491 | 0.111 | 312.638 | 23.357 | 0.588 | 0.506 | 0.876 | 0.056 | 183.74 | 11.824 | 6.1451 | 0.876 | 0.056 | 5.3832 | 0.34413 | 0.588 | 0.50621 | 193 | -1 |  |  | 0 |  | 25 | 11 | 656.1527 | 656.4744 | 11 | Wet Ponds | 151 | 30% | 55% | 1.6149 | 0.18927
25 | 12 | 4.7154 | 152 | 25 | 12 | WAT | 0.34466 | 0.021 | 36.473 | 2.263 | 0.581 | 0.494 | 0.2 | 0.011 | 21.175 | 1.117 | 4.7154 | 0.2 | 0.011 | 0.94308 | 0.051869 | 0.581 | 0.4938 | 193 | -1 |  |  | 0 |  | 25 | 11 | 656.1527 | 656.4744 | 11 | Wet Ponds | 152 | 30% | 55% | 0.28292 | 0.028528
25 | 13 | 32.0119 | 153 | 25 | 13 | WET | 7.8742 | 0.753 | 6518.99 | 623.534 | 0.566 | 0.486 | 4.457 | 0.366 | 3690.224 | 302.997 | 32.0119 | 4.457 | 0.366 | 142.677 | 11.7164 | 0.566 | 0.48594 | 193 | -1 |  |  | 0 |  | 25 | 11 | 656.1527 | 656.4744 | 11 | Wet Ponds | 153 | 30% | 55% | 42.8031 | 6.444
36 | 2 | 2.6807 | 227 | 36 | 2 | MDR | 8.7765 | 0.837 | 280.229 | 26.71 | 0.663 | 0.615 | 5.822 | 0.515 | 185.888 | 16.433 | 2.6807 | 5.822 | 0.515 | 15.6068 | 1.3805 | 0.663 | 0.61524 | 193 | -1 |  |  | 0 |  | 25 | 11 | 656.1527 | 656.4744 | 11 | Wet Ponds | 227 | 30% | 55% | 4.682 | 0.7593
36 | 13 | 0.44723 | 237 | 36 | 13 | WET | 2.5089 | 0.197 | 2607.78 | 205.211 | 0.69 | 0.646 | 1.731 | 0.127 | 1798.721 | 132.5 | 0.44723 | 1.731 | 0.127 | 0.77415 | 0.056798 | 0.69 | 0.64567 | 193 | -1 |  |  | 0 |  | 25 | 11 | 656.1527 | 656.4744 | 11 | Wet Ponds | 237 | 30% | 55% | 0.23224 | 0.031239
37 | 2 | 22.318 | 239 | 37 | 2 | MDR | 9.6056 | 0.896 | 2073.2 | 193.451 | 0.81 | 0.778 | 7.782 | 0.697 | 1679.53 | 150.524 | 22.318 | 7.782 | 0.697 | 173.6784 | 15.5556 | 0.81 | 0.7781 | 193 | -1 |  |  | 0 |  | 25 | 11 | 656.1527 | 656.4744 | 11 | Wet Ponds | 239 | 30% | 55% | 52.1035 | 8.5556
38 | 1 | 1.5172 | 247 | 38 | 1 | LDR | 4.4646 | 0.394 | 219.902 | 19.412 | 0.753 | 0.733 | 3.362 | 0.289 | 165.572 | 14.232 | 1.5172 | 3.362 | 0.289 | 5.1007 | 0.43846 | 0.753 | 0.73313 | 193 | -1 |  |  | 0 |  | 25 | 11 | 656.1527 | 656.4744 | 11 | Wet Ponds | 247 | 30% | 55% | 1.5302 | 0.24115
38 | 2 | 20.9378 | 248 | 38 | 2 | MDR | 8.5662 | 0.781 | 5390.011 | 491.366 | 0.752 | 0.731 | 6.439 | 0.571 | 4051.586 | 359.418 | 20.9378 | 6.439 | 0.571 | 134.8185 | 11.9555 | 0.752 | 0.73147 | 193 | -1 |  |  | 0 |  | 25 | 11 | 656.1527 | 656.4744 | 11 | Wet Ponds | 248 | 30% | 55% | 40.4456 | 6.5755
38 | 4 | 4.5226 | 250 | 38 | 4 | IND | 13.0332 | 1.643 | 2693.398 | 339.537 | 0.746 | 0.728 | 9.718 | 1.196 | 2008.316 | 247.156 | 4.5226 | 9.718 | 1.196 | 43.951 | 5.4091 | 0.746 | 0.72792 | 193 | -1 |  |  | 0 |  | 25 | 11 | 656.1527 | 656.4744 | 11 | Wet Ponds | 250 | 30% | 55% | 13.1853 | 2.975
38 | 9 | 2.5204 | 254 | 38 | 9 | AGT | 5.3381 | 0.48 | 328.365 | 29.544 | 0.766 | 0.75 | 4.09 | 0.36 | 251.603 | 22.171 | 2.5204 | 4.09 | 0.36 | 10.3083 | 0.90733 | 0.766 | 0.75046 | 193 | -1 |  |  | 0 |  | 25 | 11 | 656.1527 | 656.4744 | 11 | Wet Ponds | 254 | 30% | 55% | 3.0925 | 0.49903
38 | 10 | 0.15828 | 255 | 38 | 10 | RAN | 2.8596 | 0.226 | 157.374 | 12.414 | 0.763 | 0.746 | 2.182 | 0.168 | 120.107 | 9.267 | 0.15828 | 2.182 | 0.168 | 0.34536 | 0.026591 | 0.763 | 0.74645 | 193 | -1 |  |  | 0 |  | 25 | 11 | 656.1527 | 656.4744 | 11 | Wet Ponds | 255 | 30% | 55% | 0.10361 | 0.014625
38 | 11 | 0.0072079 | 256 | 38 | 11 | FOR | 1.6256 | 0.124 | 281.493 | 21.55 | 0.772 | 0.759 | 1.255 | 0.094 | 217.292 | 16.357 | 0.0072079 | 1.255 | 0.094 | 0.009046 | 0.00067755 | 0.772 | 0.759 | 193 | -1 |  |  | 0 |  | 25 | 11 | 656.1527 | 656.4744 | 11 | Wet Ponds | 256 | 30% | 55% | 0.0027138 | 0.00037265
38 | 13 | 2.9569 | 258 | 38 | 13 | WET | 6.7199 | 0.666 | 2399.981 | 237.942 | 0.759 | 0.75 | 5.104 | 0.5 | 1822.705 | 178.541 | 2.9569 | 5.104 | 0.5 | 15.0918 | 1.4784 | 0.759 | 0.75035 | 193 | -1 |  |  | 0 |  | 25 | 11 | 656.1527 | 656.4744 | 11 | Wet Ponds | 258 | 30% | 55% | 4.5276 | 0.81314
39 | 1 | 7.2413 | 259 | 39 | 1 | LDR | 2.8996 | 0.259 | 1035.599 | 92.373 | 1.075 | 1.082 | 3.118 | 0.28 | 1113.717 | 99.953 | 7.2413 | 2.887 | 0.254 | 20.9056 | 1.8393 | 0.996 | 0.98369 | 193 | -1 |  |  | 0 |  | 25 | 11 | 656.1527 | 656.4744 | 11 | Wet Ponds | 259 | 30% | 55% | 6.2717 | 1.0116
39 | 2 | 23.6655 | 260 | 39 | 2 | MDR | 5.5159 | 0.507 | 1488.242 | 136.786 | 1.075 | 1.082 | 5.931 | 0.548 | 1600.239 | 147.975 | 23.6655 | 5.492 | 0.499 | 129.9708 | 11.8091 | 0.996 | 0.98346 | 193 | -1 |  |  | 0 |  | 25 | 11 | 656.1527 | 656.4744 | 11 | Wet Ponds | 260 | 30% | 55% | 38.9912 | 6.495
39 | 3 | 39.6605 | 261 | 39 | 3 | HDR | 11.5112 | 1.269 | 2174.863 | 239.794 | 1.075 | 1.082 | 12.376 | 1.373 | 2338.17 | 259.4 | 39.6605 | 11.459 | 1.248 | 454.4696 | 49.4963 | 0.995 | 0.98342 | 193 | -1 |  |  | 0 |  | 25 | 11 | 656.1527 | 656.4744 | 11 | Wet Ponds | 261 | 30% | 55% | 136.3409 | 27.223
39 | 4 | 28.5172 | 262 | 39 | 4 | IND | 9.1209 | 1.105 | 1283.176 | 155.409 | 1.075 | 1.081 | 9.803 | 1.194 | 1379.191 | 167.989 | 28.5172 | 9.077 | 1.086 | 258.851 | 30.9697 | 0.995 | 0.98268 | 193 | -1 |  |  | 0 |  | 25 | 11 | 656.1527 | 656.4744 | 11 | Wet Ponds | 262 | 30% | 55% | 77.6553 | 17.0334
39 | 6 | 31.2566 | 263 | 39 | 6 | OPE | 2.572 | 0.219 | 217.338 | 18.482 | 1.075 | 1.082 | 2.764 | 0.237 | 233.592 | 20.002 | 31.2566 | 2.56 | 0.215 | 80.0169 | 6.7202 | 0.995 | 0.98384 | 193 | -1 |  |  | 0 |  | 25 | 11 | 656.1527 | 656.4744 | 11 | Wet Ponds | 263 | 30% | 55% | 24.0051 | 3.6961
39 | 8 | 1.1375 | 265 | 39 | 8 | AGR | 5.0969 | 0.451 | 1321.577 | 117.033 | 1.075 | 1.083 | 5.477 | 0.489 | 1420.241 | 126.723 | 1.1375 | 5.072 | 0.444 | 5.7695 | 0.50506 | 0.995 | 0.98436 | 193 | -1 |  |  | 0 |  | 25 | 11 | 656.1527 | 656.4744 | 11 | Wet Ponds | 265 | 30% | 55% | 1.7308 | 0.27778
39 | 10 | 15.2832 | 267 | 39 | 10 | RAN | 1.5738 | 0.121 | 122.792 | 9.427 | 1.074 | 1.083 | 1.69 | 0.131 | 131.882 | 10.206 | 15.2832 | 1.565 | 0.119 | 23.9182 | 1.8187 | 0.994 | 0.98421 | 193 | -1 |  |  | 0 |  | 25 | 11 | 656.1527 | 656.4744 | 11 | Wet Ponds | 267 | 30% | 55% | 7.1755 | 1.0003
39 | 11 | 5.7269 | 268 | 39 | 11 | FOR | 0.99237 | 0.07 | 385.77 | 27.224 | 1.075 | 1.083 | 1.067 | 0.076 | 414.895 | 29.493 | 5.7269 | 0.988 | 0.069 | 5.6582 | 0.39516 | 0.996 | 0.98485 | 193 | -1 |  |  | 0 |  | 25 | 11 | 656.1527 | 656.4744 | 11 | Wet Ponds | 268 | 30% | 55% | 1.6974 | 0.21734
39 | 12 | 11.5409 | 269 | 39 | 12 | WAT | 0.27851 | 0.019 | 88.781 | 6.052 | 1.081 | 1.084 | 0.301 | 0.021 | 95.936 | 6.562 | 11.5409 | 0.279 | 0.019 | 3.2199 | 0.21928 | 1.001 | 0.98565 | 193 | -1 |  |  | 0 |  | 25 | 11 | 656.1527 | 656.4744 | 11 | Wet Ponds | 269 | 30% | 55% | 0.96597 | 0.1206
39 | 13 | 19.991 | 270 | 39 | 13 | WET | 2.4147 | 0.224 | 8471.903 | 784.954 | 1.082 | 1.085 | 2.613 | 0.243 | 9167.141 | 851.506 | 19.991 | 2.419 | 0.221 | 48.3581 | 4.418 | 1.002 | 0.98617 | 193 | -1 |  |  | 0 |  | 25 | 11 | 656.1527 | 656.4744 | 11 | Wet Ponds | 270 | 30% | 55% | 14.5074 | 2.4299
40 | 8 | 0.99908 | 277 | 40 | 8 | AGR | 16.9565 | 0.888 | 2599.449 | 136.17 | 0.878 | 0.886 | 14.894 | 0.787 | 2283.201 | 120.597 | 0.99908 | 14.894 | 0.787 | 14.8804 | 0.78628 | 0.878 | 0.88564 | 193 | -1 |  |  | 0 |  | 25 | 11 | 656.1527 | 656.4744 | 11 | Wet Ponds | 277 | 30% | 55% | 4.4641 | 0.43245
41 | 1 | 0.0065661 | 282 | 41 | 1 | LDR | 6.4645 | 0.301 | 7159.582 | 333.43 | 0.961 | 0.923 | 6.211 | 0.278 | 6878.392 | 307.743 | 0.0065661 | 5.446 | 0.246 | 0.035759 | 0.0016153 | 0.842 | 0.81555 | 193 | -1 |  |  | 0 |  | 25 | 11 | 656.1527 | 656.4744 | 11 | Wet Ponds | 282 | 30% | 55% | 0.010728 | 0.00088839
41 | 2 | 0.37592 | 283 | 41 | 2 | MDR | 11.9201 | 0.582 | 23513.664 | 1147.493 | 0.961 | 0.923 | 11.452 | 0.537 | 22589.972 | 1059.182 | 0.37592 | 10.039 | 0.474 | 3.7739 | 0.17819 | 0.842 | 0.81527 | 193 | -1 |  |  | 0 |  | 25 | 11 | 656.1527 | 656.4744 | 11 | Wet Ponds | 283 | 30% | 55% | 1.1322 | 0.098003
41 | 3 | 0.059507 | 284 | 41 | 3 | HDR | 25.4619 | 1.917 | 15674.111 | 1180.15 | 0.961 | 0.923 | 24.461 | 1.77 | 15057.713 | 1089.811 | 0.059507 | 21.44 | 1.565 | 1.2758 | 0.093129 | 0.842 | 0.81633 | 193 | -1 |  |  | 0 |  | 25 | 11 | 656.1527 | 656.4744 | 11 | Wet Ponds | 284 | 30% | 55% | 0.38275 | 0.051221
41 | 4 | 0.031097 | 285 | 41 | 4 | IND | 15.0465 | 1.299 | 22984.638 | 1984.314 | 0.961 | 0.924 | 14.457 | 1.2 | 22084.136 | 1832.828 | 0.031097 | 12.656 | 1.059 | 0.39356 | 0.032932 | 0.841 | 0.81549 | 193 | -1 |  |  | 0 |  | 25 | 11 | 656.1527 | 656.4744 | 11 | Wet Ponds | 285 | 30% | 55% | 0.11807 | 0.018112
41 | 10 | 0.0063417 | 290 | 41 | 10 | RAN | 5.062 | 0.211 | 1204.825 | 50.143 | 0.96 | 0.922 | 4.86 | 0.194 | 1156.789 | 46.234 | 0.0063417 | 4.268 | 0.172 | 0.027066 | 0.0010908 | 0.843 | 0.81592 | 193 | -1 |  |  | 0 |  | 25 | 11 | 656.1527 | 656.4744 | 11 | Wet Ponds | 290 | 30% | 55% | 0.0081199 | 0.00059993
90 | 4 | 0.19866 | 548 | 90 | 4 | IND | 14.9374 | 1.425 | 2368.245 | 225.99 | 0.803 | 0.836 | 11.993 | 1.191 | 1901.418 | 188.888 | 0.19866 | 5.645 | 0.592 | 1.1214 | 0.11761 | 0.378 | 0.41522 | 193 | -1 |  |  | 0 |  | 25 | 11 | 656.1527 | 656.4744 | 11 | Wet Ponds | 548 | 30% | 55% | 0.33643 | 0.064683
90 | 6 | 0.26118 | 549 | 90 | 6 | OPE | 6.2286 | 0.301 | 946.924 | 45.732 | 0.804 | 0.837 | 5.007 | 0.252 | 761.157 | 38.267 | 0.26118 | 2.372 | 0.125 | 0.61951 | 0.032647 | 0.381 | 0.41716 | 193 | -1 |  |  | 0 |  | 25 | 11 | 656.1527 | 656.4744 | 11 | Wet Ponds | 549 | 30% | 55% | 0.18585 | 0.017956
25 | 1 | 5.3032 | 142 | 25 | 1 | LDR | 3.9545 | 0.344 | 1128.698 | 98.244 | 0.57 | 0.484 | 2.254 | 0.166 | 643.339 | 47.513 | 5.3032 | 2.254 | 0.166 | 11.9535 | 0.88034 | 0.57 | 0.48362 | 194 | -1 |  |  | 0 |  | 26 | 11 | 28.4107 | 28.4301 | 11 | Wet Ponds | 142 | 30% | 55% | 3.5861 | 0.48419
25 | 2 | 6.8934 | 143 | 25 | 2 | MDR | 7.5947 | 0.683 | 4904.55 | 441.294 | 0.568 | 0.482 | 4.316 | 0.329 | 2787.239 | 212.506 | 6.8934 | 4.316 | 0.329 | 29.7517 | 2.2679 | 0.568 | 0.48155 | 194 | -1 |  |  | 0 |  | 26 | 11 | 28.4107 | 28.4301 | 11 | Wet Ponds | 143 | 30% | 55% | 8.9255 | 1.2474
25 | 4 | 0.00063671 | 145 | 25 | 4 | IND | 11.7335 | 1.455 | 10291.696 | 1276.442 | 0.56 | 0.476 | 6.567 | 0.692 | 5759.832 | 606.958 | 0.00063671 | 6.567 | 0.692 | 0.0041813 | 0.00044061 | 0.56 | 0.47551 | 194 | -1 |  |  | 0 |  | 26 | 11 | 28.4107 | 28.4301 | 11 | Wet Ponds | 145 | 30% | 55% | 0.0012544 | 0.00024233
25 | 11 | 0.44992 | 151 | 25 | 11 | FOR | 1.491 | 0.111 | 312.638 | 23.357 | 0.588 | 0.506 | 0.876 | 0.056 | 183.74 | 11.824 | 0.44992 | 0.876 | 0.056 | 0.39413 | 0.025195 | 0.588 | 0.50621 | 194 | -1 |  |  | 0 |  | 26 | 11 | 28.4107 | 28.4301 | 11 | Wet Ponds | 151 | 30% | 55% | 0.11824 | 0.013857
25 | 13 | 0.0051494 | 153 | 25 | 13 | WET | 7.8742 | 0.753 | 6518.99 | 623.534 | 0.566 | 0.486 | 4.457 | 0.366 | 3690.224 | 302.997 | 0.0051494 | 4.457 | 0.366 | 0.022951 | 0.0018847 | 0.566 | 0.48594 | 194 | -1 |  |  | 0 |  | 26 | 11 | 28.4107 | 28.4301 | 11 | Wet Ponds | 153 | 30% | 55% | 0.0068853 | 0.0010366
36 | 2 | 3.6402 | 227 | 36 | 2 | MDR | 8.7765 | 0.837 | 280.229 | 26.71 | 0.663 | 0.615 | 5.822 | 0.515 | 185.888 | 16.433 | 3.6402 | 5.822 | 0.515 | 21.1935 | 1.8747 | 0.663 | 0.61524 | 194 | -1 |  |  | 0 |  | 26 | 11 | 28.4107 | 28.4301 | 11 | Wet Ponds | 227 | 30% | 55% | 6.358 | 1.0311
36 | 13 | 0.04204 | 237 | 36 | 13 | WET | 2.5089 | 0.197 | 2607.78 | 205.211 | 0.69 | 0.646 | 1.731 | 0.127 | 1798.721 | 132.5 | 0.04204 | 1.731 | 0.127 | 0.072772 | 0.0053391 | 0.69 | 0.64567 | 194 | -1 |  |  | 0 |  | 26 | 11 | 28.4107 | 28.4301 | 11 | Wet Ponds | 237 | 30% | 55% | 0.021832 | 0.0029365
37 | 2 | 4.2987 | 239 | 37 | 2 | MDR | 9.6056 | 0.896 | 2073.2 | 193.451 | 0.81 | 0.778 | 7.782 | 0.697 | 1679.53 | 150.524 | 4.2987 | 7.782 | 0.697 | 33.4525 | 2.9962 | 0.81 | 0.7781 | 194 | -1 |  |  | 0 |  | 26 | 11 | 28.4107 | 28.4301 | 11 | Wet Ponds | 239 | 30% | 55% | 10.0357 | 1.6479
38 | 2 | 3.199 | 248 | 38 | 2 | MDR | 8.5662 | 0.781 | 5390.011 | 491.366 | 0.752 | 0.731 | 6.439 | 0.571 | 4051.586 | 359.418 | 3.199 | 6.439 | 0.571 | 20.5984 | 1.8266 | 0.752 | 0.73147 | 194 | -1 |  |  | 0 |  | 26 | 11 | 28.4107 | 28.4301 | 11 | Wet Ponds | 248 | 30% | 55% | 6.1795 | 1.0046
38 | 4 | 0.5613 | 250 | 38 | 4 | IND | 13.0332 | 1.643 | 2693.398 | 339.537 | 0.746 | 0.728 | 9.718 | 1.196 | 2008.316 | 247.156 | 0.5613 | 9.718 | 1.196 | 5.4547 | 0.67131 | 0.746 | 0.72792 | 194 | -1 |  |  | 0 |  | 26 | 11 | 28.4107 | 28.4301 | 11 | Wet Ponds | 250 | 30% | 55% | 1.6364 | 0.36922
38 | 9 | 0.0030524 | 254 | 38 | 9 | AGT | 5.3381 | 0.48 | 328.365 | 29.544 | 0.766 | 0.75 | 4.09 | 0.36 | 251.603 | 22.171 | 0.0030524 | 4.09 | 0.36 | 0.012484 | 0.0010989 | 0.766 | 0.75046 | 194 | -1 |  |  | 0 |  | 26 | 11 | 28.4107 | 28.4301 | 11 | Wet Ponds | 254 | 30% | 55% | 0.0037453 | 0.00060438
38 | 13 | 0.036001 | 258 | 38 | 13 | WET | 6.7199 | 0.666 | 2399.981 | 237.942 | 0.759 | 0.75 | 5.104 | 0.5 | 1822.705 | 178.541 | 0.036001 | 5.104 | 0.5 | 0.18375 | 0.018 | 0.759 | 0.75035 | 194 | -1 |  |  | 0 |  | 26 | 11 | 28.4107 | 28.4301 | 11 | Wet Ponds | 258 | 30% | 55% | 0.055124 | 0.0099001
39 | 1 | 2.4038 | 259 | 39 | 1 | LDR | 2.8996 | 0.259 | 1035.599 | 92.373 | 1.075 | 1.082 | 3.118 | 0.28 | 1113.717 | 99.953 | 2.4038 | 2.887 | 0.254 | 6.9398 | 0.61056 | 0.996 | 0.98369 | 194 | -1 |  |  | 0 |  | 26 | 11 | 28.4107 | 28.4301 | 11 | Wet Ponds | 259 | 30% | 55% | 2.0819 | 0.33581
39 | 2 | 0.80697 | 260 | 39 | 2 | MDR | 5.5159 | 0.507 | 1488.242 | 136.786 | 1.075 | 1.082 | 5.931 | 0.548 | 1600.239 | 147.975 | 0.80697 | 5.492 | 0.499 | 4.4319 | 0.40268 | 0.996 | 0.98346 | 194 | -1 |  |  | 0 |  | 26 | 11 | 28.4107 | 28.4301 | 11 | Wet Ponds | 260 | 30% | 55% | 1.3296 | 0.22147
39 | 11 | 0.056376 | 268 | 39 | 11 | FOR | 0.99237 | 0.07 | 385.77 | 27.224 | 1.075 | 1.083 | 1.067 | 0.076 | 414.895 | 29.493 | 0.056376 | 0.988 | 0.069 | 0.055699 | 0.0038899 | 0.996 | 0.98485 | 194 | -1 |  |  | 0 |  | 26 | 11 | 28.4107 | 28.4301 | 11 | Wet Ponds | 268 | 30% | 55% | 0.01671 | 0.0021395
39 | 13 | 0.38403 | 270 | 39 | 13 | WET | 2.4147 | 0.224 | 8471.903 | 784.954 | 1.082 | 1.085 | 2.613 | 0.243 | 9167.141 | 851.506 | 0.38403 | 2.419 | 0.221 | 0.92897 | 0.084871 | 1.002 | 0.98617 | 194 | -1 |  |  | 0 |  | 26 | 11 | 28.4107 | 28.4301 | 11 | Wet Ponds | 270 | 30% | 55% | 0.27869 | 0.046679
41 | 1 | 0.00076478 | 282 | 41 | 1 | LDR | 6.4645 | 0.301 | 7159.582 | 333.43 | 0.961 | 0.923 | 6.211 | 0.278 | 6878.392 | 307.743 | 0.00076478 | 5.446 | 0.246 | 0.004165 | 0.00018814 | 0.842 | 0.81555 | 194 | -1 |  |  | 0 |  | 26 | 11 | 28.4107 | 28.4301 | 11 | Wet Ponds | 282 | 30% | 55% | 0.0012495 | 0.00010347
41 | 2 | 0.26501 | 283 | 41 | 2 | MDR | 11.9201 | 0.582 | 23513.664 | 1147.493 | 0.961 | 0.923 | 11.452 | 0.537 | 22589.972 | 1059.182 | 0.26501 | 10.039 | 0.474 | 2.6604 | 0.12561 | 0.842 | 0.81527 | 194 | -1 |  |  | 0 |  | 26 | 11 | 28.4107 | 28.4301 | 11 | Wet Ponds | 283 | 30% | 55% | 0.79812 | 0.069087
10 | 1 | 0.015648 | 10 | 10 | 1 | LDR | 4.5114 | 0.203 | 82.102 | 3.701 | 0.219 | 0.108 | 0.986 | 0.022 | 17.951 | 0.401 | 0.015648 | 0.471 | 0.011 | 0.00737 | 0.00017212 | 0.104 | 0.05464 | 197 | -1 |  |  | 0 |  | 29 | 11 | 826.5867 | 825.9307 | 11 | Wet Ponds | 10 | 30% | 55% | 0.002211 | 9.4667e-05
10 | 2 | 63.9323 | 11 | 10 | 2 | MDR | 8.9213 | 0.434 | 10274.538 | 499.47 | 0.218 | 0.108 | 1.945 | 0.047 | 2239.911 | 53.782 | 63.9323 | 0.929 | 0.024 | 59.3931 | 1.5344 | 0.104 | 0.054197 | 197 | -1 |  |  | 0 |  | 29 | 11 | 826.5867 | 825.9307 | 11 | Wet Ponds | 11 | 30% | 55% | 17.8179 | 0.84391
10 | 3 | 40.2264 | 12 | 10 | 3 | HDR | 20.4816 | 1.592 | 2308.35 | 179.368 | 0.218 | 0.11 | 4.463 | 0.176 | 503.021 | 19.791 | 40.2264 | 2.131 | 0.089 | 85.7225 | 3.5802 | 0.104 | 0.055829 | 197 | -1 |  |  | 0 |  | 29 | 11 | 826.5867 | 825.9307 | 11 | Wet Ponds | 12 | 30% | 55% | 25.7167 | 1.9691
10 | 4 | 20.5885 | 13 | 10 | 4 | IND | 13.1528 | 1.186 | 6233.588 | 562.16 | 0.215 | 0.107 | 2.826 | 0.127 | 1339.375 | 60.359 | 20.5885 | 1.344 | 0.064 | 27.6709 | 1.3177 | 0.102 | 0.054107 | 197 | -1 |  |  | 0 |  | 29 | 11 | 826.5867 | 825.9307 | 11 | Wet Ponds | 13 | 30% | 55% | 8.3013 | 0.72471
10 | 6 | 18.1307 | 14 | 10 | 6 | OPE | 4.3929 | 0.187 | 159.987 | 6.814 | 0.221 | 0.111 | 0.972 | 0.021 | 35.403 | 0.756 | 18.1307 | 0.466 | 0.01 | 8.4489 | 0.18131 | 0.106 | 0.056015 | 197 | -1 |  |  | 0 |  | 29 | 11 | 826.5867 | 825.9307 | 11 | Wet Ponds | 14 | 30% | 55% | 2.5347 | 0.099719
10 | 10 | 0.30131 | 16 | 10 | 10 | RAN | 3.9064 | 0.157 | 58.714 | 2.361 | 0.225 | 0.113 | 0.878 | 0.018 | 13.196 | 0.267 | 0.30131 | 0.422 | 0.009 | 0.12715 | 0.0027118 | 0.108 | 0.057142 | 197 | -1 |  |  | 0 |  | 29 | 11 | 826.5867 | 825.9307 | 11 | Wet Ponds | 16 | 30% | 55% | 0.038145 | 0.0014915
10 | 12 | 1.6489 | 18 | 10 | 12 | WAT | 0.23667 | 0.006 | 74.59 | 1.829 | 0.243 | 0.126 | 0.057 | 0.001 | 18.111 | 0.231 | 1.6489 | 0.028 | 0 | 0.046168 | 0 | 0.119 | 0.064699 | 197 | -1 |  |  | 0 |  | 29 | 11 | 826.5867 | 825.9307 | 11 | Wet Ponds | 18 | 30% | 55% | 0.013851 | 0
10 | 13 | 4.1486 | 19 | 10 | 13 | WET | 10.9043 | 0.715 | 2850.635 | 186.795 | 0.218 | 0.109 | 2.376 | 0.078 | 621.194 | 20.323 | 4.1486 | 1.134 | 0.039 | 4.7045 | 0.16179 | 0.104 | 0.054868 | 197 | -1 |  |  | 0 |  | 29 | 11 | 826.5867 | 825.9307 | 11 | Wet Ponds | 19 | 30% | 55% | 1.4113 | 0.088987
12 | 4 | 0.48226 | 32 | 12 | 4 | IND | 14.5181 | 1.342 | 4977.165 | 460.2 | 0.187 | 0.143 | 2.714 | 0.191 | 930.547 | 65.617 | 0.48226 | 1.286 | 0.097 | 0.62019 | 0.046779 | 0.089 | 0.072122 | 197 | -1 |  |  | 0 |  | 29 | 11 | 826.5867 | 825.9307 | 11 | Wet Ponds | 32 | 30% | 55% | 0.18606 | 0.025729
13 | 4 | 29.7972 | 41 | 13 | 4 | IND | 26.0926 | 1.754 | 7076.808 | 475.796 | 0.518 | 0.323 | 13.52 | 0.566 | 3666.784 | 153.491 | 29.7972 | 6.43 | 0.285 | 191.596 | 8.4922 | 0.246 | 0.16272 | 197 | -1 |  |  | 0 |  | 29 | 11 | 826.5867 | 825.9307 | 11 | Wet Ponds | 41 | 30% | 55% | 57.4788 | 4.6707
13 | 10 | 1.2828 | 43 | 13 | 10 | RAN | 8.3067 | 0.238 | 11.746 | 0.337 | 0.537 | 0.34 | 4.458 | 0.081 | 6.304 | 0.114 | 1.2828 | 2.151 | 0.041 | 2.7592 | 0.052594 | 0.259 | 0.17264 | 197 | -1 |  |  | 0 |  | 29 | 11 | 826.5867 | 825.9307 | 11 | Wet Ponds | 43 | 30% | 55% | 0.82777 | 0.028926
13 | 12 | 0.55006 | 45 | 13 | 12 | WAT | 0.47982 | 0.008 | 53.324 | 0.93 | 0.567 | 0.371 | 0.272 | 0.003 | 30.255 | 0.345 | 0.55006 | 0.135 | 0.002 | 0.074257 | 0.0011001 | 0.281 | 0.19189 | 197 | -1 |  |  | 0 |  | 29 | 11 | 826.5867 | 825.9307 | 11 | Wet Ponds | 45 | 30% | 55% | 0.022277 | 0.00060506
13 | 13 | 4.2614 | 46 | 13 | 13 | WET | 22.3406 | 1.095 | 1355.616 | 66.432 | 0.523 | 0.329 | 11.678 | 0.36 | 708.636 | 21.829 | 4.2614 | 5.575 | 0.182 | 23.7575 | 0.77558 | 0.25 | 0.16625 | 197 | -1 |  |  | 0 |  | 29 | 11 | 826.5867 | 825.9307 | 11 | Wet Ponds | 46 | 30% | 55% | 7.1273 | 0.42657
15 | 1 | 0.30275 | 47 | 15 | 1 | LDR | 3.9532 | 0.214 | 107.734 | 5.825 | 0.471 | 0.495 | 1.864 | 0.106 | 50.79 | 2.883 | 0.30275 | 1.864 | 0.106 | 0.56433 | 0.032092 | 0.471 | 0.49494 | 197 | -1 |  |  | 0 |  | 29 | 11 | 826.5867 | 825.9307 | 11 | Wet Ponds | 47 | 30% | 55% | 0.1693 | 0.01765
15 | 2 | 162.6198 | 48 | 15 | 2 | MDR | 7.3702 | 0.422 | 5942.609 | 340.176 | 0.471 | 0.494 | 3.471 | 0.209 | 2798.745 | 168.156 | 162.6198 | 3.471 | 0.209 | 564.4535 | 33.9875 | 0.471 | 0.49432 | 197 | -1 |  |  | 0 |  | 29 | 11 | 826.5867 | 825.9307 | 11 | Wet Ponds | 48 | 30% | 55% | 169.336 | 18.6932
15 | 3 | 50.0688 | 49 | 15 | 3 | HDR | 15.855 | 1.386 | 5622.889 | 491.639 | 0.471 | 0.496 | 7.465 | 0.687 | 2647.371 | 243.749 | 50.0688 | 7.465 | 0.687 | 373.7635 | 34.3973 | 0.471 | 0.49579 | 197 | -1 |  |  | 0 |  | 29 | 11 | 826.5867 | 825.9307 | 11 | Wet Ponds | 49 | 30% | 55% | 112.1291 | 18.9185
15 | 4 | 0.19881 | 50 | 15 | 4 | IND | 9.745 | 0.997 | 2826.058 | 289.213 | 0.468 | 0.494 | 4.565 | 0.492 | 1323.876 | 142.73 | 0.19881 | 4.565 | 0.492 | 0.90755 | 0.097813 | 0.468 | 0.49351 | 197 | -1 |  |  | 0 |  | 29 | 11 | 826.5867 | 825.9307 | 11 | Wet Ponds | 50 | 30% | 55% | 0.27227 | 0.053797
15 | 6 | 3.0004 | 51 | 15 | 6 | OPE | 4.0278 | 0.208 | 188.418 | 9.726 | 0.473 | 0.496 | 1.905 | 0.103 | 89.126 | 4.828 | 3.0004 | 1.905 | 0.103 | 5.7158 | 0.30904 | 0.473 | 0.49643 | 197 | -1 |  |  | 0 |  | 29 | 11 | 826.5867 | 825.9307 | 11 | Wet Ponds | 51 | 30% | 55% | 1.7147 | 0.16997
15 | 10 | 3.009 | 53 | 15 | 10 | RAN | 3.1106 | 0.149 | 79.531 | 3.819 | 0.475 | 0.498 | 1.478 | 0.074 | 37.795 | 1.902 | 3.009 | 1.478 | 0.074 | 4.4473 | 0.22267 | 0.475 | 0.49811 | 197 | -1 |  |  | 0 |  | 29 | 11 | 826.5867 | 825.9307 | 11 | Wet Ponds | 53 | 30% | 55% | 1.3342 | 0.12247
15 | 11 | 0.44539 | 54 | 15 | 11 | FOR | 1.9081 | 0.089 | 205.535 | 9.639 | 0.48 | 0.502 | 0.916 | 0.045 | 98.719 | 4.842 | 0.44539 | 0.916 | 0.045 | 0.40798 | 0.020043 | 0.48 | 0.50234 | 197 | -1 |  |  | 0 |  | 29 | 11 | 826.5867 | 825.9307 | 11 | Wet Ponds | 54 | 30% | 55% | 0.12239 | 0.011023
15 | 12 | 14.2323 | 55 | 15 | 12 | WAT | 0.52271 | 0.019 | 21.169 | 0.761 | 0.475 | 0.496 | 0.248 | 0.009 | 10.049 | 0.378 | 14.2323 | 0.248 | 0.009 | 3.5296 | 0.12809 | 0.475 | 0.49632 | 197 | -1 |  |  | 0 |  | 29 | 11 | 826.5867 | 825.9307 | 11 | Wet Ponds | 55 | 30% | 55% | 1.0589 | 0.07045
15 | 13 | 35.1186 | 56 | 15 | 13 | WET | 5.949 | 0.459 | 2341.804 | 180.724 | 0.473 | 0.503 | 2.811 | 0.231 | 1106.548 | 90.851 | 35.1186 | 2.811 | 0.231 | 98.7184 | 8.1124 | 0.473 | 0.50271 | 197 | -1 |  |  | 0 |  | 29 | 11 | 826.5867 | 825.9307 | 11 | Wet Ponds | 56 | 30% | 55% | 29.6155 | 4.4618
46 | 2 | 0.02907 | 341 | 46 | 2 | MDR | 13.7343 | 0.645 | 12517.372 | 587.845 | 0.585 | 0.835 | 8.036 | 0.539 | 7324.398 | 490.966 | 0.02907 | 6.155 | 0.317 | 0.17892 | 0.0092151 | 0.448 | 0.49116 | 197 | -1 |  |  | 0 |  | 29 | 11 | 826.5867 | 825.9307 | 11 | Wet Ponds | 341 | 30% | 55% | 0.053677 | 0.0050683
90 | 1 | 0.51152 | 545 | 90 | 1 | LDR | 6.1079 | 0.308 | 1822.248 | 91.801 | 0.804 | 0.837 | 4.91 | 0.257 | 1464.821 | 76.812 | 0.51152 | 2.322 | 0.128 | 1.1877 | 0.065474 | 0.38 | 0.41636 | 197 | -1 |  |  | 0 |  | 29 | 11 | 826.5867 | 825.9307 | 11 | Wet Ponds | 545 | 30% | 55% | 0.35632 | 0.036011
90 | 2 | 265.4654 | 546 | 90 | 2 | MDR | 11.3664 | 0.605 | 14884.136 | 791.874 | 0.804 | 0.836 | 9.135 | 0.506 | 11961.814 | 662.37 | 265.4654 | 4.317 | 0.251 | 1146.0142 | 66.6318 | 0.38 | 0.41575 | 197 | -1 |  |  | 0 |  | 29 | 11 | 826.5867 | 825.9307 | 11 | Wet Ponds | 546 | 30% | 55% | 343.8043 | 36.6475
90 | 3 | 32.9621 | 547 | 90 | 3 | HDR | 24.4137 | 2.012 | 3405.251 | 280.671 | 0.804 | 0.836 | 19.617 | 1.683 | 2736.254 | 234.726 | 32.9621 | 9.268 | 0.84 | 305.4927 | 27.6882 | 0.38 | 0.4172 | 197 | -1 |  |  | 0 |  | 29 | 11 | 826.5867 | 825.9307 | 11 | Wet Ponds | 547 | 30% | 55% | 91.6478 | 15.2285
90 | 4 | 0.46502 | 548 | 90 | 4 | IND | 14.9374 | 1.425 | 2368.245 | 225.99 | 0.803 | 0.836 | 11.993 | 1.191 | 1901.418 | 188.888 | 0.46502 | 5.645 | 0.592 | 2.625 | 0.27529 | 0.378 | 0.41522 | 197 | -1 |  |  | 0 |  | 29 | 11 | 826.5867 | 825.9307 | 11 | Wet Ponds | 548 | 30% | 55% | 0.7875 | 0.15141
90 | 6 | 8.3133 | 549 | 90 | 6 | OPE | 6.2286 | 0.301 | 946.924 | 45.732 | 0.804 | 0.837 | 5.007 | 0.252 | 761.157 | 38.267 | 8.3133 | 2.372 | 0.125 | 19.7192 | 1.0392 | 0.381 | 0.41716 | 197 | -1 |  |  | 0 |  | 29 | 11 | 826.5867 | 825.9307 | 11 | Wet Ponds | 549 | 30% | 55% | 5.9158 | 0.57154
90 | 10 | 9.6067 | 552 | 90 | 10 | RAN | 4.8008 | 0.216 | 176.964 | 7.972 | 0.804 | 0.837 | 3.86 | 0.181 | 142.278 | 6.671 | 9.6067 | 1.835 | 0.09 | 17.6283 | 0.8646 | 0.382 | 0.41812 | 197 | -1 |  |  | 0 |  | 29 | 11 | 826.5867 | 825.9307 | 11 | Wet Ponds | 552 | 30% | 55% | 5.2885 | 0.47553
90 | 11 | 5.0319 | 553 | 90 | 11 | FOR | 2.8901 | 0.129 | 722.975 | 32.197 | 0.805 | 0.838 | 2.326 | 0.108 | 581.805 | 26.979 | 5.0319 | 1.119 | 0.054 | 5.6307 | 0.27172 | 0.387 | 0.42305 | 197 | -1 |  |  | 0 |  | 29 | 11 | 826.5867 | 825.9307 | 11 | Wet Ponds | 553 | 30% | 55% | 1.6892 | 0.14945
90 | 12 | 19.007 | 554 | 90 | 12 | WAT | 0.83586 | 0.028 | 130.779 | 4.341 | 0.808 | 0.839 | 0.676 | 0.023 | 105.721 | 3.643 | 19.007 | 0.322 | 0.012 | 6.1203 | 0.22808 | 0.385 | 0.41867 | 197 | -1 |  |  | 0 |  | 29 | 11 | 826.5867 | 825.9307 | 11 | Wet Ponds | 554 | 30% | 55% | 1.8361 | 0.12545
90 | 13 | 30.1756 | 555 | 90 | 13 | WET | 1.6912 | 0.073 | 1170.334 | 50.223 | 0.811 | 0.843 | 1.372 | 0.061 | 949.219 | 42.348 | 30.1756 | 0.66 | 0.031 | 19.9159 | 0.93544 | 0.39 | 0.4275 | 197 | -1 |  |  | 0 |  | 29 | 11 | 826.5867 | 825.9307 | 11 | Wet Ponds | 555 | 30% | 55% | 5.9748 | 0.51449
10 | 2 | 0.25452 | 11 | 10 | 2 | MDR | 8.9213 | 0.434 | 10274.538 | 499.47 | 0.218 | 0.108 | 1.945 | 0.047 | 2239.911 | 53.782 | 0.25452 | 0.929 | 0.024 | 0.23645 | 0.0061084 | 0.104 | 0.054197 | 198 | -1 |  |  | 0 |  | 30 | 11 | 68.5191 | 68.5659 | 11 | Wet Ponds | 11 | 30% | 55% | 0.070934 | 0.0033596
10 | 4 | 0.012754 | 13 | 10 | 4 | IND | 13.1528 | 1.186 | 6233.588 | 562.16 | 0.215 | 0.107 | 2.826 | 0.127 | 1339.375 | 60.359 | 0.012754 | 1.344 | 0.064 | 0.017141 | 0.00081624 | 0.102 | 0.054107 | 198 | -1 |  |  | 0 |  | 30 | 11 | 68.5191 | 68.5659 | 11 | Wet Ponds | 13 | 30% | 55% | 0.0051423 | 0.00044893
10 | 13 | 0.0016131 | 19 | 10 | 13 | WET | 10.9043 | 0.715 | 2850.635 | 186.795 | 0.218 | 0.109 | 2.376 | 0.078 | 621.194 | 20.323 | 0.0016131 | 1.134 | 0.039 | 0.0018292 | 6.2909e-05 | 0.104 | 0.054868 | 198 | -1 |  |  | 0 |  | 30 | 11 | 68.5191 | 68.5659 | 11 | Wet Ponds | 19 | 30% | 55% | 0.00054876 | 3.46e-05
13 | 4 | 2.9583 | 41 | 13 | 4 | IND | 26.0926 | 1.754 | 7076.808 | 475.796 | 0.518 | 0.323 | 13.52 | 0.566 | 3666.784 | 153.491 | 2.9583 | 6.43 | 0.285 | 19.0217 | 0.84311 | 0.246 | 0.16272 | 198 | -1 |  |  | 0 |  | 30 | 11 | 68.5191 | 68.5659 | 11 | Wet Ponds | 41 | 30% | 55% | 5.7065 | 0.46371
15 | 2 | 1.8614 | 48 | 15 | 2 | MDR | 7.3702 | 0.422 | 5942.609 | 340.176 | 0.471 | 0.494 | 3.471 | 0.209 | 2798.745 | 168.156 | 1.8614 | 3.471 | 0.209 | 6.4611 | 0.38904 | 0.471 | 0.49432 | 198 | -1 |  |  | 0 |  | 30 | 11 | 68.5191 | 68.5659 | 11 | Wet Ponds | 48 | 30% | 55% | 1.9383 | 0.21397
15 | 13 | 0.32295 | 56 | 15 | 13 | WET | 5.949 | 0.459 | 2341.804 | 180.724 | 0.473 | 0.503 | 2.811 | 0.231 | 1106.548 | 90.851 | 0.32295 | 2.811 | 0.231 | 0.9078 | 0.074601 | 0.473 | 0.50271 | 198 | -1 |  |  | 0 |  | 30 | 11 | 68.5191 | 68.5659 | 11 | Wet Ponds | 56 | 30% | 55% | 0.27234 | 0.04103
90 | 1 | 0.12646 | 545 | 90 | 1 | LDR | 6.1079 | 0.308 | 1822.248 | 91.801 | 0.804 | 0.837 | 4.91 | 0.257 | 1464.821 | 76.812 | 0.12646 | 2.322 | 0.128 | 0.29365 | 0.016187 | 0.38 | 0.41636 | 198 | -1 |  |  | 0 |  | 30 | 11 | 68.5191 | 68.5659 | 11 | Wet Ponds | 545 | 30% | 55% | 0.088094 | 0.008903
90 | 2 | 60.4136 | 546 | 90 | 2 | MDR | 11.3664 | 0.605 | 14884.136 | 791.874 | 0.804 | 0.836 | 9.135 | 0.506 | 11961.814 | 662.37 | 60.4136 | 4.317 | 0.251 | 260.8056 | 15.1638 | 0.38 | 0.41575 | 198 | -1 |  |  | 0 |  | 30 | 11 | 68.5191 | 68.5659 | 11 | Wet Ponds | 546 | 30% | 55% | 78.2417 | 8.3401
90 | 3 | 0.13371 | 547 | 90 | 3 | HDR | 24.4137 | 2.012 | 3405.251 | 280.671 | 0.804 | 0.836 | 19.617 | 1.683 | 2736.254 | 234.726 | 0.13371 | 9.268 | 0.84 | 1.2392 | 0.11232 | 0.38 | 0.4172 | 198 | -1 |  |  | 0 |  | 30 | 11 | 68.5191 | 68.5659 | 11 | Wet Ponds | 547 | 30% | 55% | 0.37177 | 0.061774
90 | 6 | 0.83171 | 549 | 90 | 6 | OPE | 6.2286 | 0.301 | 946.924 | 45.732 | 0.804 | 0.837 | 5.007 | 0.252 | 761.157 | 38.267 | 0.83171 | 2.372 | 0.125 | 1.9728 | 0.10396 | 0.381 | 0.41716 | 198 | -1 |  |  | 0 |  | 30 | 11 | 68.5191 | 68.5659 | 11 | Wet Ponds | 549 | 30% | 55% | 0.59184 | 0.05718
90 | 11 | 0.455 | 553 | 90 | 11 | FOR | 2.8901 | 0.129 | 722.975 | 32.197 | 0.805 | 0.838 | 2.326 | 0.108 | 581.805 | 26.979 | 0.455 | 1.119 | 0.054 | 0.50914 | 0.02457 | 0.387 | 0.42305 | 198 | -1 |  |  | 0 |  | 30 | 11 | 68.5191 | 68.5659 | 11 | Wet Ponds | 553 | 30% | 55% | 0.15274 | 0.013513
90 | 12 | 0.53724 | 554 | 90 | 12 | WAT | 0.83586 | 0.028 | 130.779 | 4.341 | 0.808 | 0.839 | 0.676 | 0.023 | 105.721 | 3.643 | 0.53724 | 0.322 | 0.012 | 0.17299 | 0.0064469 | 0.385 | 0.41867 | 198 | -1 |  |  | 0 |  | 30 | 11 | 68.5191 | 68.5659 | 11 | Wet Ponds | 554 | 30% | 55% | 0.051898 | 0.0035458
90 | 13 | 0.65665 | 555 | 90 | 13 | WET | 1.6912 | 0.073 | 1170.334 | 50.223 | 0.811 | 0.843 | 1.372 | 0.061 | 949.219 | 42.348 | 0.65665 | 0.66 | 0.031 | 0.43339 | 0.020356 | 0.39 | 0.4275 | 198 | -1 |  |  | 0 |  | 30 | 11 | 68.5191 | 68.5659 | 11 | Wet Ponds | 555 | 30% | 55% | 0.13002 | 0.011196
15 | 3 | 0.025063 | 49 | 15 | 3 | HDR | 15.855 | 1.386 | 5622.889 | 491.639 | 0.471 | 0.496 | 7.465 | 0.687 | 2647.371 | 243.749 | 0.025063 | 7.465 | 0.687 | 0.1871 | 0.017219 | 0.471 | 0.49579 | 201 | -1 |  |  | 0 |  | 33 | 11 | 974.3923 | 946.5592 | 11 | Wet Ponds | 49 | 30% | 55% | 0.05613 | 0.0094702
15 | 4 | 1.2388 | 50 | 15 | 4 | IND | 9.745 | 0.997 | 2826.058 | 289.213 | 0.468 | 0.494 | 4.565 | 0.492 | 1323.876 | 142.73 | 1.2388 | 4.565 | 0.492 | 5.6549 | 0.60947 | 0.468 | 0.49351 | 201 | -1 |  |  | 0 |  | 33 | 11 | 974.3923 | 946.5592 | 11 | Wet Ponds | 50 | 30% | 55% | 1.6965 | 0.33521
15 | 13 | 0.025323 | 56 | 15 | 13 | WET | 5.949 | 0.459 | 2341.804 | 180.724 | 0.473 | 0.503 | 2.811 | 0.231 | 1106.548 | 90.851 | 0.025323 | 2.811 | 0.231 | 0.071183 | 0.0058496 | 0.473 | 0.50271 | 201 | -1 |  |  | 0 |  | 33 | 11 | 974.3923 | 946.5592 | 11 | Wet Ponds | 56 | 30% | 55% | 0.021355 | 0.0032173
39 | 4 | 7.4644 | 262 | 39 | 4 | IND | 9.1209 | 1.105 | 1283.176 | 155.409 | 1.075 | 1.081 | 9.803 | 1.194 | 1379.191 | 167.989 | 7.4644 | 9.077 | 1.086 | 67.754 | 8.1063 | 0.995 | 0.98268 | 201 | -1 |  |  | 0 |  | 33 | 11 | 974.3923 | 946.5592 | 11 | Wet Ponds | 262 | 30% | 55% | 20.3262 | 4.4585
39 | 6 | 1.4155 | 263 | 39 | 6 | OPE | 2.572 | 0.219 | 217.338 | 18.482 | 1.075 | 1.082 | 2.764 | 0.237 | 233.592 | 20.002 | 1.4155 | 2.56 | 0.215 | 3.6238 | 0.30434 | 0.995 | 0.98384 | 201 | -1 |  |  | 0 |  | 33 | 11 | 974.3923 | 946.5592 | 11 | Wet Ponds | 263 | 30% | 55% | 1.0871 | 0.16739
39 | 8 | 0.050187 | 265 | 39 | 8 | AGR | 5.0969 | 0.451 | 1321.577 | 117.033 | 1.075 | 1.083 | 5.477 | 0.489 | 1420.241 | 126.723 | 0.050187 | 5.072 | 0.444 | 0.25455 | 0.022283 | 0.995 | 0.98436 | 201 | -1 |  |  | 0 |  | 33 | 11 | 974.3923 | 946.5592 | 11 | Wet Ponds | 265 | 30% | 55% | 0.076364 | 0.012256
39 | 11 | 6.2495 | 268 | 39 | 11 | FOR | 0.99237 | 0.07 | 385.77 | 27.224 | 1.075 | 1.083 | 1.067 | 0.076 | 414.895 | 29.493 | 6.2495 | 0.988 | 0.069 | 6.1745 | 0.43122 | 0.996 | 0.98485 | 201 | -1 |  |  | 0 |  | 33 | 11 | 974.3923 | 946.5592 | 11 | Wet Ponds | 268 | 30% | 55% | 1.8524 | 0.23717
39 | 13 | 0.0093734 | 270 | 39 | 13 | WET | 2.4147 | 0.224 | 8471.903 | 784.954 | 1.082 | 1.085 | 2.613 | 0.243 | 9167.141 | 851.506 | 0.0093734 | 2.419 | 0.221 | 0.022674 | 0.0020715 | 1.002 | 0.98617 | 201 | -1 |  |  | 0 |  | 33 | 11 | 974.3923 | 946.5592 | 11 | Wet Ponds | 270 | 30% | 55% | 0.0068023 | 0.0011393
40 | 1 | 0.082684 | 271 | 40 | 1 | LDR | 6.3414 | 0.299 | 1093.519 | 51.571 | 0.877 | 0.884 | 5.562 | 0.264 | 959.109 | 45.59 | 0.082684 | 5.562 | 0.264 | 0.45989 | 0.021829 | 0.877 | 0.88402 | 201 | -1 |  |  | 0 |  | 33 | 11 | 974.3923 | 946.5592 | 11 | Wet Ponds | 271 | 30% | 55% | 0.13797 | 0.012006
40 | 2 | 69.7792 | 272 | 40 | 2 | MDR | 11.6613 | 0.577 | 15641.833 | 773.896 | 0.877 | 0.884 | 10.225 | 0.51 | 13715.384 | 683.794 | 69.7792 | 10.225 | 0.51 | 713.4928 | 35.5874 | 0.877 | 0.88357 | 201 | -1 |  |  | 0 |  | 33 | 11 | 974.3923 | 946.5592 | 11 | Wet Ponds | 272 | 30% | 55% | 214.0478 | 19.5731
40 | 3 | 44.5002 | 273 | 40 | 3 | HDR | 24.9268 | 1.943 | 9876.14 | 769.988 | 0.877 | 0.884 | 21.854 | 1.718 | 8658.806 | 680.793 | 44.5002 | 21.854 | 1.718 | 972.5073 | 76.4513 | 0.877 | 0.88416 | 201 | -1 |  |  | 0 |  | 33 | 11 | 974.3923 | 946.5592 | 11 | Wet Ponds | 273 | 30% | 55% | 291.7522 | 42.0482
40 | 4 | 25.3552 | 274 | 40 | 4 | IND | 14.4118 | 1.299 | 3327.006 | 299.956 | 0.876 | 0.883 | 12.618 | 1.147 | 2912.902 | 264.815 | 25.3552 | 12.618 | 1.147 | 319.9325 | 29.0825 | 0.876 | 0.88285 | 201 | -1 |  |  | 0 |  | 33 | 11 | 974.3923 | 946.5592 | 11 | Wet Ponds | 274 | 30% | 55% | 95.9797 | 15.9954
40 | 6 | 28.0657 | 275 | 40 | 6 | OPE | 6.7468 | 0.307 | 427.856 | 19.476 | 0.877 | 0.884 | 5.92 | 0.272 | 375.418 | 17.226 | 28.0657 | 5.92 | 0.272 | 166.1487 | 7.6339 | 0.877 | 0.88448 | 201 | -1 |  |  | 0 |  | 33 | 11 | 974.3923 | 946.5592 | 11 | Wet Ponds | 275 | 30% | 55% | 49.8446 | 4.1986
40 | 8 | 0.59134 | 277 | 40 | 8 | AGR | 16.9565 | 0.888 | 2599.449 | 136.17 | 0.878 | 0.886 | 14.894 | 0.787 | 2283.201 | 120.597 | 0.59134 | 14.894 | 0.787 | 8.8075 | 0.46539 | 0.878 | 0.88564 | 201 | -1 |  |  | 0 |  | 33 | 11 | 974.3923 | 946.5592 | 11 | Wet Ponds | 277 | 30% | 55% | 2.6422 | 0.25596
40 | 11 | 5.9173 | 279 | 40 | 11 | FOR | 3.6901 | 0.154 | 450.076 | 18.808 | 0.88 | 0.888 | 3.247 | 0.137 | 396.042 | 16.694 | 5.9173 | 3.247 | 0.137 | 19.2134 | 0.81067 | 0.88 | 0.8876 | 201 | -1 |  |  | 0 |  | 33 | 11 | 974.3923 | 946.5592 | 11 | Wet Ponds | 279 | 30% | 55% | 5.764 | 0.44587
40 | 12 | 9.9363 | 280 | 40 | 12 | WAT | 1.1121 | 0.044 | 79.326 | 3.165 | 0.88 | 0.889 | 0.979 | 0.039 | 69.829 | 2.815 | 9.9363 | 0.979 | 0.039 | 9.7276 | 0.38751 | 0.88 | 0.88918 | 201 | -1 |  |  | 0 |  | 33 | 11 | 974.3923 | 946.5592 | 11 | Wet Ponds | 280 | 30% | 55% | 2.9183 | 0.21313
40 | 13 | 2.0253 | 281 | 40 | 13 | WET | 1.1184 | 0.045 | 608.832 | 24.31 | 0.88 | 0.889 | 0.985 | 0.04 | 535.989 | 21.621 | 2.0253 | 0.985 | 0.04 | 1.9949 | 0.081013 | 0.88 | 0.88938 | 201 | -1 |  |  | 0 |  | 33 | 11 | 974.3923 | 946.5592 | 11 | Wet Ponds | 281 | 30% | 55% | 0.59848 | 0.044557
46 | 1 | 0.010011 | 340 | 46 | 1 | LDR | 7.475 | 0.335 | 892.731 | 39.971 | 0.586 | 0.84 | 4.38 | 0.281 | 523.1 | 33.572 | 0.010011 | 3.356 | 0.165 | 0.033599 | 0.0016519 | 0.449 | 0.49425 | 201 | -1 |  |  | 0 |  | 33 | 11 | 974.3923 | 946.5592 | 11 | Wet Ponds | 340 | 30% | 55% | 0.01008 | 0.00090854
46 | 2 | 0.02741 | 341 | 46 | 2 | MDR | 13.7343 | 0.645 | 12517.372 | 587.845 | 0.585 | 0.835 | 8.036 | 0.539 | 7324.398 | 490.966 | 0.02741 | 6.155 | 0.317 | 0.16871 | 0.0086889 | 0.448 | 0.49116 | 201 | -1 |  |  | 0 |  | 33 | 11 | 974.3923 | 946.5592 | 11 | Wet Ponds | 341 | 30% | 55% | 0.050612 | 0.0047789
90 | 1 | 3.7406 | 545 | 90 | 1 | LDR | 6.1079 | 0.308 | 1822.248 | 91.801 | 0.804 | 0.837 | 4.91 | 0.257 | 1464.821 | 76.812 | 3.7406 | 2.322 | 0.128 | 8.6857 | 0.4788 | 0.38 | 0.41636 | 201 | -1 |  |  | 0 |  | 33 | 11 | 974.3923 | 946.5592 | 11 | Wet Ponds | 545 | 30% | 55% | 2.6057 | 0.26334
90 | 2 | 422.9646 | 546 | 90 | 2 | MDR | 11.3664 | 0.605 | 14884.136 | 791.874 | 0.804 | 0.836 | 9.135 | 0.506 | 11961.814 | 662.37 | 422.9646 | 4.317 | 0.251 | 1825.9381 | 106.1641 | 0.38 | 0.41575 | 201 | -1 |  |  | 0 |  | 33 | 11 | 974.3923 | 946.5592 | 11 | Wet Ponds | 546 | 30% | 55% | 547.7814 | 58.3903
90 | 3 | 12.1332 | 547 | 90 | 3 | HDR | 24.4137 | 2.012 | 3405.251 | 280.671 | 0.804 | 0.836 | 19.617 | 1.683 | 2736.254 | 234.726 | 12.1332 | 9.268 | 0.84 | 112.4509 | 10.1919 | 0.38 | 0.4172 | 201 | -1 |  |  | 0 |  | 33 | 11 | 974.3923 | 946.5592 | 11 | Wet Ponds | 547 | 30% | 55% | 33.7353 | 5.6056
90 | 4 | 58.5592 | 548 | 90 | 4 | IND | 14.9374 | 1.425 | 2368.245 | 225.99 | 0.803 | 0.836 | 11.993 | 1.191 | 1901.418 | 188.888 | 58.5592 | 5.645 | 0.592 | 330.5664 | 34.667 | 0.378 | 0.41522 | 201 | -1 |  |  | 0 |  | 33 | 11 | 974.3923 | 946.5592 | 11 | Wet Ponds | 548 | 30% | 55% | 99.1699 | 19.0669
90 | 6 | 16.8763 | 549 | 90 | 6 | OPE | 6.2286 | 0.301 | 946.924 | 45.732 | 0.804 | 0.837 | 5.007 | 0.252 | 761.157 | 38.267 | 16.8763 | 2.372 | 0.125 | 40.0306 | 2.1095 | 0.381 | 0.41716 | 201 | -1 |  |  | 0 |  | 33 | 11 | 974.3923 | 946.5592 | 11 | Wet Ponds | 549 | 30% | 55% | 12.0092 | 1.1602
90 | 10 | 2.6346 | 552 | 90 | 10 | RAN | 4.8008 | 0.216 | 176.964 | 7.972 | 0.804 | 0.837 | 3.86 | 0.181 | 142.278 | 6.671 | 2.6346 | 1.835 | 0.09 | 4.8345 | 0.23711 | 0.382 | 0.41812 | 201 | -1 |  |  | 0 |  | 33 | 11 | 974.3923 | 946.5592 | 11 | Wet Ponds | 552 | 30% | 55% | 1.4503 | 0.13041
90 | 11 | 16.0665 | 553 | 90 | 11 | FOR | 2.8901 | 0.129 | 722.975 | 32.197 | 0.805 | 0.838 | 2.326 | 0.108 | 581.805 | 26.979 | 16.0665 | 1.119 | 0.054 | 17.9784 | 0.86759 | 0.387 | 0.42305 | 201 | -1 |  |  | 0 |  | 33 | 11 | 974.3923 | 946.5592 | 11 | Wet Ponds | 553 | 30% | 55% | 5.3935 | 0.47718
90 | 12 | 48.547 | 554 | 90 | 12 | WAT | 0.83586 | 0.028 | 130.779 | 4.341 | 0.808 | 0.839 | 0.676 | 0.023 | 105.721 | 3.643 | 48.547 | 0.322 | 0.012 | 15.6321 | 0.58256 | 0.385 | 0.41867 | 201 | -1 |  |  | 0 |  | 33 | 11 | 974.3923 | 946.5592 | 11 | Wet Ponds | 554 | 30% | 55% | 4.6896 | 0.32041
90 | 13 | 64.9414 | 555 | 90 | 13 | WET | 1.6912 | 0.073 | 1170.334 | 50.223 | 0.811 | 0.843 | 1.372 | 0.061 | 949.219 | 42.348 | 64.9414 | 0.66 | 0.031 | 42.8613 | 2.0132 | 0.39 | 0.4275 | 201 | -1 |  |  | 0 |  | 33 | 11 | 974.3923 | 946.5592 | 11 | Wet Ponds | 555 | 30% | 55% | 12.8584 | 1.1073
91 | 1 | 2.4595 | 556 | 91 | 1 | LDR | 9.1664 | 0.445 | 613.493 | 29.798 | 0.219 | 0.116 | 2.012 | 0.052 | 134.634 | 3.456 | 2.4595 | 0.772 | 0.022 | 1.8988 | 0.05411 | 0.084 | 0.049189 | 201 | -1 |  |  | 0 |  | 33 | 11 | 974.3923 | 946.5592 | 11 | Wet Ponds | 556 | 30% | 55% | 0.56963 | 0.02976
91 | 2 | 78.2018 | 557 | 91 | 2 | MDR | 17.0725 | 0.876 | 2453.124 | 125.823 | 0.218 | 0.115 | 3.73 | 0.101 | 535.951 | 14.489 | 78.2018 | 1.431 | 0.043 | 111.9068 | 3.3627 | 0.084 | 0.048784 | 201 | -1 |  |  | 0 |  | 33 | 11 | 974.3923 | 946.5592 | 11 | Wet Ponds | 557 | 30% | 55% | 33.572 | 1.8495
91 | 3 | 0.35262 | 558 | 91 | 3 | HDR | 36.6865 | 2.933 | 21.329 | 1.705 | 0.218 | 0.118 | 8.015 | 0.346 | 4.66 | 0.201 | 0.35262 | 3.074 | 0.147 | 1.084 | 0.051835 | 0.084 | 0.050185 | 201 | -1 |  |  | 0 |  | 33 | 11 | 974.3923 | 946.5592 | 11 | Wet Ponds | 558 | 30% | 55% | 0.32519 | 0.028509
91 | 4 | 0.25424 | 559 | 91 | 4 | IND | 22.5245 | 2.076 | 345.211 | 31.824 | 0.212 | 0.115 | 4.775 | 0.239 | 73.186 | 3.661 | 0.25424 | 1.824 | 0.101 | 0.46374 | 0.025679 | 0.081 | 0.048802 | 201 | -1 |  |  | 0 |  | 33 | 11 | 974.3923 | 946.5592 | 11 | Wet Ponds | 559 | 30% | 55% | 0.13912 | 0.014123
91 | 6 | 0.042311 | 560 | 91 | 6 | OPE | 9.3466 | 0.436 | 27.163 | 1.266 | 0.222 | 0.117 | 2.078 | 0.051 | 6.038 | 0.149 | 0.042311 | 0.799 | 0.022 | 0.033806 | 0.00093084 | 0.085 | 0.049834 | 201 | -1 |  |  | 0 |  | 33 | 11 | 974.3923 | 946.5592 | 11 | Wet Ponds | 560 | 30% | 55% | 0.010142 | 0.00051196
91 | 10 | 0.87558 | 562 | 91 | 10 | RAN | 7.2019 | 0.314 | 76.488 | 3.331 | 0.225 | 0.119 | 1.623 | 0.037 | 17.235 | 0.396 | 0.87558 | 0.626 | 0.016 | 0.54811 | 0.014009 | 0.087 | 0.050542 | 201 | -1 |  |  | 0 |  | 33 | 11 | 974.3923 | 946.5592 | 11 | Wet Ponds | 562 | 30% | 55% | 0.16443 | 0.0077051
91 | 11 | 0.036884 | 563 | 91 | 11 | FOR | 4.337 | 0.188 | 39.061 | 1.692 | 0.228 | 0.129 | 0.99 | 0.024 | 8.916 | 0.218 | 0.036884 | 0.387 | 0.01 | 0.014274 | 0.00036884 | 0.089 | 0.055294 | 201 | -1 |  |  | 0 |  | 33 | 11 | 974.3923 | 946.5592 | 11 | Wet Ponds | 563 | 30% | 55% | 0.0042823 | 0.00020286
91 | 12 | 12.1448 | 564 | 91 | 12 | WAT | 1.2241 | 0.039 | 126.586 | 4.077 | 0.221 | 0.118 | 0.271 | 0.005 | 28.038 | 0.483 | 12.1448 | 0.105 | 0.002 | 1.2752 | 0.02429 | 0.086 | 0.050345 | 201 | -1 |  |  | 0 |  | 33 | 11 | 974.3923 | 946.5592 | 11 | Wet Ponds | 564 | 30% | 55% | 0.38256 | 0.013359
91 | 13 | 2.9592 | 565 | 91 | 13 | WET | 2.4407 | 0.101 | 90.532 | 3.763 | 0.231 | 0.129 | 0.564 | 0.013 | 20.917 | 0.484 | 2.9592 | 0.222 | 0.006 | 0.65694 | 0.017755 | 0.091 | 0.055914 | 201 | -1 |  |  | 0 |  | 33 | 11 | 974.3923 | 946.5592 | 11 | Wet Ponds | 565 | 30% | 55% | 0.19708 | 0.0097654
40 | 1 | 0.28483 | 271 | 40 | 1 | LDR | 6.3414 | 0.299 | 1093.519 | 51.571 | 0.877 | 0.884 | 5.562 | 0.264 | 959.109 | 45.59 | 0.28483 | 5.562 | 0.264 | 1.5842 | 0.075195 | 0.877 | 0.88402 | 202 | -1 |  |  | 0 |  | 34 | 11 | 71.2513 | 71.3 | 11 | Wet Ponds | 271 | 30% | 55% | 0.47527 | 0.041357
40 | 2 | 5.2232 | 272 | 40 | 2 | MDR | 11.6613 | 0.577 | 15641.833 | 773.896 | 0.877 | 0.884 | 10.225 | 0.51 | 13715.384 | 683.794 | 5.2232 | 10.225 | 0.51 | 53.407 | 2.6638 | 0.877 | 0.88357 | 202 | -1 |  |  | 0 |  | 34 | 11 | 71.2513 | 71.3 | 11 | Wet Ponds | 272 | 30% | 55% | 16.0221 | 1.4651
40 | 4 | 1.8847 | 274 | 40 | 4 | IND | 14.4118 | 1.299 | 3327.006 | 299.956 | 0.876 | 0.883 | 12.618 | 1.147 | 2912.902 | 264.815 | 1.8847 | 12.618 | 1.147 | 23.7808 | 2.1617 | 0.876 | 0.88285 | 202 | -1 |  |  | 0 |  | 34 | 11 | 71.2513 | 71.3 | 11 | Wet Ponds | 274 | 30% | 55% | 7.1342 | 1.1889
90 | 1 | 0.4082 | 545 | 90 | 1 | LDR | 6.1079 | 0.308 | 1822.248 | 91.801 | 0.804 | 0.837 | 4.91 | 0.257 | 1464.821 | 76.812 | 0.4082 | 2.322 | 0.128 | 0.94785 | 0.05225 | 0.38 | 0.41636 | 202 | -1 |  |  | 0 |  | 34 | 11 | 71.2513 | 71.3 | 11 | Wet Ponds | 545 | 30% | 55% | 0.28436 | 0.028738
90 | 2 | 48.2528 | 546 | 90 | 2 | MDR | 11.3664 | 0.605 | 14884.136 | 791.874 | 0.804 | 0.836 | 9.135 | 0.506 | 11961.814 | 662.37 | 48.2528 | 4.317 | 0.251 | 208.3073 | 12.1114 | 0.38 | 0.41575 | 202 | -1 |  |  | 0 |  | 34 | 11 | 71.2513 | 71.3 | 11 | Wet Ponds | 546 | 30% | 55% | 62.4922 | 6.6613
90 | 4 | 0.034834 | 548 | 90 | 4 | IND | 14.9374 | 1.425 | 2368.245 | 225.99 | 0.803 | 0.836 | 11.993 | 1.191 | 1901.418 | 188.888 | 0.034834 | 5.645 | 0.592 | 0.19664 | 0.020622 | 0.378 | 0.41522 | 202 | -1 |  |  | 0 |  | 34 | 11 | 71.2513 | 71.3 | 11 | Wet Ponds | 548 | 30% | 55% | 0.058991 | 0.011342
90 | 11 | 0.73506 | 553 | 90 | 11 | FOR | 2.8901 | 0.129 | 722.975 | 32.197 | 0.805 | 0.838 | 2.326 | 0.108 | 581.805 | 26.979 | 0.73506 | 1.119 | 0.054 | 0.82253 | 0.039693 | 0.387 | 0.42305 | 202 | -1 |  |  | 0 |  | 34 | 11 | 71.2513 | 71.3 | 11 | Wet Ponds | 553 | 30% | 55% | 0.24676 | 0.021831
90 | 12 | 2.4892 | 554 | 90 | 12 | WAT | 0.83586 | 0.028 | 130.779 | 4.341 | 0.808 | 0.839 | 0.676 | 0.023 | 105.721 | 3.643 | 2.4892 | 0.322 | 0.012 | 0.80151 | 0.02987 | 0.385 | 0.41867 | 202 | -1 |  |  | 0 |  | 34 | 11 | 71.2513 | 71.3 | 11 | Wet Ponds | 554 | 30% | 55% | 0.24045 | 0.016429
90 | 13 | 0.55373 | 555 | 90 | 13 | WET | 1.6912 | 0.073 | 1170.334 | 50.223 | 0.811 | 0.843 | 1.372 | 0.061 | 949.219 | 42.348 | 0.55373 | 0.66 | 0.031 | 0.36546 | 0.017166 | 0.39 | 0.4275 | 202 | -1 |  |  | 0 |  | 34 | 11 | 71.2513 | 71.3 | 11 | Wet Ponds | 555 | 30% | 55% | 0.10964 | 0.009441
91 | 1 | 1.1087 | 556 | 91 | 1 | LDR | 9.1664 | 0.445 | 613.493 | 29.798 | 0.219 | 0.116 | 2.012 | 0.052 | 134.634 | 3.456 | 1.1087 | 0.772 | 0.022 | 0.85594 | 0.024392 | 0.084 | 0.049189 | 202 | -1 |  |  | 0 |  | 34 | 11 | 71.2513 | 71.3 | 11 | Wet Ponds | 556 | 30% | 55% | 0.25678 | 0.013416
91 | 2 | 9.2827 | 557 | 91 | 2 | MDR | 17.0725 | 0.876 | 2453.124 | 125.823 | 0.218 | 0.115 | 3.73 | 0.101 | 535.951 | 14.489 | 9.2827 | 1.431 | 0.043 | 13.2835 | 0.39916 | 0.084 | 0.048784 | 202 | -1 |  |  | 0 |  | 34 | 11 | 71.2513 | 71.3 | 11 | Wet Ponds | 557 | 30% | 55% | 3.9851 | 0.21954
91 | 4 | 0.27381 | 559 | 91 | 4 | IND | 22.5245 | 2.076 | 345.211 | 31.824 | 0.212 | 0.115 | 4.775 | 0.239 | 73.186 | 3.661 | 0.27381 | 1.824 | 0.101 | 0.49942 | 0.027654 | 0.081 | 0.048802 | 202 | -1 |  |  | 0 |  | 34 | 11 | 71.2513 | 71.3 | 11 | Wet Ponds | 559 | 30% | 55% | 0.14983 | 0.01521
91 | 10 | 0.082865 | 562 | 91 | 10 | RAN | 7.2019 | 0.314 | 76.488 | 3.331 | 0.225 | 0.119 | 1.623 | 0.037 | 17.235 | 0.396 | 0.082865 | 0.626 | 0.016 | 0.051873 | 0.0013258 | 0.087 | 0.050542 | 202 | -1 |  |  | 0 |  | 34 | 11 | 71.2513 | 71.3 | 11 | Wet Ponds | 562 | 30% | 55% | 0.015562 | 0.00072921
91 | 12 | 0.68544 | 564 | 91 | 12 | WAT | 1.2241 | 0.039 | 126.586 | 4.077 | 0.221 | 0.118 | 0.271 | 0.005 | 28.038 | 0.483 | 0.68544 | 0.105 | 0.002 | 0.071972 | 0.0013709 | 0.086 | 0.050345 | 202 | -1 |  |  | 0 |  | 34 | 11 | 71.2513 | 71.3 | 11 | Wet Ponds | 564 | 30% | 55% | 0.021592 | 0.00075399
38 | 1 | 0.10253 | 247 | 38 | 1 | LDR | 4.4646 | 0.394 | 219.902 | 19.412 | 0.753 | 0.733 | 3.362 | 0.289 | 165.572 | 14.232 | 0.10253 | 3.362 | 0.289 | 0.3447 | 0.029631 | 0.753 | 0.73313 | 209 | -1 |  |  | 0 |  | 41 | 11 | 4890.0743 | 4220.7919 | 11 | Wet Ponds | 247 | 30% | 55% | 0.10341 | 0.016297
38 | 2 | 3.0612 | 248 | 38 | 2 | MDR | 8.5662 | 0.781 | 5390.011 | 491.366 | 0.752 | 0.731 | 6.439 | 0.571 | 4051.586 | 359.418 | 3.0612 | 6.439 | 0.571 | 19.7111 | 1.7479 | 0.752 | 0.73147 | 209 | -1 |  |  | 0 |  | 41 | 11 | 4890.0743 | 4220.7919 | 11 | Wet Ponds | 248 | 30% | 55% | 5.9133 | 0.96137
38 | 4 | 0.038571 | 250 | 38 | 4 | IND | 13.0332 | 1.643 | 2693.398 | 339.537 | 0.746 | 0.728 | 9.718 | 1.196 | 2008.316 | 247.156 | 0.038571 | 9.718 | 1.196 | 0.37483 | 0.046131 | 0.746 | 0.72792 | 209 | -1 |  |  | 0 |  | 41 | 11 | 4890.0743 | 4220.7919 | 11 | Wet Ponds | 250 | 30% | 55% | 0.11245 | 0.025372
39 | 2 | 0.39417 | 260 | 39 | 2 | MDR | 5.5159 | 0.507 | 1488.242 | 136.786 | 1.075 | 1.082 | 5.931 | 0.548 | 1600.239 | 147.975 | 0.39417 | 5.492 | 0.499 | 2.1648 | 0.19669 | 0.996 | 0.98346 | 209 | -1 |  |  | 0 |  | 41 | 11 | 4890.0743 | 4220.7919 | 11 | Wet Ponds | 260 | 30% | 55% | 0.64943 | 0.10818
39 | 3 | 1.0594 | 261 | 39 | 3 | HDR | 11.5112 | 1.269 | 2174.863 | 239.794 | 1.075 | 1.082 | 12.376 | 1.373 | 2338.17 | 259.4 | 1.0594 | 11.459 | 1.248 | 12.1401 | 1.3222 | 0.995 | 0.98342 | 209 | -1 |  |  | 0 |  | 41 | 11 | 4890.0743 | 4220.7919 | 11 | Wet Ponds | 261 | 30% | 55% | 3.642 | 0.7272
39 | 4 | 0.95985 | 262 | 39 | 4 | IND | 9.1209 | 1.105 | 1283.176 | 155.409 | 1.075 | 1.081 | 9.803 | 1.194 | 1379.191 | 167.989 | 0.95985 | 9.077 | 1.086 | 8.7126 | 1.0424 | 0.995 | 0.98268 | 209 | -1 |  |  | 0 |  | 41 | 11 | 4890.0743 | 4220.7919 | 11 | Wet Ponds | 262 | 30% | 55% | 2.6138 | 0.57332
39 | 7 | 0.0022025 | 264 | 39 | 7 | PAS | 4.1697 | 0.36 | 495.518 | 42.729 | 1.074 | 1.083 | 4.478 | 0.389 | 532.207 | 46.259 | 0.0022025 | 4.147 | 0.354 | 0.0091338 | 0.00077969 | 0.994 | 0.98418 | 209 | -1 |  |  | 0 |  | 41 | 11 | 4890.0743 | 4220.7919 | 11 | Wet Ponds | 264 | 30% | 55% | 0.0027401 | 0.00042883
39 | 8 | 0.039663 | 265 | 39 | 8 | AGR | 5.0969 | 0.451 | 1321.577 | 117.033 | 1.075 | 1.083 | 5.477 | 0.489 | 1420.241 | 126.723 | 0.039663 | 5.072 | 0.444 | 0.20117 | 0.01761 | 0.995 | 0.98436 | 209 | -1 |  |  | 0 |  | 41 | 11 | 4890.0743 | 4220.7919 | 11 | Wet Ponds | 265 | 30% | 55% | 0.060351 | 0.0096856
39 | 10 | 3.3479 | 267 | 39 | 10 | RAN | 1.5738 | 0.121 | 122.792 | 9.427 | 1.074 | 1.083 | 1.69 | 0.131 | 131.882 | 10.206 | 3.3479 | 1.565 | 0.119 | 5.2394 | 0.3984 | 0.994 | 0.98421 | 209 | -1 |  |  | 0 |  | 41 | 11 | 4890.0743 | 4220.7919 | 11 | Wet Ponds | 267 | 30% | 55% | 1.5718 | 0.21912
39 | 12 | 0.45407 | 269 | 39 | 12 | WAT | 0.27851 | 0.019 | 88.781 | 6.052 | 1.081 | 1.084 | 0.301 | 0.021 | 95.936 | 6.562 | 0.45407 | 0.279 | 0.019 | 0.12669 | 0.0086273 | 1.001 | 0.98565 | 209 | -1 |  |  | 0 |  | 41 | 11 | 4890.0743 | 4220.7919 | 11 | Wet Ponds | 269 | 30% | 55% | 0.038006 | 0.004745
39 | 13 | 0.035056 | 270 | 39 | 13 | WET | 2.4147 | 0.224 | 8471.903 | 784.954 | 1.082 | 1.085 | 2.613 | 0.243 | 9167.141 | 851.506 | 0.035056 | 2.419 | 0.221 | 0.0848 | 0.0077473 | 1.002 | 0.98617 | 209 | -1 |  |  | 0 |  | 41 | 11 | 4890.0743 | 4220.7919 | 11 | Wet Ponds | 270 | 30% | 55% | 0.02544 | 0.004261
40 | 1 | 15.5286 | 271 | 40 | 1 | LDR | 6.3414 | 0.299 | 1093.519 | 51.571 | 0.877 | 0.884 | 5.562 | 0.264 | 959.109 | 45.59 | 15.5286 | 5.562 | 0.264 | 86.3701 | 4.0996 | 0.877 | 0.88402 | 209 | -1 |  |  | 0 |  | 41 | 11 | 4890.0743 | 4220.7919 | 11 | Wet Ponds | 271 | 30% | 55% | 25.911 | 2.2548
40 | 2 | 875.1512 | 272 | 40 | 2 | MDR | 11.6613 | 0.577 | 15641.833 | 773.896 | 0.877 | 0.884 | 10.225 | 0.51 | 13715.384 | 683.794 | 875.1512 | 10.225 | 0.51 | 8948.4207 | 446.3271 | 0.877 | 0.88357 | 209 | -1 |  |  | 0 |  | 41 | 11 | 4890.0743 | 4220.7919 | 11 | Wet Ponds | 272 | 30% | 55% | 2684.5262 | 245.4799
40 | 3 | 261.7107 | 273 | 40 | 3 | HDR | 24.9268 | 1.943 | 9876.14 | 769.988 | 0.877 | 0.884 | 21.854 | 1.718 | 8658.806 | 680.793 | 261.7107 | 21.854 | 1.718 | 5719.4261 | 449.619 | 0.877 | 0.88416 | 209 | -1 |  |  | 0 |  | 41 | 11 | 4890.0743 | 4220.7919 | 11 | Wet Ponds | 273 | 30% | 55% | 1715.8278 | 247.2905
40 | 4 | 35.883 | 274 | 40 | 4 | IND | 14.4118 | 1.299 | 3327.006 | 299.956 | 0.876 | 0.883 | 12.618 | 1.147 | 2912.902 | 264.815 | 35.883 | 12.618 | 1.147 | 452.7717 | 41.1578 | 0.876 | 0.88285 | 209 | -1 |  |  | 0 |  | 41 | 11 | 4890.0743 | 4220.7919 | 11 | Wet Ponds | 274 | 30% | 55% | 135.8315 | 22.6368
40 | 6 | 27.321 | 275 | 40 | 6 | OPE | 6.7468 | 0.307 | 427.856 | 19.476 | 0.877 | 0.884 | 5.92 | 0.272 | 375.418 | 17.226 | 27.321 | 5.92 | 0.272 | 161.7406 | 7.4313 | 0.877 | 0.88448 | 209 | -1 |  |  | 0 |  | 41 | 11 | 4890.0743 | 4220.7919 | 11 | Wet Ponds | 275 | 30% | 55% | 48.5222 | 4.0872
40 | 7 | 1.2063 | 276 | 40 | 7 | PAS | 12.7524 | 0.661 | 1906.627 | 98.874 | 0.878 | 0.885 | 11.19 | 0.585 | 1673.08 | 87.468 | 1.2063 | 11.19 | 0.585 | 13.4983 | 0.70567 | 0.878 | 0.88464 | 209 | -1 |  |  | 0 |  | 41 | 11 | 4890.0743 | 4220.7919 | 11 | Wet Ponds | 276 | 30% | 55% | 4.0495 | 0.38812
40 | 8 | 0.52743 | 277 | 40 | 8 | AGR | 16.9565 | 0.888 | 2599.449 | 136.17 | 0.878 | 0.886 | 14.894 | 0.787 | 2283.201 | 120.597 | 0.52743 | 14.894 | 0.787 | 7.8555 | 0.41509 | 0.878 | 0.88564 | 209 | -1 |  |  | 0 |  | 41 | 11 | 4890.0743 | 4220.7919 | 11 | Wet Ponds | 277 | 30% | 55% | 2.3567 | 0.2283
40 | 10 | 11.4011 | 278 | 40 | 10 | RAN | 5.3135 | 0.224 | 67.752 | 2.86 | 0.878 | 0.885 | 4.666 | 0.199 | 59.491 | 2.531 | 11.4011 | 4.666 | 0.199 | 53.1975 | 2.2688 | 0.878 | 0.88503 | 209 | -1 |  |  | 0 |  | 41 | 11 | 4890.0743 | 4220.7919 | 11 | Wet Ponds | 278 | 30% | 55% | 15.9592 | 1.2478
40 | 11 | 39.1623 | 279 | 40 | 11 | FOR | 3.6901 | 0.154 | 450.076 | 18.808 | 0.88 | 0.888 | 3.247 | 0.137 | 396.042 | 16.694 | 39.1623 | 3.247 | 0.137 | 127.16 | 5.3652 | 0.88 | 0.8876 | 209 | -1 |  |  | 0 |  | 41 | 11 | 4890.0743 | 4220.7919 | 11 | Wet Ponds | 279 | 30% | 55% | 38.148 | 2.9509
40 | 12 | 52.7147 | 280 | 40 | 12 | WAT | 1.1121 | 0.044 | 79.326 | 3.165 | 0.88 | 0.889 | 0.979 | 0.039 | 69.829 | 2.815 | 52.7147 | 0.979 | 0.039 | 51.6077 | 2.0559 | 0.88 | 0.88918 | 209 | -1 |  |  | 0 |  | 41 | 11 | 4890.0743 | 4220.7919 | 11 | Wet Ponds | 280 | 30% | 55% | 15.4823 | 1.1307
40 | 13 | 135.5568 | 281 | 40 | 13 | WET | 1.1184 | 0.045 | 608.832 | 24.31 | 0.88 | 0.889 | 0.985 | 0.04 | 535.989 | 21.621 | 135.5568 | 0.985 | 0.04 | 133.5234 | 5.4223 | 0.88 | 0.88938 | 209 | -1 |  |  | 0 |  | 41 | 11 | 4890.0743 | 4220.7919 | 11 | Wet Ponds | 281 | 30% | 55% | 40.057 | 2.9822
41 | 1 | 68.1995 | 282 | 41 | 1 | LDR | 6.4645 | 0.301 | 7159.582 | 333.43 | 0.961 | 0.923 | 6.211 | 0.278 | 6878.392 | 307.743 | 68.1995 | 5.446 | 0.246 | 371.4143 | 16.7771 | 0.842 | 0.81555 | 209 | -1 |  |  | 0 |  | 41 | 11 | 4890.0743 | 4220.7919 | 11 | Wet Ponds | 282 | 30% | 55% | 111.4243 | 9.2274
41 | 2 | 1069.6811 | 283 | 41 | 2 | MDR | 11.9201 | 0.582 | 23513.664 | 1147.493 | 0.961 | 0.923 | 11.452 | 0.537 | 22589.972 | 1059.182 | 1069.6811 | 10.039 | 0.474 | 10738.5281 | 507.0288 | 0.842 | 0.81527 | 209 | -1 |  |  | 0 |  | 41 | 11 | 4890.0743 | 4220.7919 | 11 | Wet Ponds | 283 | 30% | 55% | 3221.5584 | 278.8659
41 | 3 | 306.1285 | 284 | 41 | 3 | HDR | 25.4619 | 1.917 | 15674.111 | 1180.15 | 0.961 | 0.923 | 24.461 | 1.77 | 15057.713 | 1089.811 | 306.1285 | 21.44 | 1.565 | 6563.3947 | 479.0911 | 0.842 | 0.81633 | 209 | -1 |  |  | 0 |  | 41 | 11 | 4890.0743 | 4220.7919 | 11 | Wet Ponds | 284 | 30% | 55% | 1969.0184 | 263.5001
41 | 4 | 81.3918 | 285 | 41 | 4 | IND | 15.0465 | 1.299 | 22984.638 | 1984.314 | 0.961 | 0.924 | 14.457 | 1.2 | 22084.136 | 1832.828 | 81.3918 | 12.656 | 1.059 | 1030.0949 | 86.1939 | 0.841 | 0.81549 | 209 | -1 |  |  | 0 |  | 41 | 11 | 4890.0743 | 4220.7919 | 11 | Wet Ponds | 285 | 30% | 55% | 309.0285 | 47.4067
41 | 6 | 11.8058 | 286 | 41 | 6 | OPE | 6.7112 | 0.301 | 712.339 | 31.937 | 0.96 | 0.922 | 6.446 | 0.278 | 684.169 | 29.462 | 11.8058 | 5.655 | 0.245 | 66.7621 | 2.8924 | 0.843 | 0.81557 | 209 | -1 |  |  | 0 |  | 41 | 11 | 4890.0743 | 4220.7919 | 11 | Wet Ponds | 286 | 30% | 55% | 20.0286 | 1.5908
41 | 7 | 3.831 | 287 | 41 | 7 | PAS | 12.3961 | 0.632 | 2255.096 | 115.031 | 0.96 | 0.923 | 11.903 | 0.583 | 2165.408 | 106.125 | 3.831 | 10.445 | 0.516 | 40.0151 | 1.9768 | 0.843 | 0.81577 | 209 | -1 |  |  | 0 |  | 41 | 11 | 4890.0743 | 4220.7919 | 11 | Wet Ponds | 287 | 30% | 55% | 12.0045 | 1.0872
41 | 8 | 44.0406 | 288 | 41 | 8 | AGR | 16.0936 | 0.836 | 8344.03 | 433.364 | 0.96 | 0.923 | 15.456 | 0.771 | 8013.183 | 399.822 | 44.0406 | 13.575 | 0.683 | 597.8511 | 30.0797 | 0.844 | 0.81685 | 209 | -1 |  |  | 0 |  | 41 | 11 | 4890.0743 | 4220.7919 | 11 | Wet Ponds | 288 | 30% | 55% | 179.3553 | 16.5439
41 | 10 | 28.1387 | 290 | 41 | 10 | RAN | 5.062 | 0.211 | 1204.825 | 50.143 | 0.96 | 0.922 | 4.86 | 0.194 | 1156.789 | 46.234 | 28.1387 | 4.268 | 0.172 | 120.0958 | 4.8399 | 0.843 | 0.81592 | 209 | -1 |  |  | 0 |  | 41 | 11 | 4890.0743 | 4220.7919 | 11 | Wet Ponds | 290 | 30% | 55% | 36.0288 | 2.6619
41 | 11 | 16.9955 | 291 | 41 | 11 | FOR | 3.3637 | 0.139 | 1738.258 | 71.607 | 0.961 | 0.923 | 3.231 | 0.128 | 1669.641 | 66.092 | 16.9955 | 2.844 | 0.114 | 48.3353 | 1.9375 | 0.846 | 0.81972 | 209 | -1 |  |  | 0 |  | 41 | 11 | 4890.0743 | 4220.7919 | 11 | Wet Ponds | 291 | 30% | 55% | 14.5006 | 1.0656
41 | 12 | 75.81 | 292 | 41 | 12 | WAT | 1.0456 | 0.041 | 281.889 | 11.073 | 0.962 | 0.921 | 1.006 | 0.038 | 271.1 | 10.202 | 75.81 | 0.885 | 0.034 | 67.0919 | 2.5775 | 0.847 | 0.81969 | 209 | -1 |  |  | 0 |  | 41 | 11 | 4890.0743 | 4220.7919 | 11 | Wet Ponds | 292 | 30% | 55% | 20.1276 | 1.4176
41 | 13 | 121.9862 | 293 | 41 | 13 | WET | 1.0484 | 0.041 | 1567.871 | 61.608 | 0.962 | 0.921 | 1.008 | 0.038 | 1507.852 | 56.766 | 121.9862 | 0.888 | 0.034 | 108.3237 | 4.1475 | 0.847 | 0.81976 | 209 | -1 |  |  | 0 |  | 41 | 11 | 4890.0743 | 4220.7919 | 11 | Wet Ponds | 293 | 30% | 55% | 32.4971 | 2.2811
42 | 1 | 15.6536 | 294 | 42 | 1 | LDR | 7.6974 | 0.341 | 476.88 | 21.153 | 0.659 | 0.566 | 5.072 | 0.193 | 314.247 | 11.98 | 15.6536 | 4.277 | 0.158 | 66.9505 | 2.4733 | 0.556 | 0.4631 | 209 | -1 |  |  | 0 |  | 41 | 11 | 4890.0743 | 4220.7919 | 11 | Wet Ponds | 294 | 30% | 55% | 20.0851 | 1.3603
42 | 2 | 139.4284 | 295 | 42 | 2 | MDR | 14.1386 | 0.658 | 3286.319 | 152.848 | 0.659 | 0.565 | 9.311 | 0.371 | 2164.239 | 86.325 | 139.4284 | 7.849 | 0.304 | 1094.3734 | 42.3862 | 0.555 | 0.46163 | 209 | -1 |  |  | 0 |  | 41 | 11 | 4890.0743 | 4220.7919 | 11 | Wet Ponds | 295 | 30% | 55% | 328.312 | 23.3124
42 | 3 | 94.2 | 296 | 42 | 3 | HDR | 30.1675 | 2.14 | 3938.018 | 279.373 | 0.658 | 0.566 | 19.86 | 1.21 | 2592.499 | 158.012 | 94.2 | 16.738 | 0.991 | 1576.7194 | 93.3522 | 0.555 | 0.46292 | 209 | -1 |  |  | 0 |  | 41 | 11 | 4890.0743 | 4220.7919 | 11 | Wet Ponds | 296 | 30% | 55% | 473.0158 | 51.3437
42 | 4 | 13.9648 | 297 | 42 | 4 | IND | 17.4519 | 1.441 | 795.723 | 65.708 | 0.657 | 0.561 | 11.46 | 0.809 | 522.54 | 36.866 | 13.9648 | 9.646 | 0.661 | 134.7048 | 9.2308 | 0.553 | 0.45849 | 209 | -1 |  |  | 0 |  | 41 | 11 | 4890.0743 | 4220.7919 | 11 | Wet Ponds | 297 | 30% | 55% | 40.4114 | 5.0769
42 | 6 | 0.00018268 | 298 | 42 | 6 | OPE | 8.0404 | 0.343 | 48.705 | 2.079 | 0.66 | 0.569 | 5.305 | 0.195 | 32.132 | 1.184 | 0.00018268 | 4.475 | 0.16 | 0.00081748 | 2.9228e-05 | 0.557 | 0.46591 | 209 | -1 |  |  | 0 |  | 41 | 11 | 4890.0743 | 4220.7919 | 11 | Wet Ponds | 298 | 30% | 55% | 0.00024524 | 1.6076e-05
42 | 7 | 0.032214 | 299 | 42 | 7 | PAS | 15.1363 | 0.73 | 582.655 | 28.103 | 0.66 | 0.572 | 9.996 | 0.418 | 384.802 | 16.081 | 0.032214 | 8.438 | 0.342 | 0.27183 | 0.011017 | 0.557 | 0.46848 | 209 | -1 |  |  | 0 |  | 41 | 11 | 4890.0743 | 4220.7919 | 11 | Wet Ponds | 299 | 30% | 55% | 0.081548 | 0.0060595
42 | 9 | 0.11481 | 300 | 42 | 9 | AGT | 12.4627 | 0.564 | 70.793 | 3.203 | 0.662 | 0.575 | 8.247 | 0.325 | 46.844 | 1.843 | 0.11481 | 6.967 | 0.266 | 0.7999 | 0.03054 | 0.559 | 0.47143 | 209 | -1 |  |  | 0 |  | 41 | 11 | 4890.0743 | 4220.7919 | 11 | Wet Ponds | 300 | 30% | 55% | 0.23997 | 0.016797
42 | 10 | 0.32712 | 301 | 42 | 10 | RAN | 6.2801 | 0.248 | 114.125 | 4.502 | 0.661 | 0.574 | 4.154 | 0.142 | 75.485 | 2.586 | 0.32712 | 3.508 | 0.117 | 1.1475 | 0.038272 | 0.559 | 0.47052 | 209 | -1 |  |  | 0 |  | 41 | 11 | 4890.0743 | 4220.7919 | 11 | Wet Ponds | 301 | 30% | 55% | 0.34426 | 0.02105
42 | 11 | 0.15121 | 302 | 42 | 11 | FOR | 4.1872 | 0.163 | 101.297 | 3.941 | 0.665 | 0.582 | 2.782 | 0.095 | 67.315 | 2.294 | 0.15121 | 2.355 | 0.078 | 0.35611 | 0.011795 | 0.562 | 0.47767 | 209 | -1 |  |  | 0 |  | 41 | 11 | 4890.0743 | 4220.7919 | 11 | Wet Ponds | 302 | 30% | 55% | 0.10683 | 0.006487
42 | 12 | 22.0887 | 303 | 42 | 12 | WAT | 1.3297 | 0.05 | 190.882 | 7.167 | 0.666 | 0.595 | 0.885 | 0.03 | 127.045 | 4.267 | 22.0887 | 0.75 | 0.024 | 16.5665 | 0.53013 | 0.564 | 0.48916 | 209 | -1 |  |  | 0 |  | 41 | 11 | 4890.0743 | 4220.7919 | 11 | Wet Ponds | 303 | 30% | 55% | 4.97 | 0.29157
42 | 13 | 16.852 | 304 | 42 | 13 | WET | 1.3315 | 0.05 | 149.313 | 5.607 | 0.666 | 0.595 | 0.886 | 0.03 | 99.382 | 3.339 | 16.852 | 0.751 | 0.024 | 12.6558 | 0.40445 | 0.564 | 0.48921 | 209 | -1 |  |  | 0 |  | 41 | 11 | 4890.0743 | 4220.7919 | 11 | Wet Ponds | 304 | 30% | 55% | 3.7967 | 0.22245
43 | 2 | 67.901 | 306 | 43 | 2 | MDR | 14.0634 | 0.759 | 7259.995 | 391.71 | 0.384 | 0.389 | 5.405 | 0.295 | 2790.364 | 152.2 | 67.901 | 3.02 | 0.14 | 205.061 | 9.5061 | 0.215 | 0.18394 | 209 | -1 |  |  | 0 |  | 41 | 11 | 4890.0743 | 4220.7919 | 11 | Wet Ponds | 306 | 30% | 55% | 61.5183 | 5.2284
43 | 3 | 1.0646 | 307 | 43 | 3 | HDR | 30.0054 | 2.488 | 34.152 | 2.832 | 0.384 | 0.395 | 11.523 | 0.983 | 13.115 | 1.119 | 1.0646 | 6.434 | 0.466 | 6.8498 | 0.49612 | 0.214 | 0.18741 | 209 | -1 |  |  | 0 |  | 41 | 11 | 4890.0743 | 4220.7919 | 11 | Wet Ponds | 307 | 30% | 55% | 2.0549 | 0.27286
43 | 4 | 0.76697 | 308 | 43 | 4 | IND | 17.3446 | 1.669 | 998.834 | 96.117 | 0.381 | 0.389 | 6.612 | 0.65 | 380.786 | 37.427 | 0.76697 | 3.68 | 0.306 | 2.8225 | 0.23469 | 0.212 | 0.18339 | 209 | -1 |  |  | 0 |  | 41 | 11 | 4890.0743 | 4220.7919 | 11 | Wet Ponds | 308 | 30% | 55% | 0.84674 | 0.12908
43 | 6 | 0.14824 | 309 | 43 | 6 | OPE | 7.9985 | 0.397 | 75.142 | 3.732 | 0.387 | 0.394 | 3.097 | 0.156 | 29.091 | 1.47 | 0.14824 | 1.734 | 0.075 | 0.25705 | 0.011118 | 0.217 | 0.18765 | 209 | -1 |  |  | 0 |  | 41 | 11 | 4890.0743 | 4220.7919 | 11 | Wet Ponds | 309 | 30% | 55% | 0.077114 | 0.0061149
43 | 9 | 0.0079501 | 312 | 43 | 9 | AGT | 12.3942 | 0.656 | 220.802 | 11.688 | 0.392 | 0.401 | 4.861 | 0.263 | 86.592 | 4.688 | 0.0079501 | 2.731 | 0.126 | 0.021712 | 0.0010017 | 0.22 | 0.19268 | 209 | -1 |  |  | 0 |  | 41 | 11 | 4890.0743 | 4220.7919 | 11 | Wet Ponds | 312 | 30% | 55% | 0.0065136 | 0.00055095
43 | 12 | 1.5239 | 315 | 43 | 12 | WAT | 1.328 | 0.058 | 87.095 | 3.773 | 0.397 | 0.41 | 0.527 | 0.024 | 34.58 | 1.546 | 1.5239 | 0.299 | 0.012 | 0.45564 | 0.018287 | 0.225 | 0.20342 | 209 | -1 |  |  | 0 |  | 41 | 11 | 4890.0743 | 4220.7919 | 11 | Wet Ponds | 315 | 30% | 55% | 0.13669 | 0.010058
43 | 13 | 2.7558 | 316 | 43 | 13 | WET | 1.3298 | 0.058 | 89.023 | 3.857 | 0.397 | 0.41 | 0.528 | 0.024 | 35.35 | 1.581 | 2.7558 | 0.299 | 0.012 | 0.82399 | 0.03307 | 0.225 | 0.20354 | 209 | -1 |  |  | 0 |  | 41 | 11 | 4890.0743 | 4220.7919 | 11 | Wet Ponds | 316 | 30% | 55% | 0.2472 | 0.018188
44 | 1 | 0.17556 | 317 | 44 | 1 | LDR | 8.5464 | 0.409 | 1023.92 | 49.032 | 0.331 | 0.199 | 2.827 | 0.081 | 338.68 | 9.763 | 0.17556 | 1.581 | 0.039 | 0.27757 | 0.006847 | 0.185 | 0.094978 | 209 | -1 |  |  | 0 |  | 41 | 11 | 4890.0743 | 4220.7919 | 11 | Wet Ponds | 317 | 30% | 55% | 0.08327 | 0.0037659
44 | 2 | 56.1931 | 318 | 44 | 2 | MDR | 15.6987 | 0.788 | 13549.489 | 680.352 | 0.33 | 0.198 | 5.183 | 0.156 | 4473.784 | 134.856 | 56.1931 | 2.897 | 0.074 | 162.7913 | 4.1583 | 0.185 | 0.094305 | 209 | -1 |  |  | 0 |  | 41 | 11 | 4890.0743 | 4220.7919 | 11 | Wet Ponds | 318 | 30% | 55% | 48.8374 | 2.2871
44 | 3 | 15.521 | 319 | 44 | 3 | HDR | 33.4997 | 2.57 | 5148.195 | 394.954 | 0.33 | 0.202 | 11.051 | 0.519 | 1698.308 | 79.773 | 15.521 | 6.172 | 0.247 | 95.7954 | 3.8337 | 0.184 | 0.096194 | 209 | -1 |  |  | 0 |  | 41 | 11 | 4890.0743 | 4220.7919 | 11 | Wet Ponds | 319 | 30% | 55% | 28.7386 | 2.1085
44 | 4 | 1.7596 | 320 | 44 | 4 | IND | 19.3728 | 1.729 | 6451.954 | 575.835 | 0.327 | 0.198 | 6.341 | 0.343 | 2111.931 | 114.125 | 1.7596 | 3.531 | 0.162 | 6.2133 | 0.28506 | 0.182 | 0.093784 | 209 | -1 |  |  | 0 |  | 41 | 11 | 4890.0743 | 4220.7919 | 11 | Wet Ponds | 320 | 30% | 55% | 1.864 | 0.15678
44 | 6 | 0.35438 | 321 | 44 | 6 | OPE | 8.9262 | 0.412 | 61.149 | 2.821 | 0.333 | 0.202 | 2.97 | 0.083 | 20.347 | 0.569 | 0.35438 | 1.663 | 0.04 | 0.58934 | 0.014175 | 0.186 | 0.096581 | 209 | -1 |  |  | 0 |  | 41 | 11 | 4890.0743 | 4220.7919 | 11 | Wet Ponds | 321 | 30% | 55% | 0.1768 | 0.0077964
44 | 9 | 0.0044222 | 323 | 44 | 9 | AGT | 13.821 | 0.677 | 194.236 | 9.516 | 0.337 | 0.207 | 4.664 | 0.14 | 65.54 | 1.966 | 0.0044222 | 2.621 | 0.067 | 0.011591 | 0.00029629 | 0.19 | 0.099636 | 209 | -1 |  |  | 0 |  | 41 | 11 | 4890.0743 | 4220.7919 | 11 | Wet Ponds | 323 | 30% | 55% | 0.0034772 | 0.00016296
44 | 11 | 0.26838 | 325 | 44 | 11 | FOR | 4.6295 | 0.196 | 316.866 | 13.395 | 0.344 | 0.214 | 1.593 | 0.042 | 109.049 | 2.866 | 0.26838 | 0.9 | 0.02 | 0.24154 | 0.0053676 | 0.194 | 0.10423 | 209 | -1 |  |  | 0 |  | 41 | 11 | 4890.0743 | 4220.7919 | 11 | Wet Ponds | 325 | 30% | 55% | 0.072463 | 0.0029522
44 | 12 | 12.6068 | 326 | 44 | 12 | WAT | 1.4724 | 0.06 | 593.132 | 23.988 | 0.34 | 0.213 | 0.5 | 0.013 | 201.564 | 5.118 | 12.6068 | 0.284 | 0.006 | 3.5803 | 0.075641 | 0.193 | 0.10639 | 209 | -1 |  |  | 0 |  | 41 | 11 | 4890.0743 | 4220.7919 | 11 | Wet Ponds | 326 | 30% | 55% | 1.0741 | 0.041602
44 | 13 | 13.0756 | 327 | 44 | 13 | WET | 1.4743 | 0.06 | 265.45 | 10.738 | 0.34 | 0.213 | 0.501 | 0.013 | 90.226 | 2.292 | 13.0756 | 0.284 | 0.006 | 3.7135 | 0.078454 | 0.193 | 0.10643 | 209 | -1 |  |  | 0 |  | 41 | 11 | 4890.0743 | 4220.7919 | 11 | Wet Ponds | 327 | 30% | 55% | 1.114 | 0.043149
45 | 2 | 145.7354 | 329 | 45 | 2 | MDR | 18.3801 | 0.797 | 8505.202 | 368.804 | 0.866 | 0.793 | 15.92 | 0.632 | 7367.027 | 292.453 | 145.7354 | 13.968 | 0.559 | 2035.6326 | 81.4661 | 0.76 | 0.70082 | 209 | -1 |  |  | 0 |  | 41 | 11 | 4890.0743 | 4220.7919 | 11 | Wet Ponds | 329 | 30% | 55% | 610.6898 | 44.8064
45 | 3 | 30.6941 | 330 | 45 | 3 | HDR | 39.2064 | 2.634 | 2421.799 | 162.704 | 0.866 | 0.792 | 33.956 | 2.085 | 2097.479 | 128.8 | 30.6941 | 29.789 | 1.844 | 914.3476 | 56.6 | 0.76 | 0.70014 | 209 | -1 |  |  | 0 |  | 41 | 11 | 4890.0743 | 4220.7919 | 11 | Wet Ponds | 330 | 30% | 55% | 274.3043 | 31.13
45 | 4 | 67.3976 | 331 | 45 | 4 | IND | 22.7672 | 1.772 | 5848.504 | 455.232 | 0.864 | 0.79 | 19.676 | 1.401 | 5054.405 | 359.803 | 67.3976 | 17.239 | 1.237 | 1161.8681 | 83.3709 | 0.757 | 0.69791 | 209 | -1 |  |  | 0 |  | 41 | 11 | 4890.0743 | 4220.7919 | 11 | Wet Ponds | 331 | 30% | 55% | 348.5604 | 45.854
45 | 6 | 0.017708 | 333 | 45 | 6 | OPE | 10.5052 | 0.42 | 172.54 | 6.891 | 0.867 | 0.794 | 9.111 | 0.333 | 149.641 | 5.475 | 0.017708 | 8 | 0.295 | 0.14166 | 0.0052238 | 0.762 | 0.70313 | 209 | -1 |  |  | 0 |  | 41 | 11 | 4890.0743 | 4220.7919 | 11 | Wet Ponds | 333 | 30% | 55% | 0.042498 | 0.0028731
45 | 7 | 0.0097337 | 334 | 45 | 7 | PAS | 20.023 | 0.916 | 55.871 | 2.557 | 0.868 | 0.794 | 17.374 | 0.727 | 48.481 | 2.029 | 0.0097337 | 15.261 | 0.644 | 0.14855 | 0.0062685 | 0.762 | 0.70278 | 209 | -1 |  |  | 0 |  | 41 | 11 | 4890.0743 | 4220.7919 | 11 | Wet Ponds | 334 | 30% | 55% | 0.044564 | 0.0034477
45 | 9 | 0.0054622 | 335 | 45 | 9 | AGT | 16.5099 | 0.705 | 2.977 | 0.127 | 0.869 | 0.794 | 14.351 | 0.56 | 2.588 | 0.101 | 0.0054622 | 12.612 | 0.495 | 0.06889 | 0.0027038 | 0.764 | 0.70284 | 209 | -1 |  |  | 0 |  | 41 | 11 | 4890.0743 | 4220.7919 | 11 | Wet Ponds | 335 | 30% | 55% | 0.020667 | 0.0014871
45 | 10 | 0.38059 | 336 | 45 | 10 | RAN | 8.2662 | 0.307 | 85.838 | 3.192 | 0.869 | 0.795 | 7.18 | 0.244 | 74.56 | 2.536 | 0.38059 | 6.31 | 0.216 | 2.4015 | 0.082208 | 0.763 | 0.70401 | 209 | -1 |  |  | 0 |  | 41 | 11 | 4890.0743 | 4220.7919 | 11 | Wet Ponds | 336 | 30% | 55% | 0.72046 | 0.045214
45 | 11 | 1.7896 | 337 | 45 | 11 | FOR | 5.5459 | 0.205 | 109.052 | 4.029 | 0.874 | 0.792 | 4.844 | 0.162 | 95.257 | 3.19 | 1.7896 | 4.263 | 0.144 | 7.6291 | 0.2577 | 0.769 | 0.70298 | 209 | -1 |  |  | 0 |  | 41 | 11 | 4890.0743 | 4220.7919 | 11 | Wet Ponds | 337 | 30% | 55% | 2.2887 | 0.14174
45 | 12 | 8.2575 | 338 | 45 | 12 | WAT | 1.6782 | 0.059 | 35.951 | 1.258 | 0.862 | 0.795 | 1.446 | 0.047 | 30.984 | 1.001 | 8.2575 | 1.273 | 0.042 | 10.5118 | 0.34681 | 0.759 | 0.70735 | 209 | -1 |  |  | 0 |  | 41 | 11 | 4890.0743 | 4220.7919 | 11 | Wet Ponds | 338 | 30% | 55% | 3.1535 | 0.19075
45 | 13 | 42.8684 | 339 | 45 | 13 | WET | 1.6817 | 0.059 | 315.737 | 11.053 | 0.862 | 0.795 | 1.45 | 0.047 | 272.162 | 8.791 | 42.8684 | 1.276 | 0.042 | 54.7001 | 1.8005 | 0.759 | 0.70722 | 209 | -1 |  |  | 0 |  | 41 | 11 | 4890.0743 | 4220.7919 | 11 | Wet Ponds | 339 | 30% | 55% | 16.41 | 0.99026
46 | 1 | 0.34948 | 340 | 46 | 1 | LDR | 7.475 | 0.335 | 892.731 | 39.971 | 0.586 | 0.84 | 4.38 | 0.281 | 523.1 | 33.572 | 0.34948 | 3.356 | 0.165 | 1.1728 | 0.057664 | 0.449 | 0.49425 | 209 | -1 |  |  | 0 |  | 41 | 11 | 4890.0743 | 4220.7919 | 11 | Wet Ponds | 340 | 30% | 55% | 0.35185 | 0.031715
46 | 2 | 104.6582 | 341 | 46 | 2 | MDR | 13.7343 | 0.645 | 12517.372 | 587.845 | 0.585 | 0.835 | 8.036 | 0.539 | 7324.398 | 490.966 | 104.6582 | 6.155 | 0.317 | 644.1711 | 33.1766 | 0.448 | 0.49116 | 209 | -1 |  |  | 0 |  | 41 | 11 | 4890.0743 | 4220.7919 | 11 | Wet Ponds | 341 | 30% | 55% | 193.2513 | 18.2472
46 | 3 | 4.3789 | 342 | 46 | 3 | HDR | 29.2966 | 2.128 | 15135.696 | 1099.348 | 0.585 | 0.841 | 17.131 | 1.789 | 8850.484 | 924.087 | 4.3789 | 13.118 | 1.05 | 57.4422 | 4.5978 | 0.448 | 0.49364 | 209 | -1 |  |  | 0 |  | 41 | 11 | 4890.0743 | 4220.7919 | 11 | Wet Ponds | 342 | 30% | 55% | 17.2326 | 2.5288
46 | 4 | 2.3067 | 343 | 46 | 4 | IND | 17.0006 | 1.432 | 5136.665 | 432.629 | 0.581 | 0.828 | 9.877 | 1.185 | 2984.427 | 358.031 | 2.3067 | 7.542 | 0.694 | 17.3968 | 1.6008 | 0.444 | 0.48499 | 209 | -1 |  |  | 0 |  | 41 | 11 | 4890.0743 | 4220.7919 | 11 | Wet Ponds | 343 | 30% | 55% | 5.219 | 0.88045
46 | 6 | 0.65441 | 344 | 46 | 6 | OPE | 7.8531 | 0.34 | 453.903 | 19.632 | 0.587 | 0.847 | 4.613 | 0.288 | 266.622 | 16.626 | 0.65441 | 3.539 | 0.17 | 2.316 | 0.11125 | 0.451 | 0.49916 | 209 | -1 |  |  | 0 |  | 41 | 11 | 4890.0743 | 4220.7919 | 11 | Wet Ponds | 344 | 30% | 55% | 0.69479 | 0.061187
46 | 12 | 3.909 | 349 | 46 | 12 | WAT | 1.258 | 0.048 | 618.54 | 23.423 | 0.591 | 0.9 | 0.744 | 0.043 | 365.844 | 21.08 | 3.909 | 0.569 | 0.025 | 2.2242 | 0.097725 | 0.452 | 0.53317 | 209 | -1 |  |  | 0 |  | 41 | 11 | 4890.0743 | 4220.7919 | 11 | Wet Ponds | 349 | 30% | 55% | 0.66726 | 0.053749
46 | 13 | 13.9265 | 350 | 46 | 13 | WET | 1.2605 | 0.048 | 423.33 | 16.035 | 0.592 | 0.901 | 0.746 | 0.043 | 250.472 | 14.442 | 13.9265 | 0.571 | 0.025 | 7.9521 | 0.34816 | 0.453 | 0.53354 | 209 | -1 |  |  | 0 |  | 41 | 11 | 4890.0743 | 4220.7919 | 11 | Wet Ponds | 350 | 30% | 55% | 2.3856 | 0.19149
90 | 1 | 0.00035819 | 545 | 90 | 1 | LDR | 6.1079 | 0.308 | 1822.248 | 91.801 | 0.804 | 0.837 | 4.91 | 0.257 | 1464.821 | 76.812 | 0.00035819 | 2.322 | 0.128 | 0.00083171 | 4.5848e-05 | 0.38 | 0.41636 | 209 | -1 |  |  | 0 |  | 41 | 11 | 4890.0743 | 4220.7919 | 11 | Wet Ponds | 545 | 30% | 55% | 0.00024951 | 2.5216e-05
90 | 2 | 19.1407 | 546 | 90 | 2 | MDR | 11.3664 | 0.605 | 14884.136 | 791.874 | 0.804 | 0.836 | 9.135 | 0.506 | 11961.814 | 662.37 | 19.1407 | 4.317 | 0.251 | 82.6305 | 4.8043 | 0.38 | 0.41575 | 209 | -1 |  |  | 0 |  | 41 | 11 | 4890.0743 | 4220.7919 | 11 | Wet Ponds | 546 | 30% | 55% | 24.7892 | 2.6424
90 | 4 | 2.6598 | 548 | 90 | 4 | IND | 14.9374 | 1.425 | 2368.245 | 225.99 | 0.803 | 0.836 | 11.993 | 1.191 | 1901.418 | 188.888 | 2.6598 | 5.645 | 0.592 | 15.0146 | 1.5746 | 0.378 | 0.41522 | 209 | -1 |  |  | 0 |  | 41 | 11 | 4890.0743 | 4220.7919 | 11 | Wet Ponds | 548 | 30% | 55% | 4.5044 | 0.86603
91 | 2 | 0.98682 | 557 | 91 | 2 | MDR | 17.0725 | 0.876 | 2453.124 | 125.823 | 0.218 | 0.115 | 3.73 | 0.101 | 535.951 | 14.489 | 0.98682 | 1.431 | 0.043 | 1.4121 | 0.042433 | 0.084 | 0.048784 | 209 | -1 |  |  | 0 |  | 41 | 11 | 4890.0743 | 4220.7919 | 11 | Wet Ponds | 557 | 30% | 55% | 0.42364 | 0.023338
91 | 3 | 0.0033945 | 558 | 91 | 3 | HDR | 36.6865 | 2.933 | 21.329 | 1.705 | 0.218 | 0.118 | 8.015 | 0.346 | 4.66 | 0.201 | 0.0033945 | 3.074 | 0.147 | 0.010435 | 0.00049899 | 0.084 | 0.050185 | 209 | -1 |  |  | 0 |  | 41 | 11 | 4890.0743 | 4220.7919 | 11 | Wet Ponds | 558 | 30% | 55% | 0.0031304 | 0.00027445
91 | 6 | 0.043859 | 560 | 91 | 6 | OPE | 9.3466 | 0.436 | 27.163 | 1.266 | 0.222 | 0.117 | 2.078 | 0.051 | 6.038 | 0.149 | 0.043859 | 0.799 | 0.022 | 0.035043 | 0.0009649 | 0.085 | 0.049834 | 209 | -1 |  |  | 0 |  | 41 | 11 | 4890.0743 | 4220.7919 | 11 | Wet Ponds | 560 | 30% | 55% | 0.010513 | 0.0005307
91 | 13 | 0.010781 | 565 | 91 | 13 | WET | 2.4407 | 0.101 | 90.532 | 3.763 | 0.231 | 0.129 | 0.564 | 0.013 | 20.917 | 0.484 | 0.010781 | 0.222 | 0.006 | 0.0023934 | 6.4686e-05 | 0.091 | 0.055914 | 209 | -1 |  |  | 0 |  | 41 | 11 | 4890.0743 | 4220.7919 | 11 | Wet Ponds | 565 | 30% | 55% | 0.00071801 | 3.5577e-05
38 | 1 | 0.027569 | 247 | 38 | 1 | LDR | 4.4646 | 0.394 | 219.902 | 19.412 | 0.753 | 0.733 | 3.362 | 0.289 | 165.572 | 14.232 | 0.027569 | 3.362 | 0.289 | 0.092687 | 0.0079674 | 0.753 | 0.73313 | 210 | -1 |  |  | 0 |  | 42 | 11 | 232.3769 | 217.8977 | 11 | Wet Ponds | 247 | 30% | 55% | 0.027806 | 0.0043821
38 | 2 | 0.32229 | 248 | 38 | 2 | MDR | 8.5662 | 0.781 | 5390.011 | 491.366 | 0.752 | 0.731 | 6.439 | 0.571 | 4051.586 | 359.418 | 0.32229 | 6.439 | 0.571 | 2.0752 | 0.18403 | 0.752 | 0.73147 | 210 | -1 |  |  | 0 |  | 42 | 11 | 232.3769 | 217.8977 | 11 | Wet Ponds | 248 | 30% | 55% | 0.62257 | 0.10122
38 | 4 | 0.014184 | 250 | 38 | 4 | IND | 13.0332 | 1.643 | 2693.398 | 339.537 | 0.746 | 0.728 | 9.718 | 1.196 | 2008.316 | 247.156 | 0.014184 | 9.718 | 1.196 | 0.13784 | 0.016964 | 0.746 | 0.72792 | 210 | -1 |  |  | 0 |  | 42 | 11 | 232.3769 | 217.8977 | 11 | Wet Ponds | 250 | 30% | 55% | 0.041351 | 0.0093301
40 | 1 | 1.5267 | 271 | 40 | 1 | LDR | 6.3414 | 0.299 | 1093.519 | 51.571 | 0.877 | 0.884 | 5.562 | 0.264 | 959.109 | 45.59 | 1.5267 | 5.562 | 0.264 | 8.4914 | 0.40304 | 0.877 | 0.88402 | 210 | -1 |  |  | 0 |  | 42 | 11 | 232.3769 | 217.8977 | 11 | Wet Ponds | 271 | 30% | 55% | 2.5474 | 0.22167
40 | 2 | 59.3373 | 272 | 40 | 2 | MDR | 11.6613 | 0.577 | 15641.833 | 773.896 | 0.877 | 0.884 | 10.225 | 0.51 | 13715.384 | 683.794 | 59.3373 | 10.225 | 0.51 | 606.7236 | 30.262 | 0.877 | 0.88357 | 210 | -1 |  |  | 0 |  | 42 | 11 | 232.3769 | 217.8977 | 11 | Wet Ponds | 272 | 30% | 55% | 182.0171 | 16.6441
40 | 3 | 0.49023 | 273 | 40 | 3 | HDR | 24.9268 | 1.943 | 9876.14 | 769.988 | 0.877 | 0.884 | 21.854 | 1.718 | 8658.806 | 680.793 | 0.49023 | 21.854 | 1.718 | 10.7136 | 0.84222 | 0.877 | 0.88416 | 210 | -1 |  |  | 0 |  | 42 | 11 | 232.3769 | 217.8977 | 11 | Wet Ponds | 273 | 30% | 55% | 3.2141 | 0.46322
40 | 4 | 6.299 | 274 | 40 | 4 | IND | 14.4118 | 1.299 | 3327.006 | 299.956 | 0.876 | 0.883 | 12.618 | 1.147 | 2912.902 | 264.815 | 6.299 | 12.618 | 1.147 | 79.4812 | 7.225 | 0.876 | 0.88285 | 210 | -1 |  |  | 0 |  | 42 | 11 | 232.3769 | 217.8977 | 11 | Wet Ponds | 274 | 30% | 55% | 23.8444 | 3.9737
40 | 11 | 0.71083 | 279 | 40 | 11 | FOR | 3.6901 | 0.154 | 450.076 | 18.808 | 0.88 | 0.888 | 3.247 | 0.137 | 396.042 | 16.694 | 0.71083 | 3.247 | 0.137 | 2.3081 | 0.097384 | 0.88 | 0.8876 | 210 | -1 |  |  | 0 |  | 42 | 11 | 232.3769 | 217.8977 | 11 | Wet Ponds | 279 | 30% | 55% | 0.69242 | 0.053561
40 | 12 | 0.13182 | 280 | 40 | 12 | WAT | 1.1121 | 0.044 | 79.326 | 3.165 | 0.88 | 0.889 | 0.979 | 0.039 | 69.829 | 2.815 | 0.13182 | 0.979 | 0.039 | 0.12905 | 0.005141 | 0.88 | 0.88918 | 210 | -1 |  |  | 0 |  | 42 | 11 | 232.3769 | 217.8977 | 11 | Wet Ponds | 280 | 30% | 55% | 0.038716 | 0.0028275
40 | 13 | 1.937 | 281 | 40 | 13 | WET | 1.1184 | 0.045 | 608.832 | 24.31 | 0.88 | 0.889 | 0.985 | 0.04 | 535.989 | 21.621 | 1.937 | 0.985 | 0.04 | 1.9079 | 0.077478 | 0.88 | 0.88938 | 210 | -1 |  |  | 0 |  | 42 | 11 | 232.3769 | 217.8977 | 11 | Wet Ponds | 281 | 30% | 55% | 0.57237 | 0.042613
41 | 1 | 6.5574 | 282 | 41 | 1 | LDR | 6.4645 | 0.301 | 7159.582 | 333.43 | 0.961 | 0.923 | 6.211 | 0.278 | 6878.392 | 307.743 | 6.5574 | 5.446 | 0.246 | 35.7116 | 1.6131 | 0.842 | 0.81555 | 210 | -1 |  |  | 0 |  | 42 | 11 | 232.3769 | 217.8977 | 11 | Wet Ponds | 282 | 30% | 55% | 10.7135 | 0.88722
41 | 2 | 83.3754 | 283 | 41 | 2 | MDR | 11.9201 | 0.582 | 23513.664 | 1147.493 | 0.961 | 0.923 | 11.452 | 0.537 | 22589.972 | 1059.182 | 83.3754 | 10.039 | 0.474 | 837.0059 | 39.52 | 0.842 | 0.81527 | 210 | -1 |  |  | 0 |  | 42 | 11 | 232.3769 | 217.8977 | 11 | Wet Ponds | 283 | 30% | 55% | 251.1018 | 21.736
41 | 3 | 0.27024 | 284 | 41 | 3 | HDR | 25.4619 | 1.917 | 15674.111 | 1180.15 | 0.961 | 0.923 | 24.461 | 1.77 | 15057.713 | 1089.811 | 0.27024 | 21.44 | 1.565 | 5.794 | 0.42293 | 0.842 | 0.81633 | 210 | -1 |  |  | 0 |  | 42 | 11 | 232.3769 | 217.8977 | 11 | Wet Ponds | 284 | 30% | 55% | 1.7382 | 0.23261
41 | 4 | 5.7885 | 285 | 41 | 4 | IND | 15.0465 | 1.299 | 22984.638 | 1984.314 | 0.961 | 0.924 | 14.457 | 1.2 | 22084.136 | 1832.828 | 5.7885 | 12.656 | 1.059 | 73.2598 | 6.1301 | 0.841 | 0.81549 | 210 | -1 |  |  | 0 |  | 42 | 11 | 232.3769 | 217.8977 | 11 | Wet Ponds | 285 | 30% | 55% | 21.9779 | 3.3715
41 | 7 | 0.64203 | 287 | 41 | 7 | PAS | 12.3961 | 0.632 | 2255.096 | 115.031 | 0.96 | 0.923 | 11.903 | 0.583 | 2165.408 | 106.125 | 0.64203 | 10.445 | 0.516 | 6.706 | 0.33129 | 0.843 | 0.81577 | 210 | -1 |  |  | 0 |  | 42 | 11 | 232.3769 | 217.8977 | 11 | Wet Ponds | 287 | 30% | 55% | 2.0118 | 0.18221
41 | 8 | 2.2028 | 288 | 41 | 8 | AGR | 16.0936 | 0.836 | 8344.03 | 433.364 | 0.96 | 0.923 | 15.456 | 0.771 | 8013.183 | 399.822 | 2.2028 | 13.575 | 0.683 | 29.9031 | 1.5045 | 0.844 | 0.81685 | 210 | -1 |  |  | 0 |  | 42 | 11 | 232.3769 | 217.8977 | 11 | Wet Ponds | 288 | 30% | 55% | 8.9709 | 0.82748
41 | 11 | 0.73044 | 291 | 41 | 11 | FOR | 3.3637 | 0.139 | 1738.258 | 71.607 | 0.961 | 0.923 | 3.231 | 0.128 | 1669.641 | 66.092 | 0.73044 | 2.844 | 0.114 | 2.0774 | 0.08327 | 0.846 | 0.81972 | 210 | -1 |  |  | 0 |  | 42 | 11 | 232.3769 | 217.8977 | 11 | Wet Ponds | 291 | 30% | 55% | 0.62321 | 0.045799
41 | 13 | 1.0032 | 293 | 41 | 13 | WET | 1.0484 | 0.041 | 1567.871 | 61.608 | 0.962 | 0.921 | 1.008 | 0.038 | 1507.852 | 56.766 | 1.0032 | 0.888 | 0.034 | 0.89082 | 0.034108 | 0.847 | 0.81976 | 210 | -1 |  |  | 0 |  | 42 | 11 | 232.3769 | 217.8977 | 11 | Wet Ponds | 293 | 30% | 55% | 0.26725 | 0.018759
42 | 1 | 5.3644 | 294 | 42 | 1 | LDR | 7.6974 | 0.341 | 476.88 | 21.153 | 0.659 | 0.566 | 5.072 | 0.193 | 314.247 | 11.98 | 5.3644 | 4.277 | 0.158 | 22.9436 | 0.84758 | 0.556 | 0.4631 | 210 | -1 |  |  | 0 |  | 42 | 11 | 232.3769 | 217.8977 | 11 | Wet Ponds | 294 | 30% | 55% | 6.8831 | 0.46617
42 | 2 | 35.9398 | 295 | 42 | 2 | MDR | 14.1386 | 0.658 | 3286.319 | 152.848 | 0.659 | 0.565 | 9.311 | 0.371 | 2164.239 | 86.325 | 35.9398 | 7.849 | 0.304 | 282.0913 | 10.9257 | 0.555 | 0.46163 | 210 | -1 |  |  | 0 |  | 42 | 11 | 232.3769 | 217.8977 | 11 | Wet Ponds | 295 | 30% | 55% | 84.6274 | 6.0091
42 | 12 | 0.14909 | 303 | 42 | 12 | WAT | 1.3297 | 0.05 | 190.882 | 7.167 | 0.666 | 0.595 | 0.885 | 0.03 | 127.045 | 4.267 | 0.14909 | 0.75 | 0.024 | 0.11182 | 0.0035782 | 0.564 | 0.48916 | 210 | -1 |  |  | 0 |  | 42 | 11 | 232.3769 | 217.8977 | 11 | Wet Ponds | 303 | 30% | 55% | 0.033545 | 0.001968
42 | 13 | 0.42626 | 304 | 42 | 13 | WET | 1.3315 | 0.05 | 149.313 | 5.607 | 0.666 | 0.595 | 0.886 | 0.03 | 99.382 | 3.339 | 0.42626 | 0.751 | 0.024 | 0.32012 | 0.01023 | 0.564 | 0.48921 | 210 | -1 |  |  | 0 |  | 42 | 11 | 232.3769 | 217.8977 | 11 | Wet Ponds | 304 | 30% | 55% | 0.096035 | 0.0056266
43 | 2 | 1.0341 | 306 | 43 | 2 | MDR | 14.0634 | 0.759 | 7259.995 | 391.71 | 0.384 | 0.389 | 5.405 | 0.295 | 2790.364 | 152.2 | 1.0341 | 3.02 | 0.14 | 3.1231 | 0.14478 | 0.215 | 0.18394 | 210 | -1 |  |  | 0 |  | 42 | 11 | 232.3769 | 217.8977 | 11 | Wet Ponds | 306 | 30% | 55% | 0.93693 | 0.079629
43 | 9 | 0.13502 | 312 | 43 | 9 | AGT | 12.3942 | 0.656 | 220.802 | 11.688 | 0.392 | 0.401 | 4.861 | 0.263 | 86.592 | 4.688 | 0.13502 | 2.731 | 0.126 | 0.36875 | 0.017013 | 0.22 | 0.19268 | 210 | -1 |  |  | 0 |  | 42 | 11 | 232.3769 | 217.8977 | 11 | Wet Ponds | 312 | 30% | 55% | 0.11062 | 0.0093571
44 | 12 | 0.26441 | 326 | 44 | 12 | WAT | 1.4724 | 0.06 | 593.132 | 23.988 | 0.34 | 0.213 | 0.5 | 0.013 | 201.564 | 5.118 | 0.26441 | 0.284 | 0.006 | 0.075091 | 0.0015864 | 0.193 | 0.10639 | 210 | -1 |  |  | 0 |  | 42 | 11 | 232.3769 | 217.8977 | 11 | Wet Ponds | 326 | 30% | 55% | 0.022527 | 0.00087254
44 | 13 | 0.050572 | 327 | 44 | 13 | WET | 1.4743 | 0.06 | 265.45 | 10.738 | 0.34 | 0.213 | 0.501 | 0.013 | 90.226 | 2.292 | 0.050572 | 0.284 | 0.006 | 0.014363 | 0.00030343 | 0.193 | 0.10643 | 210 | -1 |  |  | 0 |  | 42 | 11 | 232.3769 | 217.8977 | 11 | Wet Ponds | 327 | 30% | 55% | 0.0043088 | 0.00016689
45 | 2 | 0.24671 | 329 | 45 | 2 | MDR | 18.3801 | 0.797 | 8505.202 | 368.804 | 0.866 | 0.793 | 15.92 | 0.632 | 7367.027 | 292.453 | 0.24671 | 13.968 | 0.559 | 3.4461 | 0.13791 | 0.76 | 0.70082 | 210 | -1 |  |  | 0 |  | 42 | 11 | 232.3769 | 217.8977 | 11 | Wet Ponds | 329 | 30% | 55% | 1.0338 | 0.075852
46 | 2 | 2.1367 | 341 | 46 | 2 | MDR | 13.7343 | 0.645 | 12517.372 | 587.845 | 0.585 | 0.835 | 8.036 | 0.539 | 7324.398 | 490.966 | 2.1367 | 6.155 | 0.317 | 13.1513 | 0.67733 | 0.448 | 0.49116 | 210 | -1 |  |  | 0 |  | 42 | 11 | 232.3769 | 217.8977 | 11 | Wet Ponds | 341 | 30% | 55% | 3.9454 | 0.37253
46 | 3 | 0.069063 | 342 | 46 | 3 | HDR | 29.2966 | 2.128 | 15135.696 | 1099.348 | 0.585 | 0.841 | 17.131 | 1.789 | 8850.484 | 924.087 | 0.069063 | 13.118 | 1.05 | 0.90597 | 0.072516 | 0.448 | 0.49364 | 210 | -1 |  |  | 0 |  | 42 | 11 | 232.3769 | 217.8977 | 11 | Wet Ponds | 342 | 30% | 55% | 0.27179 | 0.039884
46 | 10 | 0.68714 | 347 | 46 | 10 | RAN | 6.179 | 0.249 | 242.464 | 9.764 | 0.59 | 0.855 | 3.643 | 0.213 | 142.966 | 8.351 | 0.68714 | 2.801 | 0.126 | 1.9247 | 0.086579 | 0.453 | 0.5045 | 210 | -1 |  |  | 0 |  | 42 | 11 | 232.3769 | 217.8977 | 11 | Wet Ponds | 347 | 30% | 55% | 0.5774 | 0.047619
46 | 11 | 0.0033558 | 348 | 46 | 11 | FOR | 4.1376 | 0.165 | 692.937 | 27.684 | 0.596 | 0.881 | 2.465 | 0.146 | 412.881 | 24.4 | 0.0033558 | 1.91 | 0.086 | 0.0064096 | 0.0002886 | 0.462 | 0.51922 | 210 | -1 |  |  | 0 |  | 42 | 11 | 232.3769 | 217.8977 | 11 | Wet Ponds | 348 | 30% | 55% | 0.0019229 | 0.00015873
90 | 4 | 0.024095 | 548 | 90 | 4 | IND | 14.9374 | 1.425 | 2368.245 | 225.99 | 0.803 | 0.836 | 11.993 | 1.191 | 1901.418 | 188.888 | 0.024095 | 5.645 | 0.592 | 0.13602 | 0.014264 | 0.378 | 0.41522 | 210 | -1 |  |  | 0 |  | 42 | 11 | 232.3769 | 217.8977 | 11 | Wet Ponds | 548 | 30% | 55% | 0.040805 | 0.0078453
38 | 2 | 0.014426 | 248 | 38 | 2 | MDR | 8.5662 | 0.781 | 5390.011 | 491.366 | 0.752 | 0.731 | 6.439 | 0.571 | 4051.586 | 359.418 | 0.014426 | 6.439 | 0.571 | 0.092891 | 0.0082374 | 0.752 | 0.73147 | 223 | -1 |  |  | 0 |  | 57 | 11 | 2.6964 | 2.6983 | 11 | Wet Ponds | 248 | 30% | 55% | 0.027867 | 0.0045306
38 | 4 | 2.6838 | 250 | 38 | 4 | IND | 13.0332 | 1.643 | 2693.398 | 339.537 | 0.746 | 0.728 | 9.718 | 1.196 | 2008.316 | 247.156 | 2.6838 | 9.718 | 1.196 | 26.0813 | 3.2098 | 0.746 | 0.72792 | 223 | -1 |  |  | 0 |  | 57 | 11 | 2.6964 | 2.6983 | 11 | Wet Ponds | 250 | 30% | 55% | 7.8244 | 1.7654
38 | 11 | 1.6456e-05 | 256 | 38 | 11 | FOR | 1.6256 | 0.124 | 281.493 | 21.55 | 0.772 | 0.759 | 1.255 | 0.094 | 217.292 | 16.357 | 1.6456e-05 | 1.255 | 0.094 | 2.0653e-05 | 1.5469e-06 | 0.772 | 0.759 | 223 | -1 |  |  | 0 |  | 57 | 11 | 2.6964 | 2.6983 | 11 | Wet Ponds | 256 | 30% | 55% | 6.1958e-06 | 8.508e-07
38 | 2 | 3.3522 | 248 | 38 | 2 | MDR | 8.5662 | 0.781 | 5390.011 | 491.366 | 0.752 | 0.731 | 6.439 | 0.571 | 4051.586 | 359.418 | 3.3522 | 6.439 | 0.571 | 21.5851 | 1.9141 | 0.752 | 0.73147 | 224 | -1 |  |  | 0 |  | 58 | 11 | 3.35 | 3.3522 | 11 | Wet Ponds | 248 | 30% | 55% | 6.4755 | 1.0528
41 | 4 | 0.09878 | 285 | 41 | 4 | IND | 15.0465 | 1.299 | 22984.638 | 1984.314 | 0.961 | 0.924 | 14.457 | 1.2 | 22084.136 | 1832.828 | 0.09878 | 12.656 | 1.059 | 1.2502 | 0.10461 | 0.841 | 0.81549 | 225 | -1 |  |  | 0 |  | 59 | 11 | 0.098712 | 0.09878 | 11 | Wet Ponds | 285 | 30% | 55% | 0.37505 | 0.057534
41 | 2 | 0.071531 | 283 | 41 | 2 | MDR | 11.9201 | 0.582 | 23513.664 | 1147.493 | 0.961 | 0.923 | 11.452 | 0.537 | 22589.972 | 1059.182 | 0.071531 | 10.039 | 0.474 | 0.7181 | 0.033906 | 0.842 | 0.81527 | 226 | -1 |  |  | 0 |  | 60 | 11 | 16.053 | 15.3932 | 11 | Wet Ponds | 283 | 30% | 55% | 0.21543 | 0.018648
41 | 3 | 11.8686 | 284 | 41 | 3 | HDR | 25.4619 | 1.917 | 15674.111 | 1180.15 | 0.961 | 0.923 | 24.461 | 1.77 | 15057.713 | 1089.811 | 11.8686 | 21.44 | 1.565 | 254.4618 | 18.5743 | 0.842 | 0.81633 | 226 | -1 |  |  | 0 |  | 60 | 11 | 16.053 | 15.3932 | 11 | Wet Ponds | 284 | 30% | 55% | 76.3385 | 10.2159
41 | 4 | 0.0005109 | 285 | 41 | 4 | IND | 15.0465 | 1.299 | 22984.638 | 1984.314 | 0.961 | 0.924 | 14.457 | 1.2 | 22084.136 | 1832.828 | 0.0005109 | 12.656 | 1.059 | 0.006466 | 0.00054105 | 0.841 | 0.81549 | 226 | -1 |  |  | 0 |  | 60 | 11 | 16.053 | 15.3932 | 11 | Wet Ponds | 285 | 30% | 55% | 0.0019398 | 0.00029758
41 | 6 | 1.2279 | 286 | 41 | 6 | OPE | 6.7112 | 0.301 | 712.339 | 31.937 | 0.96 | 0.922 | 6.446 | 0.278 | 684.169 | 29.462 | 1.2279 | 5.655 | 0.245 | 6.9436 | 0.30083 | 0.843 | 0.81557 | 226 | -1 |  |  | 0 |  | 60 | 11 | 16.053 | 15.3932 | 11 | Wet Ponds | 286 | 30% | 55% | 2.0831 | 0.16546
41 | 11 | 0.010532 | 291 | 41 | 11 | FOR | 3.3637 | 0.139 | 1738.258 | 71.607 | 0.961 | 0.923 | 3.231 | 0.128 | 1669.641 | 66.092 | 0.010532 | 2.844 | 0.114 | 0.029952 | 0.0012006 | 0.846 | 0.81972 | 226 | -1 |  |  | 0 |  | 60 | 11 | 16.053 | 15.3932 | 11 | Wet Ponds | 291 | 30% | 55% | 0.0089856 | 0.00066033
41 | 12 | 0.96425 | 292 | 41 | 12 | WAT | 1.0456 | 0.041 | 281.889 | 11.073 | 0.962 | 0.921 | 1.006 | 0.038 | 271.1 | 10.202 | 0.96425 | 0.885 | 0.034 | 0.85336 | 0.032784 | 0.847 | 0.81969 | 226 | -1 |  |  | 0 |  | 60 | 11 | 16.053 | 15.3932 | 11 | Wet Ponds | 292 | 30% | 55% | 0.25601 | 0.018031
41 | 13 | 1.25 | 293 | 41 | 13 | WET | 1.0484 | 0.041 | 1567.871 | 61.608 | 0.962 | 0.921 | 1.008 | 0.038 | 1507.852 | 56.766 | 1.25 | 0.888 | 0.034 | 1.11 | 0.042499 | 0.847 | 0.81976 | 226 | -1 |  |  | 0 |  | 60 | 11 | 16.053 | 15.3932 | 11 | Wet Ponds | 293 | 30% | 55% | 0.333 | 0.023375
41 | 3 | 7.3785 | 284 | 41 | 3 | HDR | 25.4619 | 1.917 | 15674.111 | 1180.15 | 0.961 | 0.923 | 24.461 | 1.77 | 15057.713 | 1089.811 | 7.3785 | 21.44 | 1.565 | 158.1943 | 11.5473 | 0.842 | 0.81633 | 227 | -1 |  |  | 0 |  | 61 | 11 | 7.9344 | 7.4117 | 11 | Wet Ponds | 284 | 30% | 55% | 47.4583 | 6.351
41 | 4 | 0.033214 | 285 | 41 | 4 | IND | 15.0465 | 1.299 | 22984.638 | 1984.314 | 0.961 | 0.924 | 14.457 | 1.2 | 22084.136 | 1832.828 | 0.033214 | 12.656 | 1.059 | 0.42035 | 0.035173 | 0.841 | 0.81549 | 227 | -1 |  |  | 0 |  | 61 | 11 | 7.9344 | 7.4117 | 11 | Wet Ponds | 285 | 30% | 55% | 0.12611 | 0.019345
41 | 1 | 0.026244 | 282 | 41 | 1 | LDR | 6.4645 | 0.301 | 7159.582 | 333.43 | 0.961 | 0.923 | 6.211 | 0.278 | 6878.392 | 307.743 | 0.026244 | 5.446 | 0.246 | 0.14292 | 0.0064559 | 0.842 | 0.81555 | 228 | -1 |  |  | 0 |  | 62 | 11 | 19.7913 | 18.8952 | 11 | Wet Ponds | 282 | 30% | 55% | 0.042877 | 0.0035508
41 | 3 | 13.8072 | 284 | 41 | 3 | HDR | 25.4619 | 1.917 | 15674.111 | 1180.15 | 0.961 | 0.923 | 24.461 | 1.77 | 15057.713 | 1089.811 | 13.8072 | 21.44 | 1.565 | 296.0258 | 21.6082 | 0.842 | 0.81633 | 228 | -1 |  |  | 0 |  | 62 | 11 | 19.7913 | 18.8952 | 11 | Wet Ponds | 284 | 30% | 55% | 88.8077 | 11.8845
41 | 4 | 3.2902 | 285 | 41 | 4 | IND | 15.0465 | 1.299 | 22984.638 | 1984.314 | 0.961 | 0.924 | 14.457 | 1.2 | 22084.136 | 1832.828 | 3.2902 | 12.656 | 1.059 | 41.6403 | 3.4843 | 0.841 | 0.81549 | 228 | -1 |  |  | 0 |  | 62 | 11 | 19.7913 | 18.8952 | 11 | Wet Ponds | 285 | 30% | 55% | 12.4921 | 1.9164
41 | 13 | 1.7716 | 293 | 41 | 13 | WET | 1.0484 | 0.041 | 1567.871 | 61.608 | 0.962 | 0.921 | 1.008 | 0.038 | 1507.852 | 56.766 | 1.7716 | 0.888 | 0.034 | 1.5732 | 0.060235 | 0.847 | 0.81976 | 228 | -1 |  |  | 0 |  | 62 | 11 | 19.7913 | 18.8952 | 11 | Wet Ponds | 293 | 30% | 55% | 0.47196 | 0.033129
41 | 2 | 0.39839 | 283 | 41 | 2 | MDR | 11.9201 | 0.582 | 23513.664 | 1147.493 | 0.961 | 0.923 | 11.452 | 0.537 | 22589.972 | 1059.182 | 0.39839 | 10.039 | 0.474 | 3.9994 | 0.18884 | 0.842 | 0.81527 | 229 | -1 |  |  | 0 |  | 63 | 11 | 48.7857 | 46.0498 | 11 | Wet Ponds | 283 | 30% | 55% | 1.1998 | 0.10386
41 | 3 | 0.017687 | 284 | 41 | 3 | HDR | 25.4619 | 1.917 | 15674.111 | 1180.15 | 0.961 | 0.923 | 24.461 | 1.77 | 15057.713 | 1089.811 | 0.017687 | 21.44 | 1.565 | 0.37921 | 0.02768 | 0.842 | 0.81633 | 229 | -1 |  |  | 0 |  | 63 | 11 | 48.7857 | 46.0498 | 11 | Wet Ponds | 284 | 30% | 55% | 0.11376 | 0.015224
41 | 4 | 43.0094 | 285 | 41 | 4 | IND | 15.0465 | 1.299 | 22984.638 | 1984.314 | 0.961 | 0.924 | 14.457 | 1.2 | 22084.136 | 1832.828 | 43.0094 | 12.656 | 1.059 | 544.3273 | 45.547 | 0.841 | 0.81549 | 229 | -1 |  |  | 0 |  | 63 | 11 | 48.7857 | 46.0498 | 11 | Wet Ponds | 285 | 30% | 55% | 163.2982 | 25.0508
41 | 12 | 0.63808 | 292 | 41 | 12 | WAT | 1.0456 | 0.041 | 281.889 | 11.073 | 0.962 | 0.921 | 1.006 | 0.038 | 271.1 | 10.202 | 0.63808 | 0.885 | 0.034 | 0.5647 | 0.021695 | 0.847 | 0.81969 | 229 | -1 |  |  | 0 |  | 63 | 11 | 48.7857 | 46.0498 | 11 | Wet Ponds | 292 | 30% | 55% | 0.16941 | 0.011932
41 | 13 | 1.9862 | 293 | 41 | 13 | WET | 1.0484 | 0.041 | 1567.871 | 61.608 | 0.962 | 0.921 | 1.008 | 0.038 | 1507.852 | 56.766 | 1.9862 | 0.888 | 0.034 | 1.7637 | 0.06753 | 0.847 | 0.81976 | 229 | -1 |  |  | 0 |  | 63 | 11 | 48.7857 | 46.0498 | 11 | Wet Ponds | 293 | 30% | 55% | 0.52912 | 0.037142
41 | 2 | 9.18 | 283 | 41 | 2 | MDR | 11.9201 | 0.582 | 23513.664 | 1147.493 | 0.961 | 0.923 | 11.452 | 0.537 | 22589.972 | 1059.182 | 9.18 | 10.039 | 0.474 | 92.1583 | 4.3513 | 0.842 | 0.81527 | 230 | -1 |  |  | 0 |  | 64 | 11 | 9.856 | 9.8627 | 11 | Wet Ponds | 283 | 30% | 55% | 27.6475 | 2.3932
41 | 3 | 0.019171 | 284 | 41 | 3 | HDR | 25.4619 | 1.917 | 15674.111 | 1180.15 | 0.961 | 0.923 | 24.461 | 1.77 | 15057.713 | 1089.811 | 0.019171 | 21.44 | 1.565 | 0.41104 | 0.030003 | 0.842 | 0.81633 | 230 | -1 |  |  | 0 |  | 64 | 11 | 9.856 | 9.8627 | 11 | Wet Ponds | 284 | 30% | 55% | 0.12331 | 0.016502
41 | 4 | 0.074857 | 285 | 41 | 4 | IND | 15.0465 | 1.299 | 22984.638 | 1984.314 | 0.961 | 0.924 | 14.457 | 1.2 | 22084.136 | 1832.828 | 0.074857 | 12.656 | 1.059 | 0.94738 | 0.079273 | 0.841 | 0.81549 | 230 | -1 |  |  | 0 |  | 64 | 11 | 9.856 | 9.8627 | 11 | Wet Ponds | 285 | 30% | 55% | 0.28422 | 0.0436
41 | 6 | 0.0075528 | 286 | 41 | 6 | OPE | 6.7112 | 0.301 | 712.339 | 31.937 | 0.96 | 0.922 | 6.446 | 0.278 | 684.169 | 29.462 | 0.0075528 | 5.655 | 0.245 | 0.042711 | 0.0018504 | 0.843 | 0.81557 | 230 | -1 |  |  | 0 |  | 64 | 11 | 9.856 | 9.8627 | 11 | Wet Ponds | 286 | 30% | 55% | 0.012813 | 0.0010177
41 | 11 | 0.012334 | 291 | 41 | 11 | FOR | 3.3637 | 0.139 | 1738.258 | 71.607 | 0.961 | 0.923 | 3.231 | 0.128 | 1669.641 | 66.092 | 0.012334 | 2.844 | 0.114 | 0.035079 | 0.0014061 | 0.846 | 0.81972 | 230 | -1 |  |  | 0 |  | 64 | 11 | 9.856 | 9.8627 | 11 | Wet Ponds | 291 | 30% | 55% | 0.010524 | 0.00077337
41 | 12 | 0.56877 | 292 | 41 | 12 | WAT | 1.0456 | 0.041 | 281.889 | 11.073 | 0.962 | 0.921 | 1.006 | 0.038 | 271.1 | 10.202 | 0.56877 | 0.885 | 0.034 | 0.50336 | 0.019338 | 0.847 | 0.81969 | 230 | -1 |  |  | 0 |  | 64 | 11 | 9.856 | 9.8627 | 11 | Wet Ponds | 292 | 30% | 55% | 0.15101 | 0.010636
41 | 4 | 21.1679 | 285 | 41 | 4 | IND | 15.0465 | 1.299 | 22984.638 | 1984.314 | 0.961 | 0.924 | 14.457 | 1.2 | 22084.136 | 1832.828 | 21.1679 | 12.656 | 1.059 | 267.9004 | 22.4168 | 0.841 | 0.81549 | 231 | -1 |  |  | 0 |  | 65 | 11 | 21.2419 | 21.2564 | 11 | Wet Ponds | 285 | 30% | 55% | 80.3701 | 12.3292
41 | 11 | 0.046224 | 291 | 41 | 11 | FOR | 3.3637 | 0.139 | 1738.258 | 71.607 | 0.961 | 0.923 | 3.231 | 0.128 | 1669.641 | 66.092 | 0.046224 | 2.844 | 0.114 | 0.13146 | 0.0052696 | 0.846 | 0.81972 | 231 | -1 |  |  | 0 |  | 65 | 11 | 21.2419 | 21.2564 | 11 | Wet Ponds | 291 | 30% | 55% | 0.039438 | 0.0028983
41 | 13 | 0.042358 | 293 | 41 | 13 | WET | 1.0484 | 0.041 | 1567.871 | 61.608 | 0.962 | 0.921 | 1.008 | 0.038 | 1507.852 | 56.766 | 0.042358 | 0.888 | 0.034 | 0.037614 | 0.0014402 | 0.847 | 0.81976 | 231 | -1 |  |  | 0 |  | 65 | 11 | 21.2419 | 21.2564 | 11 | Wet Ponds | 293 | 30% | 55% | 0.011284 | 0.0007921
41 | 3 | 0.0054744 | 284 | 41 | 3 | HDR | 25.4619 | 1.917 | 15674.111 | 1180.15 | 0.961 | 0.923 | 24.461 | 1.77 | 15057.713 | 1089.811 | 0.0054744 | 21.44 | 1.565 | 0.11737 | 0.0085674 | 0.842 | 0.81633 | 232 | -1 |  |  | 0 |  | 66 | 11 | 0.12343 | 0.12261 | 11 | Wet Ponds | 284 | 30% | 55% | 0.035211 | 0.004712
41 | 4 | 0.11714 | 285 | 41 | 4 | IND | 15.0465 | 1.299 | 22984.638 | 1984.314 | 0.961 | 0.924 | 14.457 | 1.2 | 22084.136 | 1832.828 | 0.11714 | 12.656 | 1.059 | 1.4825 | 0.12405 | 0.841 | 0.81549 | 232 | -1 |  |  | 0 |  | 66 | 11 | 0.12343 | 0.12261 | 11 | Wet Ponds | 285 | 30% | 55% | 0.44475 | 0.068227
38 | 4 | 4.1344 | 250 | 38 | 4 | IND | 13.0332 | 1.643 | 2693.398 | 339.537 | 0.746 | 0.728 | 9.718 | 1.196 | 2008.316 | 247.156 | 4.1344 | 9.718 | 1.196 | 40.1781 | 4.9447 | 0.746 | 0.72792 | 233 | -1 |  |  | 0 |  | 67 | 11 | 4.7876 | 4.7908 | 11 | Wet Ponds | 250 | 30% | 55% | 12.0534 | 2.7196
38 | 9 | 0.65645 | 254 | 38 | 9 | AGT | 5.3381 | 0.48 | 328.365 | 29.544 | 0.766 | 0.75 | 4.09 | 0.36 | 251.603 | 22.171 | 0.65645 | 4.09 | 0.36 | 2.6849 | 0.23632 | 0.766 | 0.75046 | 233 | -1 |  |  | 0 |  | 67 | 11 | 4.7876 | 4.7908 | 11 | Wet Ponds | 254 | 30% | 55% | 0.80546 | 0.12998
41 | 2 | 16.4889 | 283 | 41 | 2 | MDR | 11.9201 | 0.582 | 23513.664 | 1147.493 | 0.961 | 0.923 | 11.452 | 0.537 | 22589.972 | 1059.182 | 16.4889 | 10.039 | 0.474 | 165.5319 | 7.8157 | 0.842 | 0.81527 | 234 | -1 |  |  | 0 |  | 68 | 11 | 32.061 | 32.083 | 11 | Wet Ponds | 283 | 30% | 55% | 49.6596 | 4.2987
41 | 3 | 15.5937 | 284 | 41 | 3 | HDR | 25.4619 | 1.917 | 15674.111 | 1180.15 | 0.961 | 0.923 | 24.461 | 1.77 | 15057.713 | 1089.811 | 15.5937 | 21.44 | 1.565 | 334.3295 | 24.4042 | 0.842 | 0.81633 | 234 | -1 |  |  | 0 |  | 68 | 11 | 32.061 | 32.083 | 11 | Wet Ponds | 284 | 30% | 55% | 100.2988 | 13.4223
41 | 4 | 1.8904e-05 | 285 | 41 | 4 | IND | 15.0465 | 1.299 | 22984.638 | 1984.314 | 0.961 | 0.924 | 14.457 | 1.2 | 22084.136 | 1832.828 | 1.8904e-05 | 12.656 | 1.059 | 0.00023925 | 2.002e-05 | 0.841 | 0.81549 | 234 | -1 |  |  | 0 |  | 68 | 11 | 32.061 | 32.083 | 11 | Wet Ponds | 285 | 30% | 55% | 7.1776e-05 | 1.1011e-05
41 | 6 | 0.00032348 | 286 | 41 | 6 | OPE | 6.7112 | 0.301 | 712.339 | 31.937 | 0.96 | 0.922 | 6.446 | 0.278 | 684.169 | 29.462 | 0.00032348 | 5.655 | 0.245 | 0.0018293 | 7.9252e-05 | 0.843 | 0.81557 | 234 | -1 |  |  | 0 |  | 68 | 11 | 32.061 | 32.083 | 11 | Wet Ponds | 286 | 30% | 55% | 0.00054878 | 4.3588e-05
41 | 2 | 1.9205 | 283 | 41 | 2 | MDR | 11.9201 | 0.582 | 23513.664 | 1147.493 | 0.961 | 0.923 | 11.452 | 0.537 | 22589.972 | 1059.182 | 1.9205 | 10.039 | 0.474 | 19.2798 | 0.91031 | 0.842 | 0.81527 | 235 | -1 |  |  | 0 |  | 69 | 11 | 1.9192 | 1.9205 | 11 | Wet Ponds | 283 | 30% | 55% | 5.7839 | 0.50067
36 | 1 | 4.2162 | 226 | 36 | 1 | LDR | 4.6704 | 0.433 | 1027.379 | 95.227 | 0.665 | 0.617 | 3.104 | 0.267 | 682.806 | 58.773 | 4.2162 | 3.104 | 0.267 | 13.0871 | 1.1257 | 0.665 | 0.61719 | 236 | -1 |  |  | 0 |  | 70 | 11 | 47.5788 | 47.6114 | 11 | Wet Ponds | 226 | 30% | 55% | 3.9261 | 0.61915
36 | 2 | 0.11655 | 227 | 36 | 2 | MDR | 8.7765 | 0.837 | 280.229 | 26.71 | 0.663 | 0.615 | 5.822 | 0.515 | 185.888 | 16.433 | 0.11655 | 5.822 | 0.515 | 0.67855 | 0.060023 | 0.663 | 0.61524 | 236 | -1 |  |  | 0 |  | 70 | 11 | 47.5788 | 47.6114 | 11 | Wet Ponds | 227 | 30% | 55% | 0.20357 | 0.033013
36 | 11 | 13.5406 | 235 | 36 | 11 | FOR | 1.6973 | 0.136 | 456.356 | 36.497 | 0.685 | 0.642 | 1.162 | 0.087 | 312.528 | 23.445 | 13.5406 | 1.162 | 0.087 | 15.7341 | 1.178 | 0.685 | 0.64239 | 236 | -1 |  |  | 0 |  | 70 | 11 | 47.5788 | 47.6114 | 11 | Wet Ponds | 235 | 30% | 55% | 4.7202 | 0.64792
36 | 13 | 19.6262 | 237 | 36 | 13 | WET | 2.5089 | 0.197 | 2607.78 | 205.211 | 0.69 | 0.646 | 1.731 | 0.127 | 1798.721 | 132.5 | 19.6262 | 1.731 | 0.127 | 33.973 | 2.4925 | 0.69 | 0.64567 | 236 | -1 |  |  | 0 |  | 70 | 11 | 47.5788 | 47.6114 | 11 | Wet Ponds | 237 | 30% | 55% | 10.1919 | 1.3709
37 | 2 | 2.6412 | 239 | 37 | 2 | MDR | 9.6056 | 0.896 | 2073.2 | 193.451 | 0.81 | 0.778 | 7.782 | 0.697 | 1679.53 | 150.524 | 2.6412 | 7.782 | 0.697 | 20.5542 | 1.841 | 0.81 | 0.7781 | 236 | -1 |  |  | 0 |  | 70 | 11 | 47.5788 | 47.6114 | 11 | Wet Ponds | 239 | 30% | 55% | 6.1663 | 1.0125
37 | 11 | 7.4706 | 244 | 37 | 11 | FOR | 1.9387 | 0.151 | 164.646 | 12.86 | 0.838 | 0.816 | 1.626 | 0.123 | 138.054 | 10.488 | 7.4706 | 1.626 | 0.123 | 12.1471 | 0.91888 | 0.838 | 0.81556 | 236 | -1 |  |  | 0 |  | 70 | 11 | 47.5788 | 47.6114 | 11 | Wet Ponds | 244 | 30% | 55% | 3.6441 | 0.50538
37 | 1 | 0.0044555 | 238 | 37 | 1 | LDR | 5.1162 | 0.464 | 345.183 | 31.305 | 0.812 | 0.781 | 4.154 | 0.362 | 280.282 | 24.449 | 0.0044555 | 4.154 | 0.362 | 0.018508 | 0.0016129 | 0.812 | 0.78099 | 237 | -1 |  |  | 0 |  | 71 | 11 | 33.7092 | 33.7323 | 11 | Wet Ponds | 238 | 30% | 55% | 0.0055524 | 0.00088708
37 | 2 | 28.5849 | 239 | 37 | 2 | MDR | 9.6056 | 0.896 | 2073.2 | 193.451 | 0.81 | 0.778 | 7.782 | 0.697 | 1679.53 | 150.524 | 28.5849 | 7.782 | 0.697 | 222.4476 | 19.9237 | 0.81 | 0.7781 | 237 | -1 |  |  | 0 |  | 71 | 11 | 33.7092 | 33.7323 | 11 | Wet Ponds | 239 | 30% | 55% | 66.7343 | 10.958
37 | 7 | 0.42177 | 240 | 37 | 7 | PAS | 8.1705 | 0.749 | 512.007 | 46.932 | 0.825 | 0.801 | 6.742 | 0.6 | 422.513 | 37.603 | 0.42177 | 6.742 | 0.6 | 2.8436 | 0.25306 | 0.825 | 0.80123 | 237 | -1 |  |  | 0 |  | 71 | 11 | 33.7092 | 33.7323 | 11 | Wet Ponds | 240 | 30% | 55% | 0.85307 | 0.13918
37 | 11 | 1.4484 | 244 | 37 | 11 | FOR | 1.9387 | 0.151 | 164.646 | 12.86 | 0.838 | 0.816 | 1.626 | 0.123 | 138.054 | 10.488 | 1.4484 | 1.626 | 0.123 | 2.3552 | 0.17816 | 0.838 | 0.81556 | 237 | -1 |  |  | 0 |  | 71 | 11 | 33.7092 | 33.7323 | 11 | Wet Ponds | 244 | 30% | 55% | 0.70655 | 0.097987
37 | 13 | 3.2727 | 246 | 37 | 13 | WET | 3.5077 | 0.316 | 851.017 | 76.687 | 0.829 | 0.812 | 2.906 | 0.257 | 705.132 | 62.266 | 3.2727 | 2.906 | 0.257 | 9.5104 | 0.84108 | 0.829 | 0.81195 | 237 | -1 |  |  | 0 |  | 71 | 11 | 33.7092 | 33.7323 | 11 | Wet Ponds | 246 | 30% | 55% | 2.8531 | 0.4626
38 | 2 | 0.052921 | 248 | 38 | 2 | MDR | 8.5662 | 0.781 | 5390.011 | 491.366 | 0.752 | 0.731 | 6.439 | 0.571 | 4051.586 | 359.418 | 0.052921 | 6.439 | 0.571 | 0.34076 | 0.030218 | 0.752 | 0.73147 | 238 | -1 |  |  | 0 |  | 72 | 11 | 0.052885 | 0.052921 | 11 | Wet Ponds | 248 | 30% | 55% | 0.10223 | 0.01662
41 | 4 | 5.0869 | 285 | 41 | 4 | IND | 15.0465 | 1.299 | 22984.638 | 1984.314 | 0.961 | 0.924 | 14.457 | 1.2 | 22084.136 | 1832.828 | 5.0869 | 12.656 | 1.059 | 64.3804 | 5.3871 | 0.841 | 0.81549 | 241 | -1 |  |  | 0 |  | 75 | 11 | 18.278 | 18.2905 | 11 | Wet Ponds | 285 | 30% | 55% | 19.3141 | 2.9629
41 | 6 | 2.7402 | 286 | 41 | 6 | OPE | 6.7112 | 0.301 | 712.339 | 31.937 | 0.96 | 0.922 | 6.446 | 0.278 | 684.169 | 29.462 | 2.7402 | 5.655 | 0.245 | 15.496 | 0.67136 | 0.843 | 0.81557 | 241 | -1 |  |  | 0 |  | 75 | 11 | 18.278 | 18.2905 | 11 | Wet Ponds | 286 | 30% | 55% | 4.6488 | 0.36925
41 | 8 | 0.00012958 | 288 | 41 | 8 | AGR | 16.0936 | 0.836 | 8344.03 | 433.364 | 0.96 | 0.923 | 15.456 | 0.771 | 8013.183 | 399.822 | 0.00012958 | 13.575 | 0.683 | 0.001759 | 8.8501e-05 | 0.844 | 0.81685 | 241 | -1 |  |  | 0 |  | 75 | 11 | 18.278 | 18.2905 | 11 | Wet Ponds | 288 | 30% | 55% | 0.0005277 | 4.8675e-05
41 | 11 | 1.5751 | 291 | 41 | 11 | FOR | 3.3637 | 0.139 | 1738.258 | 71.607 | 0.961 | 0.923 | 3.231 | 0.128 | 1669.641 | 66.092 | 1.5751 | 2.844 | 0.114 | 4.4795 | 0.17956 | 0.846 | 0.81972 | 241 | -1 |  |  | 0 |  | 75 | 11 | 18.278 | 18.2905 | 11 | Wet Ponds | 291 | 30% | 55% | 1.3438 | 0.098756
41 | 12 | 0.22579 | 292 | 41 | 12 | WAT | 1.0456 | 0.041 | 281.889 | 11.073 | 0.962 | 0.921 | 1.006 | 0.038 | 271.1 | 10.202 | 0.22579 | 0.885 | 0.034 | 0.19982 | 0.0076768 | 0.847 | 0.81969 | 241 | -1 |  |  | 0 |  | 75 | 11 | 18.278 | 18.2905 | 11 | Wet Ponds | 292 | 30% | 55% | 0.059947 | 0.0042222
41 | 13 | 8.6623 | 293 | 41 | 13 | WET | 1.0484 | 0.041 | 1567.871 | 61.608 | 0.962 | 0.921 | 1.008 | 0.038 | 1507.852 | 56.766 | 8.6623 | 0.888 | 0.034 | 7.6921 | 0.29452 | 0.847 | 0.81976 | 241 | -1 |  |  | 0 |  | 75 | 11 | 18.278 | 18.2905 | 11 | Wet Ponds | 293 | 30% | 55% | 2.3076 | 0.16199
41 | 2 | 0.020023 | 283 | 41 | 2 | MDR | 11.9201 | 0.582 | 23513.664 | 1147.493 | 0.961 | 0.923 | 11.452 | 0.537 | 22589.972 | 1059.182 | 0.020023 | 10.039 | 0.474 | 0.20101 | 0.0094908 | 0.842 | 0.81527 | 242 | -1 |  |  | 0 |  | 76 | 11 | 5.8152 | 5.1222 | 11 | Wet Ponds | 283 | 30% | 55% | 0.060302 | 0.0052199
41 | 3 | 0.02185 | 284 | 41 | 3 | HDR | 25.4619 | 1.917 | 15674.111 | 1180.15 | 0.961 | 0.923 | 24.461 | 1.77 | 15057.713 | 1089.811 | 0.02185 | 21.44 | 1.565 | 0.46846 | 0.034195 | 0.842 | 0.81633 | 242 | -1 |  |  | 0 |  | 76 | 11 | 5.8152 | 5.1222 | 11 | Wet Ponds | 284 | 30% | 55% | 0.14054 | 0.018807
41 | 6 | 0.24651 | 286 | 41 | 6 | OPE | 6.7112 | 0.301 | 712.339 | 31.937 | 0.96 | 0.922 | 6.446 | 0.278 | 684.169 | 29.462 | 0.24651 | 5.655 | 0.245 | 1.394 | 0.060394 | 0.843 | 0.81557 | 242 | -1 |  |  | 0 |  | 76 | 11 | 5.8152 | 5.1222 | 11 | Wet Ponds | 286 | 30% | 55% | 0.4182 | 0.033217
41 | 11 | 4.7497 | 291 | 41 | 11 | FOR | 3.3637 | 0.139 | 1738.258 | 71.607 | 0.961 | 0.923 | 3.231 | 0.128 | 1669.641 | 66.092 | 4.7497 | 2.844 | 0.114 | 13.5081 | 0.54146 | 0.846 | 0.81972 | 242 | -1 |  |  | 0 |  | 76 | 11 | 5.8152 | 5.1222 | 11 | Wet Ponds | 291 | 30% | 55% | 4.0524 | 0.29781
41 | 12 | 0.00091203 | 292 | 41 | 12 | WAT | 1.0456 | 0.041 | 281.889 | 11.073 | 0.962 | 0.921 | 1.006 | 0.038 | 271.1 | 10.202 | 0.00091203 | 0.885 | 0.034 | 0.00080715 | 3.1009e-05 | 0.847 | 0.81969 | 242 | -1 |  |  | 0 |  | 76 | 11 | 5.8152 | 5.1222 | 11 | Wet Ponds | 292 | 30% | 55% | 0.00024214 | 1.7055e-05
41 | 13 | 0.083259 | 293 | 41 | 13 | WET | 1.0484 | 0.041 | 1567.871 | 61.608 | 0.962 | 0.921 | 1.008 | 0.038 | 1507.852 | 56.766 | 0.083259 | 0.888 | 0.034 | 0.073934 | 0.0028308 | 0.847 | 0.81976 | 242 | -1 |  |  | 0 |  | 76 | 11 | 5.8152 | 5.1222 | 11 | Wet Ponds | 293 | 30% | 55% | 0.02218 | 0.0015569
41 | 2 | 0.097722 | 283 | 41 | 2 | MDR | 11.9201 | 0.582 | 23513.664 | 1147.493 | 0.961 | 0.923 | 11.452 | 0.537 | 22589.972 | 1059.182 | 0.097722 | 10.039 | 0.474 | 0.98103 | 0.04632 | 0.842 | 0.81527 | 245 | -1 |  |  | 0 |  | 79 | 11 | 2.6568 | 2.4467 | 11 | Wet Ponds | 283 | 30% | 55% | 0.29431 | 0.025476
41 | 3 | 0.55366 | 284 | 41 | 3 | HDR | 25.4619 | 1.917 | 15674.111 | 1180.15 | 0.961 | 0.923 | 24.461 | 1.77 | 15057.713 | 1089.811 | 0.55366 | 21.44 | 1.565 | 11.8705 | 0.86648 | 0.842 | 0.81633 | 245 | -1 |  |  | 0 |  | 79 | 11 | 2.6568 | 2.4467 | 11 | Wet Ponds | 284 | 30% | 55% | 3.5611 | 0.47656
41 | 4 | 1.7954 | 285 | 41 | 4 | IND | 15.0465 | 1.299 | 22984.638 | 1984.314 | 0.961 | 0.924 | 14.457 | 1.2 | 22084.136 | 1832.828 | 1.7954 | 12.656 | 1.059 | 22.7221 | 1.9013 | 0.841 | 0.81549 | 245 | -1 |  |  | 0 |  | 79 | 11 | 2.6568 | 2.4467 | 11 | Wet Ponds | 285 | 30% | 55% | 6.8166 | 1.0457
41 | 2 | 4.2567 | 283 | 41 | 2 | MDR | 11.9201 | 0.582 | 23513.664 | 1147.493 | 0.961 | 0.923 | 11.452 | 0.537 | 22589.972 | 1059.182 | 4.2567 | 10.039 | 0.474 | 42.7331 | 2.0177 | 0.842 | 0.81527 | 250 | -1 |  |  | 0 |  | 84 | 11 | 23.0426 | 23.0584 | 11 | Wet Ponds | 283 | 30% | 55% | 12.8199 | 1.1097
41 | 4 | 10.6432 | 285 | 41 | 4 | IND | 15.0465 | 1.299 | 22984.638 | 1984.314 | 0.961 | 0.924 | 14.457 | 1.2 | 22084.136 | 1832.828 | 10.6432 | 12.656 | 1.059 | 134.7003 | 11.2711 | 0.841 | 0.81549 | 250 | -1 |  |  | 0 |  | 84 | 11 | 23.0426 | 23.0584 | 11 | Wet Ponds | 285 | 30% | 55% | 40.4101 | 6.1991
41 | 10 | 3.2241 | 290 | 41 | 10 | RAN | 5.062 | 0.211 | 1204.825 | 50.143 | 0.96 | 0.922 | 4.86 | 0.194 | 1156.789 | 46.234 | 3.2241 | 4.268 | 0.172 | 13.7606 | 0.55455 | 0.843 | 0.81592 | 250 | -1 |  |  | 0 |  | 84 | 11 | 23.0426 | 23.0584 | 11 | Wet Ponds | 290 | 30% | 55% | 4.1282 | 0.305
41 | 11 | 4.0767 | 291 | 41 | 11 | FOR | 3.3637 | 0.139 | 1738.258 | 71.607 | 0.961 | 0.923 | 3.231 | 0.128 | 1669.641 | 66.092 | 4.0767 | 2.844 | 0.114 | 11.594 | 0.46474 | 0.846 | 0.81972 | 250 | -1 |  |  | 0 |  | 84 | 11 | 23.0426 | 23.0584 | 11 | Wet Ponds | 291 | 30% | 55% | 3.4782 | 0.25561
41 | 13 | 0.8577 | 293 | 41 | 13 | WET | 1.0484 | 0.041 | 1567.871 | 61.608 | 0.962 | 0.921 | 1.008 | 0.038 | 1507.852 | 56.766 | 0.8577 | 0.888 | 0.034 | 0.76164 | 0.029162 | 0.847 | 0.81976 | 250 | -1 |  |  | 0 |  | 84 | 11 | 23.0426 | 23.0584 | 11 | Wet Ponds | 293 | 30% | 55% | 0.22849 | 0.016039
41 | 1 | 0.052345 | 282 | 41 | 1 | LDR | 6.4645 | 0.301 | 7159.582 | 333.43 | 0.961 | 0.923 | 6.211 | 0.278 | 6878.392 | 307.743 | 0.052345 | 5.446 | 0.246 | 0.28507 | 0.012877 | 0.842 | 0.81555 | 252 | -1 |  |  | 0 |  | 86 | 11 | 0.10896 | 0.10904 | 11 | Wet Ponds | 282 | 30% | 55% | 0.085521 | 0.0070823
41 | 4 | 0.056692 | 285 | 41 | 4 | IND | 15.0465 | 1.299 | 22984.638 | 1984.314 | 0.961 | 0.924 | 14.457 | 1.2 | 22084.136 | 1832.828 | 0.056692 | 12.656 | 1.059 | 0.71749 | 0.060037 | 0.841 | 0.81549 | 252 | -1 |  |  | 0 |  | 86 | 11 | 0.10896 | 0.10904 | 11 | Wet Ponds | 285 | 30% | 55% | 0.21525 | 0.03302
41 | 2 | 0.32243 | 283 | 41 | 2 | MDR | 11.9201 | 0.582 | 23513.664 | 1147.493 | 0.961 | 0.923 | 11.452 | 0.537 | 22589.972 | 1059.182 | 0.32243 | 10.039 | 0.474 | 3.2369 | 0.15283 | 0.842 | 0.81527 | 253 | -1 |  |  | 0 |  | 87 | 11 | 0.74504 | 0.74555 | 11 | Wet Ponds | 283 | 30% | 55% | 0.97107 | 0.084058
41 | 11 | 0.25294 | 291 | 41 | 11 | FOR | 3.3637 | 0.139 | 1738.258 | 71.607 | 0.961 | 0.923 | 3.231 | 0.128 | 1669.641 | 66.092 | 0.25294 | 2.844 | 0.114 | 0.71937 | 0.028836 | 0.846 | 0.81972 | 253 | -1 |  |  | 0 |  | 87 | 11 | 0.74504 | 0.74555 | 11 | Wet Ponds | 291 | 30% | 55% | 0.21581 | 0.01586
41 | 13 | 0.17018 | 293 | 41 | 13 | WET | 1.0484 | 0.041 | 1567.871 | 61.608 | 0.962 | 0.921 | 1.008 | 0.038 | 1507.852 | 56.766 | 0.17018 | 0.888 | 0.034 | 0.15112 | 0.0057861 | 0.847 | 0.81976 | 253 | -1 |  |  | 0 |  | 87 | 11 | 0.74504 | 0.74555 | 11 | Wet Ponds | 293 | 30% | 55% | 0.045336 | 0.0031823
39 | 1 | 1.9003 | 259 | 39 | 1 | LDR | 2.8996 | 0.259 | 1035.599 | 92.373 | 1.075 | 1.082 | 3.118 | 0.28 | 1113.717 | 99.953 | 1.9003 | 2.887 | 0.254 | 5.4861 | 0.48267 | 0.996 | 0.98369 | 254 | -1 |  |  | 0 |  | 88 | 11 | 78.1194 | 78.1728 | 11 | Wet Ponds | 259 | 30% | 55% | 1.6458 | 0.26547
39 | 4 | 25.4974 | 262 | 39 | 4 | IND | 9.1209 | 1.105 | 1283.176 | 155.409 | 1.075 | 1.081 | 9.803 | 1.194 | 1379.191 | 167.989 | 25.4974 | 9.077 | 1.086 | 231.4397 | 27.6902 | 0.995 | 0.98268 | 254 | -1 |  |  | 0 |  | 88 | 11 | 78.1194 | 78.1728 | 11 | Wet Ponds | 262 | 30% | 55% | 69.4319 | 15.2296
39 | 8 | 0.42544 | 265 | 39 | 8 | AGR | 5.0969 | 0.451 | 1321.577 | 117.033 | 1.075 | 1.083 | 5.477 | 0.489 | 1420.241 | 126.723 | 0.42544 | 5.072 | 0.444 | 2.1578 | 0.18889 | 0.995 | 0.98436 | 254 | -1 |  |  | 0 |  | 88 | 11 | 78.1194 | 78.1728 | 11 | Wet Ponds | 265 | 30% | 55% | 0.64735 | 0.10389
39 | 10 | 8.4783 | 267 | 39 | 10 | RAN | 1.5738 | 0.121 | 122.792 | 9.427 | 1.074 | 1.083 | 1.69 | 0.131 | 131.882 | 10.206 | 8.4783 | 1.565 | 0.119 | 13.2686 | 1.0089 | 0.994 | 0.98421 | 254 | -1 |  |  | 0 |  | 88 | 11 | 78.1194 | 78.1728 | 11 | Wet Ponds | 267 | 30% | 55% | 3.9806 | 0.55491
39 | 12 | 4.1248 | 269 | 39 | 12 | WAT | 0.27851 | 0.019 | 88.781 | 6.052 | 1.081 | 1.084 | 0.301 | 0.021 | 95.936 | 6.562 | 4.1248 | 0.279 | 0.019 | 1.1508 | 0.078371 | 1.001 | 0.98565 | 254 | -1 |  |  | 0 |  | 88 | 11 | 78.1194 | 78.1728 | 11 | Wet Ponds | 269 | 30% | 55% | 0.34525 | 0.043104
41 | 1 | 3.6982 | 282 | 41 | 1 | LDR | 6.4645 | 0.301 | 7159.582 | 333.43 | 0.961 | 0.923 | 6.211 | 0.278 | 6878.392 | 307.743 | 3.6982 | 5.446 | 0.246 | 20.1403 | 0.90975 | 0.842 | 0.81555 | 254 | -1 |  |  | 0 |  | 88 | 11 | 78.1194 | 78.1728 | 11 | Wet Ponds | 282 | 30% | 55% | 6.0421 | 0.50036
41 | 4 | 11.014 | 285 | 41 | 4 | IND | 15.0465 | 1.299 | 22984.638 | 1984.314 | 0.961 | 0.924 | 14.457 | 1.2 | 22084.136 | 1832.828 | 11.014 | 12.656 | 1.059 | 139.3934 | 11.6638 | 0.841 | 0.81549 | 254 | -1 |  |  | 0 |  | 88 | 11 | 78.1194 | 78.1728 | 11 | Wet Ponds | 285 | 30% | 55% | 41.818 | 6.4151
41 | 10 | 1.1581 | 290 | 41 | 10 | RAN | 5.062 | 0.211 | 1204.825 | 50.143 | 0.96 | 0.922 | 4.86 | 0.194 | 1156.789 | 46.234 | 1.1581 | 4.268 | 0.172 | 4.9427 | 0.19919 | 0.843 | 0.81592 | 254 | -1 |  |  | 0 |  | 88 | 11 | 78.1194 | 78.1728 | 11 | Wet Ponds | 290 | 30% | 55% | 1.4828 | 0.10956
41 | 11 | 13.5201 | 291 | 41 | 11 | FOR | 3.3637 | 0.139 | 1738.258 | 71.607 | 0.961 | 0.923 | 3.231 | 0.128 | 1669.641 | 66.092 | 13.5201 | 2.844 | 0.114 | 38.4512 | 1.5413 | 0.846 | 0.81972 | 254 | -1 |  |  | 0 |  | 88 | 11 | 78.1194 | 78.1728 | 11 | Wet Ponds | 291 | 30% | 55% | 11.5354 | 0.84771
41 | 12 | 0.7584 | 292 | 41 | 12 | WAT | 1.0456 | 0.041 | 281.889 | 11.073 | 0.962 | 0.921 | 1.006 | 0.038 | 271.1 | 10.202 | 0.7584 | 0.885 | 0.034 | 0.67119 | 0.025786 | 0.847 | 0.81969 | 254 | -1 |  |  | 0 |  | 88 | 11 | 78.1194 | 78.1728 | 11 | Wet Ponds | 292 | 30% | 55% | 0.20136 | 0.014182
41 | 13 | 7.5977 | 293 | 41 | 13 | WET | 1.0484 | 0.041 | 1567.871 | 61.608 | 0.962 | 0.921 | 1.008 | 0.038 | 1507.852 | 56.766 | 7.5977 | 0.888 | 0.034 | 6.7468 | 0.25832 | 0.847 | 0.81976 | 254 | -1 |  |  | 0 |  | 88 | 11 | 78.1194 | 78.1728 | 11 | Wet Ponds | 293 | 30% | 55% | 2.024 | 0.14208
38 | 1 | 0.11916 | 247 | 38 | 1 | LDR | 4.4646 | 0.394 | 219.902 | 19.412 | 0.753 | 0.733 | 3.362 | 0.289 | 165.572 | 14.232 | 0.11916 | 3.362 | 0.289 | 0.40061 | 0.034437 | 0.753 | 0.73313 | 255 | -1 |  |  | 0 |  | 89 | 11 | 0.1696 | 0.16972 | 11 | Wet Ponds | 247 | 30% | 55% | 0.12018 | 0.01894
38 | 2 | 0.0033821 | 248 | 38 | 2 | MDR | 8.5662 | 0.781 | 5390.011 | 491.366 | 0.752 | 0.731 | 6.439 | 0.571 | 4051.586 | 359.418 | 0.0033821 | 6.439 | 0.571 | 0.021777 | 0.0019312 | 0.752 | 0.73147 | 255 | -1 |  |  | 0 |  | 89 | 11 | 0.1696 | 0.16972 | 11 | Wet Ponds | 248 | 30% | 55% | 0.0065331 | 0.0010621
38 | 11 | 0.0024676 | 256 | 38 | 11 | FOR | 1.6256 | 0.124 | 281.493 | 21.55 | 0.772 | 0.759 | 1.255 | 0.094 | 217.292 | 16.357 | 0.0024676 | 1.255 | 0.094 | 0.0030969 | 0.00023196 | 0.772 | 0.759 | 255 | -1 |  |  | 0 |  | 89 | 11 | 0.1696 | 0.16972 | 11 | Wet Ponds | 256 | 30% | 55% | 0.00092906 | 0.00012758
39 | 1 | 0.04471 | 259 | 39 | 1 | LDR | 2.8996 | 0.259 | 1035.599 | 92.373 | 1.075 | 1.082 | 3.118 | 0.28 | 1113.717 | 99.953 | 0.04471 | 2.887 | 0.254 | 0.12908 | 0.011356 | 0.996 | 0.98369 | 255 | -1 |  |  | 0 |  | 89 | 11 | 0.1696 | 0.16972 | 11 | Wet Ponds | 259 | 30% | 55% | 0.038723 | 0.006246
41 | 1 | 0.40306 | 282 | 41 | 1 | LDR | 6.4645 | 0.301 | 7159.582 | 333.43 | 0.961 | 0.923 | 6.211 | 0.278 | 6878.392 | 307.743 | 0.40306 | 5.446 | 0.246 | 2.1951 | 0.099152 | 0.842 | 0.81555 | 258 | -1 |  |  | 0 |  | 92 | 11 | 6.1921 | 6.1964 | 11 | Wet Ponds | 282 | 30% | 55% | 0.65852 | 0.054534
41 | 4 | 5.776 | 285 | 41 | 4 | IND | 15.0465 | 1.299 | 22984.638 | 1984.314 | 0.961 | 0.924 | 14.457 | 1.2 | 22084.136 | 1832.828 | 5.776 | 12.656 | 1.059 | 73.1005 | 6.1167 | 0.841 | 0.81549 | 258 | -1 |  |  | 0 |  | 92 | 11 | 6.1921 | 6.1964 | 11 | Wet Ponds | 285 | 30% | 55% | 21.9302 | 3.3642
41 | 11 | 0.017352 | 291 | 41 | 11 | FOR | 3.3637 | 0.139 | 1738.258 | 71.607 | 0.961 | 0.923 | 3.231 | 0.128 | 1669.641 | 66.092 | 0.017352 | 2.844 | 0.114 | 0.049349 | 0.0019781 | 0.846 | 0.81972 | 258 | -1 |  |  | 0 |  | 92 | 11 | 6.1921 | 6.1964 | 11 | Wet Ponds | 291 | 30% | 55% | 0.014805 | 0.001088
38 | 2 | 11.3037 | 248 | 38 | 2 | MDR | 8.5662 | 0.781 | 5390.011 | 491.366 | 0.752 | 0.731 | 6.439 | 0.571 | 4051.586 | 359.418 | 11.3037 | 6.439 | 0.571 | 72.7845 | 6.4544 | 0.752 | 0.73147 | 259 | -1 |  |  | 0 |  | 93 | 11 | 11.8809 | 11.889 | 11 | Wet Ponds | 248 | 30% | 55% | 21.8353 | 3.5499
38 | 4 | 0.12718 | 250 | 38 | 4 | IND | 13.0332 | 1.643 | 2693.398 | 339.537 | 0.746 | 0.728 | 9.718 | 1.196 | 2008.316 | 247.156 | 0.12718 | 9.718 | 1.196 | 1.2359 | 0.1521 | 0.746 | 0.72792 | 259 | -1 |  |  | 0 |  | 93 | 11 | 11.8809 | 11.889 | 11 | Wet Ponds | 250 | 30% | 55% | 0.37077 | 0.083656
38 | 13 | 0.3062 | 258 | 38 | 13 | WET | 6.7199 | 0.666 | 2399.981 | 237.942 | 0.759 | 0.75 | 5.104 | 0.5 | 1822.705 | 178.541 | 0.3062 | 5.104 | 0.5 | 1.5629 | 0.1531 | 0.759 | 0.75035 | 259 | -1 |  |  | 0 |  | 93 | 11 | 11.8809 | 11.889 | 11 | Wet Ponds | 258 | 30% | 55% | 0.46886 | 0.084206
41 | 2 | 0.088915 | 283 | 41 | 2 | MDR | 11.9201 | 0.582 | 23513.664 | 1147.493 | 0.961 | 0.923 | 11.452 | 0.537 | 22589.972 | 1059.182 | 0.088915 | 10.039 | 0.474 | 0.89262 | 0.042146 | 0.842 | 0.81527 | 259 | -1 |  |  | 0 |  | 93 | 11 | 11.8809 | 11.889 | 11 | Wet Ponds | 283 | 30% | 55% | 0.26779 | 0.02318
41 | 4 | 6.5289e-05 | 285 | 41 | 4 | IND | 15.0465 | 1.299 | 22984.638 | 1984.314 | 0.961 | 0.924 | 14.457 | 1.2 | 22084.136 | 1832.828 | 6.5289e-05 | 12.656 | 1.059 | 0.00082629 | 6.9141e-05 | 0.841 | 0.81549 | 259 | -1 |  |  | 0 |  | 93 | 11 | 11.8809 | 11.889 | 11 | Wet Ponds | 285 | 30% | 55% | 0.00024789 | 3.8027e-05
41 | 11 | 0.062962 | 291 | 41 | 11 | FOR | 3.3637 | 0.139 | 1738.258 | 71.607 | 0.961 | 0.923 | 3.231 | 0.128 | 1669.641 | 66.092 | 0.062962 | 2.844 | 0.114 | 0.17906 | 0.0071776 | 0.846 | 0.81972 | 259 | -1 |  |  | 0 |  | 93 | 11 | 11.8809 | 11.889 | 11 | Wet Ponds | 291 | 30% | 55% | 0.053719 | 0.0039477
38 | 4 | 1.0891 | 250 | 38 | 4 | IND | 13.0332 | 1.643 | 2693.398 | 339.537 | 0.746 | 0.728 | 9.718 | 1.196 | 2008.316 | 247.156 | 1.0891 | 9.718 | 1.196 | 10.5842 | 1.3026 | 0.746 | 0.72792 | 264 | -1 |  |  | 0 |  | 98 | 11 | 1.0884 | 1.0891 | 11 | Wet Ponds | 250 | 30% | 55% | 3.1753 | 0.71643
38 | 4 | 0.27559 | 250 | 38 | 4 | IND | 13.0332 | 1.643 | 2693.398 | 339.537 | 0.746 | 0.728 | 9.718 | 1.196 | 2008.316 | 247.156 | 0.27559 | 9.718 | 1.196 | 2.6782 | 0.32961 | 0.746 | 0.72792 | 266 | -1 |  |  | 0 |  | 100 | 11 | 0.36 | 0.36024 | 11 | Wet Ponds | 250 | 30% | 55% | 0.80346 | 0.18128
38 | 6 | 0.078103 | 251 | 38 | 6 | OPE | 4.1351 | 0.351 | 66.1 | 5.607 | 0.757 | 0.739 | 3.13 | 0.259 | 50.026 | 4.141 | 0.078103 | 3.13 | 0.259 | 0.24446 | 0.020229 | 0.757 | 0.73853 | 266 | -1 |  |  | 0 |  | 100 | 11 | 0.36 | 0.36024 | 11 | Wet Ponds | 251 | 30% | 55% | 0.073339 | 0.011126
38 | 13 | 0.0065504 | 258 | 38 | 13 | WET | 6.7199 | 0.666 | 2399.981 | 237.942 | 0.759 | 0.75 | 5.104 | 0.5 | 1822.705 | 178.541 | 0.0065504 | 5.104 | 0.5 | 0.033433 | 0.0032752 | 0.759 | 0.75035 | 266 | -1 |  |  | 0 |  | 100 | 11 | 0.36 | 0.36024 | 11 | Wet Ponds | 258 | 30% | 55% | 0.01003 | 0.0018014
38 | 4 | 0.99558 | 250 | 38 | 4 | IND | 13.0332 | 1.643 | 2693.398 | 339.537 | 0.746 | 0.728 | 9.718 | 1.196 | 2008.316 | 247.156 | 0.99558 | 9.718 | 1.196 | 9.675 | 1.1907 | 0.746 | 0.72792 | 267 | -1 |  |  | 0 |  | 101 | 11 | 3.4976 | 3.5 | 11 | Wet Ponds | 250 | 30% | 55% | 2.9025 | 0.65489
38 | 6 | 0.36147 | 251 | 38 | 6 | OPE | 4.1351 | 0.351 | 66.1 | 5.607 | 0.757 | 0.739 | 3.13 | 0.259 | 50.026 | 4.141 | 0.36147 | 3.13 | 0.259 | 1.1314 | 0.09362 | 0.757 | 0.73853 | 267 | -1 |  |  | 0 |  | 101 | 11 | 3.4976 | 3.5 | 11 | Wet Ponds | 251 | 30% | 55% | 0.33942 | 0.051491
38 | 12 | 0.87853 | 257 | 38 | 12 | WAT | 0.4049 | 0.025 | 12.452 | 0.773 | 0.766 | 0.744 | 0.31 | 0.019 | 9.543 | 0.575 | 0.87853 | 0.31 | 0.019 | 0.27234 | 0.016692 | 0.766 | 0.74449 | 267 | -1 |  |  | 0 |  | 101 | 11 | 3.4976 | 3.5 | 11 | Wet Ponds | 257 | 30% | 55% | 0.081703 | 0.0091806
41 | 3 | 0.098994 | 284 | 41 | 3 | HDR | 25.4619 | 1.917 | 15674.111 | 1180.15 | 0.961 | 0.923 | 24.461 | 1.77 | 15057.713 | 1089.811 | 0.098994 | 21.44 | 1.565 | 2.1224 | 0.15493 | 0.842 | 0.81633 | 267 | -1 |  |  | 0 |  | 101 | 11 | 3.4976 | 3.5 | 11 | Wet Ponds | 284 | 30% | 55% | 0.63673 | 0.085209
41 | 4 | 0.72556 | 285 | 41 | 4 | IND | 15.0465 | 1.299 | 22984.638 | 1984.314 | 0.961 | 0.924 | 14.457 | 1.2 | 22084.136 | 1832.828 | 0.72556 | 12.656 | 1.059 | 9.1827 | 0.76837 | 0.841 | 0.81549 | 267 | -1 |  |  | 0 |  | 101 | 11 | 3.4976 | 3.5 | 11 | Wet Ponds | 285 | 30% | 55% | 2.7548 | 0.4226
41 | 6 | 0.21226 | 286 | 41 | 6 | OPE | 6.7112 | 0.301 | 712.339 | 31.937 | 0.96 | 0.922 | 6.446 | 0.278 | 684.169 | 29.462 | 0.21226 | 5.655 | 0.245 | 1.2003 | 0.052003 | 0.843 | 0.81557 | 267 | -1 |  |  | 0 |  | 101 | 11 | 3.4976 | 3.5 | 11 | Wet Ponds | 286 | 30% | 55% | 0.36009 | 0.028602
41 | 12 | 0.22758 | 292 | 41 | 12 | WAT | 1.0456 | 0.041 | 281.889 | 11.073 | 0.962 | 0.921 | 1.006 | 0.038 | 271.1 | 10.202 | 0.22758 | 0.885 | 0.034 | 0.20141 | 0.0077378 | 0.847 | 0.81969 | 267 | -1 |  |  | 0 |  | 101 | 11 | 3.4976 | 3.5 | 11 | Wet Ponds | 292 | 30% | 55% | 0.060423 | 0.0042558
41 | 4 | 1.2397 | 285 | 41 | 4 | IND | 15.0465 | 1.299 | 22984.638 | 1984.314 | 0.961 | 0.924 | 14.457 | 1.2 | 22084.136 | 1832.828 | 1.2397 | 12.656 | 1.059 | 15.6901 | 1.3129 | 0.841 | 0.81549 | 268 | -1 |  |  | 0 |  | 102 | 11 | 1.6546 | 1.6557 | 11 | Wet Ponds | 285 | 30% | 55% | 4.707 | 0.72208
41 | 11 | 0.21813 | 291 | 41 | 11 | FOR | 3.3637 | 0.139 | 1738.258 | 71.607 | 0.961 | 0.923 | 3.231 | 0.128 | 1669.641 | 66.092 | 0.21813 | 2.844 | 0.114 | 0.62037 | 0.024867 | 0.846 | 0.81972 | 268 | -1 |  |  | 0 |  | 102 | 11 | 1.6546 | 1.6557 | 11 | Wet Ponds | 291 | 30% | 55% | 0.18611 | 0.013677
41 | 13 | 0.19783 | 293 | 41 | 13 | WET | 1.0484 | 0.041 | 1567.871 | 61.608 | 0.962 | 0.921 | 1.008 | 0.038 | 1507.852 | 56.766 | 0.19783 | 0.888 | 0.034 | 0.17568 | 0.0067264 | 0.847 | 0.81976 | 268 | -1 |  |  | 0 |  | 102 | 11 | 1.6546 | 1.6557 | 11 | Wet Ponds | 293 | 30% | 55% | 0.052703 | 0.0036995
41 | 11 | 0.12465 | 291 | 41 | 11 | FOR | 3.3637 | 0.139 | 1738.258 | 71.607 | 0.961 | 0.923 | 3.231 | 0.128 | 1669.641 | 66.092 | 0.12465 | 2.844 | 0.114 | 0.3545 | 0.01421 | 0.846 | 0.81972 | 269 | -1 |  |  | 0 |  | 103 | 11 | 0.13855 | 0.13865 | 11 | Wet Ponds | 291 | 30% | 55% | 0.10635 | 0.0078154
41 | 12 | 3.9868e-05 | 292 | 41 | 12 | WAT | 1.0456 | 0.041 | 281.889 | 11.073 | 0.962 | 0.921 | 1.006 | 0.038 | 271.1 | 10.202 | 3.9868e-05 | 0.885 | 0.034 | 3.5283e-05 | 1.3555e-06 | 0.847 | 0.81969 | 269 | -1 |  |  | 0 |  | 103 | 11 | 0.13855 | 0.13865 | 11 | Wet Ponds | 292 | 30% | 55% | 1.0585e-05 | 7.4554e-07
41 | 13 | 0.013962 | 293 | 41 | 13 | WET | 1.0484 | 0.041 | 1567.871 | 61.608 | 0.962 | 0.921 | 1.008 | 0.038 | 1507.852 | 56.766 | 0.013962 | 0.888 | 0.034 | 0.012398 | 0.0004747 | 0.847 | 0.81976 | 269 | -1 |  |  | 0 |  | 103 | 11 | 0.13855 | 0.13865 | 11 | Wet Ponds | 293 | 30% | 55% | 0.0037194 | 0.00026109
41 | 2 | 0.18851 | 283 | 41 | 2 | MDR | 11.9201 | 0.582 | 23513.664 | 1147.493 | 0.961 | 0.923 | 11.452 | 0.537 | 22589.972 | 1059.182 | 0.18851 | 10.039 | 0.474 | 1.8925 | 0.089354 | 0.842 | 0.81527 | 272 | -1 |  |  | 0 |  | 106 | 11 | 0.41589 | 0.41617 | 11 | Wet Ponds | 283 | 30% | 55% | 0.56774 | 0.049145
41 | 11 | 0.22766 | 291 | 41 | 11 | FOR | 3.3637 | 0.139 | 1738.258 | 71.607 | 0.961 | 0.923 | 3.231 | 0.128 | 1669.641 | 66.092 | 0.22766 | 2.844 | 0.114 | 0.64747 | 0.025953 | 0.846 | 0.81972 | 272 | -1 |  |  | 0 |  | 106 | 11 | 0.41589 | 0.41617 | 11 | Wet Ponds | 291 | 30% | 55% | 0.19424 | 0.014274
39 | 1 | 0.066211 | 259 | 39 | 1 | LDR | 2.8996 | 0.259 | 1035.599 | 92.373 | 1.075 | 1.082 | 3.118 | 0.28 | 1113.717 | 99.953 | 0.066211 | 2.887 | 0.254 | 0.19115 | 0.016818 | 0.996 | 0.98369 | 273 | -1 |  |  | 0 |  | 107 | 11 | 0.086338 | 0.086397 | 11 | Wet Ponds | 259 | 30% | 55% | 0.057346 | 0.0092497
39 | 2 | 0.019917 | 260 | 39 | 2 | MDR | 5.5159 | 0.507 | 1488.242 | 136.786 | 1.075 | 1.082 | 5.931 | 0.548 | 1600.239 | 147.975 | 0.019917 | 5.492 | 0.499 | 0.10938 | 0.0099384 | 0.996 | 0.98346 | 273 | -1 |  |  | 0 |  | 107 | 11 | 0.086338 | 0.086397 | 11 | Wet Ponds | 260 | 30% | 55% | 0.032815 | 0.0054661
41 | 1 | 0.00026907 | 282 | 41 | 1 | LDR | 6.4645 | 0.301 | 7159.582 | 333.43 | 0.961 | 0.923 | 6.211 | 0.278 | 6878.392 | 307.743 | 0.00026907 | 5.446 | 0.246 | 0.0014653 | 6.619e-05 | 0.842 | 0.81555 | 273 | -1 |  |  | 0 |  | 107 | 11 | 0.086338 | 0.086397 | 11 | Wet Ponds | 282 | 30% | 55% | 0.0004396 | 3.6405e-05
38 | 1 | 0.15204 | 247 | 38 | 1 | LDR | 4.4646 | 0.394 | 219.902 | 19.412 | 0.753 | 0.733 | 3.362 | 0.289 | 165.572 | 14.232 | 0.15204 | 3.362 | 0.289 | 0.51115 | 0.043938 | 0.753 | 0.73313 | 274 | -1 |  |  | 0 |  | 108 | 11 | 0.2211 | 0.22126 | 11 | Wet Ponds | 247 | 30% | 55% | 0.15334 | 0.024166
38 | 2 | 0.058254 | 248 | 38 | 2 | MDR | 8.5662 | 0.781 | 5390.011 | 491.366 | 0.752 | 0.731 | 6.439 | 0.571 | 4051.586 | 359.418 | 0.058254 | 6.439 | 0.571 | 0.37509 | 0.033263 | 0.752 | 0.73147 | 274 | -1 |  |  | 0 |  | 108 | 11 | 0.2211 | 0.22126 | 11 | Wet Ponds | 248 | 30% | 55% | 0.11253 | 0.018295
38 | 11 | 0.010966 | 256 | 38 | 11 | FOR | 1.6256 | 0.124 | 281.493 | 21.55 | 0.772 | 0.759 | 1.255 | 0.094 | 217.292 | 16.357 | 0.010966 | 1.255 | 0.094 | 0.013763 | 0.0010308 | 0.772 | 0.759 | 274 | -1 |  |  | 0 |  | 108 | 11 | 0.2211 | 0.22126 | 11 | Wet Ponds | 256 | 30% | 55% | 0.0041288 | 0.00056695
39 | 2 | 0.085505 | 260 | 39 | 2 | MDR | 5.5159 | 0.507 | 1488.242 | 136.786 | 1.075 | 1.082 | 5.931 | 0.548 | 1600.239 | 147.975 | 0.085505 | 5.492 | 0.499 | 0.4696 | 0.042667 | 0.996 | 0.98346 | 275 | -1 |  |  | 0 |  | 109 | 11 | 0.18856 | 0.18869 | 11 | Wet Ponds | 260 | 30% | 55% | 0.14088 | 0.023467
39 | 11 | 0.097204 | 268 | 39 | 11 | FOR | 0.99237 | 0.07 | 385.77 | 27.224 | 1.075 | 1.083 | 1.067 | 0.076 | 414.895 | 29.493 | 0.097204 | 0.988 | 0.069 | 0.096038 | 0.0067071 | 0.996 | 0.98485 | 275 | -1 |  |  | 0 |  | 109 | 11 | 0.18856 | 0.18869 | 11 | Wet Ponds | 268 | 30% | 55% | 0.028811 | 0.0036889
39 | 13 | 0.0059835 | 270 | 39 | 13 | WET | 2.4147 | 0.224 | 8471.903 | 784.954 | 1.082 | 1.085 | 2.613 | 0.243 | 9167.141 | 851.506 | 0.0059835 | 2.419 | 0.221 | 0.014474 | 0.0013224 | 1.002 | 0.98617 | 275 | -1 |  |  | 0 |  | 109 | 11 | 0.18856 | 0.18869 | 11 | Wet Ponds | 270 | 30% | 55% | 0.0043422 | 0.00072729
39 | 1 | 0.24881 | 259 | 39 | 1 | LDR | 2.8996 | 0.259 | 1035.599 | 92.373 | 1.075 | 1.082 | 3.118 | 0.28 | 1113.717 | 99.953 | 0.24881 | 2.887 | 0.254 | 0.71831 | 0.063197 | 0.996 | 0.98369 | 276 | -1 |  |  | 0 |  | 110 | 11 | 0.28858 | 0.28877 | 11 | Wet Ponds | 259 | 30% | 55% | 0.21549 | 0.034759
39 | 4 | 0.0013952 | 262 | 39 | 4 | IND | 9.1209 | 1.105 | 1283.176 | 155.409 | 1.075 | 1.081 | 9.803 | 1.194 | 1379.191 | 167.989 | 0.0013952 | 9.077 | 1.086 | 0.012664 | 0.0015152 | 0.995 | 0.98268 | 276 | -1 |  |  | 0 |  | 110 | 11 | 0.28858 | 0.28877 | 11 | Wet Ponds | 262 | 30% | 55% | 0.0037992 | 0.00083334
39 | 10 | 0.038567 | 267 | 39 | 10 | RAN | 1.5738 | 0.121 | 122.792 | 9.427 | 1.074 | 1.083 | 1.69 | 0.131 | 131.882 | 10.206 | 0.038567 | 1.565 | 0.119 | 0.060358 | 0.0045895 | 0.994 | 0.98421 | 276 | -1 |  |  | 0 |  | 110 | 11 | 0.28858 | 0.28877 | 11 | Wet Ponds | 267 | 30% | 55% | 0.018107 | 0.0025242
39 | 1 | 0.2548 | 259 | 39 | 1 | LDR | 2.8996 | 0.259 | 1035.599 | 92.373 | 1.075 | 1.082 | 3.118 | 0.28 | 1113.717 | 99.953 | 0.2548 | 2.887 | 0.254 | 0.73561 | 0.06472 | 0.996 | 0.98369 | 277 | -1 |  |  | 0 |  | 111 | 11 | 1.3652 | 1.3661 | 11 | Wet Ponds | 259 | 30% | 55% | 0.22068 | 0.035596
39 | 2 | 0.64959 | 260 | 39 | 2 | MDR | 5.5159 | 0.507 | 1488.242 | 136.786 | 1.075 | 1.082 | 5.931 | 0.548 | 1600.239 | 147.975 | 0.64959 | 5.492 | 0.499 | 3.5675 | 0.32414 | 0.996 | 0.98346 | 277 | -1 |  |  | 0 |  | 111 | 11 | 1.3652 | 1.3661 | 11 | Wet Ponds | 260 | 30% | 55% | 1.0703 | 0.17828
39 | 11 | 0.1901 | 268 | 39 | 11 | FOR | 0.99237 | 0.07 | 385.77 | 27.224 | 1.075 | 1.083 | 1.067 | 0.076 | 414.895 | 29.493 | 0.1901 | 0.988 | 0.069 | 0.18782 | 0.013117 | 0.996 | 0.98485 | 277 | -1 |  |  | 0 |  | 111 | 11 | 1.3652 | 1.3661 | 11 | Wet Ponds | 268 | 30% | 55% | 0.056345 | 0.0072142
39 | 13 | 0.27163 | 270 | 39 | 13 | WET | 2.4147 | 0.224 | 8471.903 | 784.954 | 1.082 | 1.085 | 2.613 | 0.243 | 9167.141 | 851.506 | 0.27163 | 2.419 | 0.221 | 0.65706 | 0.060029 | 1.002 | 0.98617 | 277 | -1 |  |  | 0 |  | 111 | 11 | 1.3652 | 1.3661 | 11 | Wet Ponds | 270 | 30% | 55% | 0.19712 | 0.033016
38 | 1 | 6.9843 | 247 | 38 | 1 | LDR | 4.4646 | 0.394 | 219.902 | 19.412 | 0.753 | 0.733 | 3.362 | 0.289 | 165.572 | 14.232 | 6.9843 | 3.362 | 0.289 | 23.4811 | 2.0185 | 0.753 | 0.73313 | 278 | -1 |  |  | 0 |  | 112 | 11 | 7.4801 | 7.4852 | 11 | Wet Ponds | 247 | 30% | 55% | 7.0443 | 1.1102
38 | 11 | 0.50095 | 256 | 38 | 11 | FOR | 1.6256 | 0.124 | 281.493 | 21.55 | 0.772 | 0.759 | 1.255 | 0.094 | 217.292 | 16.357 | 0.50095 | 1.255 | 0.094 | 0.6287 | 0.04709 | 0.772 | 0.759 | 278 | -1 |  |  | 0 |  | 112 | 11 | 7.4801 | 7.4852 | 11 | Wet Ponds | 256 | 30% | 55% | 0.18861 | 0.025899
38 | 1 | 0.47718 | 247 | 38 | 1 | LDR | 4.4646 | 0.394 | 219.902 | 19.412 | 0.753 | 0.733 | 3.362 | 0.289 | 165.572 | 14.232 | 0.47718 | 3.362 | 0.289 | 1.6043 | 0.1379 | 0.753 | 0.73313 | 279 | -1 |  |  | 0 |  | 113 | 11 | 1.4212 | 1.4222 | 11 | Wet Ponds | 247 | 30% | 55% | 0.48128 | 0.075847
38 | 3 | 0.50863 | 249 | 38 | 3 | HDR | 18.6003 | 2.134 | 470.588 | 54.001 | 0.751 | 0.735 | 13.977 | 1.568 | 353.613 | 39.681 | 0.50863 | 13.977 | 1.568 | 7.1092 | 0.79754 | 0.751 | 0.73482 | 279 | -1 |  |  | 0 |  | 113 | 11 | 1.4212 | 1.4222 | 11 | Wet Ponds | 249 | 30% | 55% | 2.1327 | 0.43865
38 | 11 | 0.21461 | 256 | 38 | 11 | FOR | 1.6256 | 0.124 | 281.493 | 21.55 | 0.772 | 0.759 | 1.255 | 0.094 | 217.292 | 16.357 | 0.21461 | 1.255 | 0.094 | 0.26933 | 0.020173 | 0.772 | 0.759 | 279 | -1 |  |  | 0 |  | 113 | 11 | 1.4212 | 1.4222 | 11 | Wet Ponds | 256 | 30% | 55% | 0.0808 | 0.011095
38 | 13 | 0.22175 | 258 | 38 | 13 | WET | 6.7199 | 0.666 | 2399.981 | 237.942 | 0.759 | 0.75 | 5.104 | 0.5 | 1822.705 | 178.541 | 0.22175 | 5.104 | 0.5 | 1.1318 | 0.11088 | 0.759 | 0.75035 | 279 | -1 |  |  | 0 |  | 113 | 11 | 1.4212 | 1.4222 | 11 | Wet Ponds | 258 | 30% | 55% | 0.33955 | 0.060983
38 | 2 | 0.56002 | 248 | 38 | 2 | MDR | 8.5662 | 0.781 | 5390.011 | 491.366 | 0.752 | 0.731 | 6.439 | 0.571 | 4051.586 | 359.418 | 0.56002 | 6.439 | 0.571 | 3.606 | 0.31977 | 0.752 | 0.73147 | 280 | -1 |  |  | 0 |  | 114 | 11 | 0.9707 | 0.97136 | 11 | Wet Ponds | 248 | 30% | 55% | 1.0818 | 0.17588
38 | 3 | 0.21005 | 249 | 38 | 3 | HDR | 18.6003 | 2.134 | 470.588 | 54.001 | 0.751 | 0.735 | 13.977 | 1.568 | 353.613 | 39.681 | 0.21005 | 13.977 | 1.568 | 2.9359 | 0.32936 | 0.751 | 0.73482 | 280 | -1 |  |  | 0 |  | 114 | 11 | 0.9707 | 0.97136 | 11 | Wet Ponds | 249 | 30% | 55% | 0.88076 | 0.18115
38 | 4 | 0.0072042 | 250 | 38 | 4 | IND | 13.0332 | 1.643 | 2693.398 | 339.537 | 0.746 | 0.728 | 9.718 | 1.196 | 2008.316 | 247.156 | 0.0072042 | 9.718 | 1.196 | 0.070011 | 0.0086163 | 0.746 | 0.72792 | 280 | -1 |  |  | 0 |  | 114 | 11 | 0.9707 | 0.97136 | 11 | Wet Ponds | 250 | 30% | 55% | 0.021003 | 0.004739
38 | 10 | 0.19184 | 255 | 38 | 10 | RAN | 2.8596 | 0.226 | 157.374 | 12.414 | 0.763 | 0.746 | 2.182 | 0.168 | 120.107 | 9.267 | 0.19184 | 2.182 | 0.168 | 0.4186 | 0.03223 | 0.763 | 0.74645 | 280 | -1 |  |  | 0 |  | 114 | 11 | 0.9707 | 0.97136 | 11 | Wet Ponds | 255 | 30% | 55% | 0.12558 | 0.017726
38 | 13 | 0.0022432 | 258 | 38 | 13 | WET | 6.7199 | 0.666 | 2399.981 | 237.942 | 0.759 | 0.75 | 5.104 | 0.5 | 1822.705 | 178.541 | 0.0022432 | 5.104 | 0.5 | 0.011449 | 0.0011216 | 0.759 | 0.75035 | 280 | -1 |  |  | 0 |  | 114 | 11 | 0.9707 | 0.97136 | 11 | Wet Ponds | 258 | 30% | 55% | 0.0034348 | 0.00061688
38 | 1 | 0.26281 | 247 | 38 | 1 | LDR | 4.4646 | 0.394 | 219.902 | 19.412 | 0.753 | 0.733 | 3.362 | 0.289 | 165.572 | 14.232 | 0.26281 | 3.362 | 0.289 | 0.88358 | 0.075953 | 0.753 | 0.73313 | 281 | -1 |  |  | 0 |  | 115 | 11 | 5.7671 | 5.7711 | 11 | Wet Ponds | 247 | 30% | 55% | 0.26507 | 0.041774
38 | 4 | 3.785 | 250 | 38 | 4 | IND | 13.0332 | 1.643 | 2693.398 | 339.537 | 0.746 | 0.728 | 9.718 | 1.196 | 2008.316 | 247.156 | 3.785 | 9.718 | 1.196 | 36.7826 | 4.5269 | 0.746 | 0.72792 | 281 | -1 |  |  | 0 |  | 115 | 11 | 5.7671 | 5.7711 | 11 | Wet Ponds | 250 | 30% | 55% | 11.0348 | 2.4898
38 | 11 | 0.073675 | 256 | 38 | 11 | FOR | 1.6256 | 0.124 | 281.493 | 21.55 | 0.772 | 0.759 | 1.255 | 0.094 | 217.292 | 16.357 | 0.073675 | 1.255 | 0.094 | 0.092462 | 0.0069254 | 0.772 | 0.759 | 281 | -1 |  |  | 0 |  | 115 | 11 | 5.7671 | 5.7711 | 11 | Wet Ponds | 256 | 30% | 55% | 0.027739 | 0.003809
38 | 13 | 0.43509 | 258 | 38 | 13 | WET | 6.7199 | 0.666 | 2399.981 | 237.942 | 0.759 | 0.75 | 5.104 | 0.5 | 1822.705 | 178.541 | 0.43509 | 5.104 | 0.5 | 2.2207 | 0.21754 | 0.759 | 0.75035 | 281 | -1 |  |  | 0 |  | 115 | 11 | 5.7671 | 5.7711 | 11 | Wet Ponds | 258 | 30% | 55% | 0.66621 | 0.11965
39 | 4 | 1.1223 | 262 | 39 | 4 | IND | 9.1209 | 1.105 | 1283.176 | 155.409 | 1.075 | 1.081 | 9.803 | 1.194 | 1379.191 | 167.989 | 1.1223 | 9.077 | 1.086 | 10.1868 | 1.2188 | 0.995 | 0.98268 | 281 | -1 |  |  | 0 |  | 115 | 11 | 5.7671 | 5.7711 | 11 | Wet Ponds | 262 | 30% | 55% | 3.056 | 0.67033
39 | 11 | 0.092221 | 268 | 39 | 11 | FOR | 0.99237 | 0.07 | 385.77 | 27.224 | 1.075 | 1.083 | 1.067 | 0.076 | 414.895 | 29.493 | 0.092221 | 0.988 | 0.069 | 0.091115 | 0.0063633 | 0.996 | 0.98485 | 281 | -1 |  |  | 0 |  | 115 | 11 | 5.7671 | 5.7711 | 11 | Wet Ponds | 268 | 30% | 55% | 0.027334 | 0.0034998
37 | 2 | 14.7432 | 239 | 37 | 2 | MDR | 9.6056 | 0.896 | 2073.2 | 193.451 | 0.81 | 0.778 | 7.782 | 0.697 | 1679.53 | 150.524 | 14.7432 | 7.782 | 0.697 | 114.7313 | 10.276 | 0.81 | 0.7781 | 282 | -1 |  |  | 0 |  | 116 | 11 | 17.9432 | 17.9554 | 11 | Wet Ponds | 239 | 30% | 55% | 34.4194 | 5.6518
37 | 12 | 0.43472 | 245 | 37 | 12 | WAT | 0.5682 | 0.038 | 13.587 | 0.921 | 0.823 | 0.792 | 0.468 | 0.03 | 11.188 | 0.729 | 0.43472 | 0.468 | 0.03 | 0.20345 | 0.013042 | 0.823 | 0.79155 | 282 | -1 |  |  | 0 |  | 116 | 11 | 17.9432 | 17.9554 | 11 | Wet Ponds | 245 | 30% | 55% | 0.061034 | 0.0071728
37 | 13 | 2.7775 | 246 | 37 | 13 | WET | 3.5077 | 0.316 | 851.017 | 76.687 | 0.829 | 0.812 | 2.906 | 0.257 | 705.132 | 62.266 | 2.7775 | 2.906 | 0.257 | 8.0715 | 0.71383 | 0.829 | 0.81195 | 282 | -1 |  |  | 0 |  | 116 | 11 | 17.9432 | 17.9554 | 11 | Wet Ponds | 246 | 30% | 55% | 2.4215 | 0.3926
38 | 2 | 0.024261 | 248 | 38 | 2 | MDR | 8.5662 | 0.781 | 5390.011 | 491.366 | 0.752 | 0.731 | 6.439 | 0.571 | 4051.586 | 359.418 | 0.024261 | 6.439 | 0.571 | 0.15621 | 0.013853 | 0.752 | 0.73147 | 283 | -1 |  |  | 0 |  | 117 | 11 | 11.5325 | 11.5404 | 11 | Wet Ponds | 248 | 30% | 55% | 0.046864 | 0.007619
38 | 4 | 11.4014 | 250 | 38 | 4 | IND | 13.0332 | 1.643 | 2693.398 | 339.537 | 0.746 | 0.728 | 9.718 | 1.196 | 2008.316 | 247.156 | 11.4014 | 9.718 | 1.196 | 110.7986 | 13.6361 | 0.746 | 0.72792 | 283 | -1 |  |  | 0 |  | 117 | 11 | 11.5325 | 11.5404 | 11 | Wet Ponds | 250 | 30% | 55% | 33.2396 | 7.4998
38 | 11 | 1.6055e-06 | 256 | 38 | 11 | FOR | 1.6256 | 0.124 | 281.493 | 21.55 | 0.772 | 0.759 | 1.255 | 0.094 | 217.292 | 16.357 | 1.6055e-06 | 1.255 | 0.094 | 2.015e-06 | 1.5092e-07 | 0.772 | 0.759 | 283 | -1 |  |  | 0 |  | 117 | 11 | 11.5325 | 11.5404 | 11 | Wet Ponds | 256 | 30% | 55% | 6.0449e-07 | 8.3007e-08
38 | 13 | 0.11477 | 258 | 38 | 13 | WET | 6.7199 | 0.666 | 2399.981 | 237.942 | 0.759 | 0.75 | 5.104 | 0.5 | 1822.705 | 178.541 | 0.11477 | 5.104 | 0.5 | 0.5858 | 0.057386 | 0.759 | 0.75035 | 283 | -1 |  |  | 0 |  | 117 | 11 | 11.5325 | 11.5404 | 11 | Wet Ponds | 258 | 30% | 55% | 0.17574 | 0.031562
41 | 2 | 0.036554 | 283 | 41 | 2 | MDR | 11.9201 | 0.582 | 23513.664 | 1147.493 | 0.961 | 0.923 | 11.452 | 0.537 | 22589.972 | 1059.182 | 0.036554 | 10.039 | 0.474 | 0.36697 | 0.017327 | 0.842 | 0.81527 | 286 | -1 |  |  | 0 |  | 120 | 11 | 0.43323 | 0.43352 | 11 | Wet Ponds | 283 | 30% | 55% | 0.11009 | 0.0095297
41 | 4 | 0.39277 | 285 | 41 | 4 | IND | 15.0465 | 1.299 | 22984.638 | 1984.314 | 0.961 | 0.924 | 14.457 | 1.2 | 22084.136 | 1832.828 | 0.39277 | 12.656 | 1.059 | 4.971 | 0.41595 | 0.841 | 0.81549 | 286 | -1 |  |  | 0 |  | 120 | 11 | 0.43323 | 0.43352 | 11 | Wet Ponds | 285 | 30% | 55% | 1.4913 | 0.22877
41 | 10 | 0.0034383 | 290 | 41 | 10 | RAN | 5.062 | 0.211 | 1204.825 | 50.143 | 0.96 | 0.922 | 4.86 | 0.194 | 1156.789 | 46.234 | 0.0034383 | 4.268 | 0.172 | 0.014675 | 0.00059139 | 0.843 | 0.81592 | 286 | -1 |  |  | 0 |  | 120 | 11 | 0.43323 | 0.43352 | 11 | Wet Ponds | 290 | 30% | 55% | 0.0044024 | 0.00032526
41 | 11 | 0.00075419 | 291 | 41 | 11 | FOR | 3.3637 | 0.139 | 1738.258 | 71.607 | 0.961 | 0.923 | 3.231 | 0.128 | 1669.641 | 66.092 | 0.00075419 | 2.844 | 0.114 | 0.0021449 | 8.5978e-05 | 0.846 | 0.81972 | 286 | -1 |  |  | 0 |  | 120 | 11 | 0.43323 | 0.43352 | 11 | Wet Ponds | 291 | 30% | 55% | 0.00064348 | 4.7288e-05
41 | 2 | 2.6077 | 283 | 41 | 2 | MDR | 11.9201 | 0.582 | 23513.664 | 1147.493 | 0.961 | 0.923 | 11.452 | 0.537 | 22589.972 | 1059.182 | 2.6077 | 10.039 | 0.474 | 26.1785 | 1.236 | 0.842 | 0.81527 | 290 | -1 |  |  | 0 |  | 124 | 11 | 2.7508 | 2.7527 | 11 | Wet Ponds | 283 | 30% | 55% | 7.8535 | 0.67982
41 | 13 | 0.14504 | 293 | 41 | 13 | WET | 1.0484 | 0.041 | 1567.871 | 61.608 | 0.962 | 0.921 | 1.008 | 0.038 | 1507.852 | 56.766 | 0.14504 | 0.888 | 0.034 | 0.1288 | 0.0049314 | 0.847 | 0.81976 | 290 | -1 |  |  | 0 |  | 124 | 11 | 2.7508 | 2.7527 | 11 | Wet Ponds | 293 | 30% | 55% | 0.038639 | 0.0027123
38 | 2 | 2.4985 | 248 | 38 | 2 | MDR | 8.5662 | 0.781 | 5390.011 | 491.366 | 0.752 | 0.731 | 6.439 | 0.571 | 4051.586 | 359.418 | 2.4985 | 6.439 | 0.571 | 16.0881 | 1.4267 | 0.752 | 0.73147 | 291 | -1 |  |  | 0 |  | 125 | 11 | 2.6435 | 2.6453 | 11 | Wet Ponds | 248 | 30% | 55% | 4.8264 | 0.78467
38 | 13 | 0.14681 | 258 | 38 | 13 | WET | 6.7199 | 0.666 | 2399.981 | 237.942 | 0.759 | 0.75 | 5.104 | 0.5 | 1822.705 | 178.541 | 0.14681 | 5.104 | 0.5 | 0.7493 | 0.073403 | 0.759 | 0.75035 | 291 | -1 |  |  | 0 |  | 125 | 11 | 2.6435 | 2.6453 | 11 | Wet Ponds | 258 | 30% | 55% | 0.22479 | 0.040372
38 | 2 | 1.6455 | 248 | 38 | 2 | MDR | 8.5662 | 0.781 | 5390.011 | 491.366 | 0.752 | 0.731 | 6.439 | 0.571 | 4051.586 | 359.418 | 1.6455 | 6.439 | 0.571 | 10.5957 | 0.93961 | 0.752 | 0.73147 | 292 | -1 |  |  | 0 |  | 126 | 11 | 1.9458 | 1.9471 | 11 | Wet Ponds | 248 | 30% | 55% | 3.1787 | 0.51678
38 | 12 | 0.22651 | 257 | 38 | 12 | WAT | 0.4049 | 0.025 | 12.452 | 0.773 | 0.766 | 0.744 | 0.31 | 0.019 | 9.543 | 0.575 | 0.22651 | 0.31 | 0.019 | 0.070218 | 0.0043037 | 0.766 | 0.74449 | 292 | -1 |  |  | 0 |  | 126 | 11 | 1.9458 | 1.9471 | 11 | Wet Ponds | 257 | 30% | 55% | 0.021065 | 0.002367
38 | 13 | 0.075077 | 258 | 38 | 13 | WET | 6.7199 | 0.666 | 2399.981 | 237.942 | 0.759 | 0.75 | 5.104 | 0.5 | 1822.705 | 178.541 | 0.075077 | 5.104 | 0.5 | 0.38319 | 0.037538 | 0.759 | 0.75035 | 292 | -1 |  |  | 0 |  | 126 | 11 | 1.9458 | 1.9471 | 11 | Wet Ponds | 258 | 30% | 55% | 0.11496 | 0.020646
37 | 2 | 28.1807 | 239 | 37 | 2 | MDR | 9.6056 | 0.896 | 2073.2 | 193.451 | 0.81 | 0.778 | 7.782 | 0.697 | 1679.53 | 150.524 | 28.1807 | 7.782 | 0.697 | 219.3023 | 19.642 | 0.81 | 0.7781 | 293 | -1 |  |  | 0 |  | 127 | 11 | 67.8256 | 67.8719 | 11 | Wet Ponds | 239 | 30% | 55% | 65.7907 | 10.8031
37 | 9 | 14.1633 | 242 | 37 | 9 | AGT | 6.3022 | 0.581 | 574.088 | 52.959 | 0.832 | 0.808 | 5.243 | 0.47 | 477.577 | 42.779 | 14.1633 | 5.243 | 0.47 | 74.2583 | 6.6568 | 0.832 | 0.80776 | 293 | -1 |  |  | 0 |  | 127 | 11 | 67.8256 | 67.8719 | 11 | Wet Ponds | 242 | 30% | 55% | 22.2775 | 3.6612
37 | 11 | 0.72057 | 244 | 37 | 11 | FOR | 1.9387 | 0.151 | 164.646 | 12.86 | 0.838 | 0.816 | 1.626 | 0.123 | 138.054 | 10.488 | 0.72057 | 1.626 | 0.123 | 1.1717 | 0.088631 | 0.838 | 0.81556 | 293 | -1 |  |  | 0 |  | 127 | 11 | 67.8256 | 67.8719 | 11 | Wet Ponds | 244 | 30% | 55% | 0.3515 | 0.048747
37 | 12 | 20.7647 | 245 | 37 | 12 | WAT | 0.5682 | 0.038 | 13.587 | 0.921 | 0.823 | 0.792 | 0.468 | 0.03 | 11.188 | 0.729 | 20.7647 | 0.468 | 0.03 | 9.7179 | 0.62294 | 0.823 | 0.79155 | 293 | -1 |  |  | 0 |  | 127 | 11 | 67.8256 | 67.8719 | 11 | Wet Ponds | 245 | 30% | 55% | 2.9154 | 0.34262
38 | 1 | 0.9721 | 247 | 38 | 1 | LDR | 4.4646 | 0.394 | 219.902 | 19.412 | 0.753 | 0.733 | 3.362 | 0.289 | 165.572 | 14.232 | 0.9721 | 3.362 | 0.289 | 3.2682 | 0.28094 | 0.753 | 0.73313 | 293 | -1 |  |  | 0 |  | 127 | 11 | 67.8256 | 67.8719 | 11 | Wet Ponds | 247 | 30% | 55% | 0.98046 | 0.15452
38 | 2 | 0.82283 | 248 | 38 | 2 | MDR | 8.5662 | 0.781 | 5390.011 | 491.366 | 0.752 | 0.731 | 6.439 | 0.571 | 4051.586 | 359.418 | 0.82283 | 6.439 | 0.571 | 5.2982 | 0.46984 | 0.752 | 0.73147 | 293 | -1 |  |  | 0 |  | 127 | 11 | 67.8256 | 67.8719 | 11 | Wet Ponds | 248 | 30% | 55% | 1.5895 | 0.25841
38 | 9 | 2.2477 | 254 | 38 | 9 | AGT | 5.3381 | 0.48 | 328.365 | 29.544 | 0.766 | 0.75 | 4.09 | 0.36 | 251.603 | 22.171 | 2.2477 | 4.09 | 0.36 | 9.1929 | 0.80916 | 0.766 | 0.75046 | 293 | -1 |  |  | 0 |  | 127 | 11 | 67.8256 | 67.8719 | 11 | Wet Ponds | 254 | 30% | 55% | 2.7579 | 0.44504
37 | 2 | 0.13447 | 239 | 37 | 2 | MDR | 9.6056 | 0.896 | 2073.2 | 193.451 | 0.81 | 0.778 | 7.782 | 0.697 | 1679.53 | 150.524 | 0.13447 | 7.782 | 0.697 | 1.0464 | 0.093723 | 0.81 | 0.7781 | 294 | -1 |  |  | 0 |  | 128 | 11 | 0.14324 | 0.14333 | 11 | Wet Ponds | 239 | 30% | 55% | 0.31392 | 0.051548
38 | 2 | 0.0078799 | 248 | 38 | 2 | MDR | 8.5662 | 0.781 | 5390.011 | 491.366 | 0.752 | 0.731 | 6.439 | 0.571 | 4051.586 | 359.418 | 0.0078799 | 6.439 | 0.571 | 0.050739 | 0.0044994 | 0.752 | 0.73147 | 294 | -1 |  |  | 0 |  | 128 | 11 | 0.14324 | 0.14333 | 11 | Wet Ponds | 248 | 30% | 55% | 0.015222 | 0.0024747
38 | 9 | 0.00098851 | 254 | 38 | 9 | AGT | 5.3381 | 0.48 | 328.365 | 29.544 | 0.766 | 0.75 | 4.09 | 0.36 | 251.603 | 22.171 | 0.00098851 | 4.09 | 0.36 | 0.004043 | 0.00035586 | 0.766 | 0.75046 | 294 | -1 |  |  | 0 |  | 128 | 11 | 0.14324 | 0.14333 | 11 | Wet Ponds | 254 | 30% | 55% | 0.0012129 | 0.00019573
41 | 4 | 0.45323 | 285 | 41 | 4 | IND | 15.0465 | 1.299 | 22984.638 | 1984.314 | 0.961 | 0.924 | 14.457 | 1.2 | 22084.136 | 1832.828 | 0.45323 | 12.656 | 1.059 | 5.736 | 0.47997 | 0.841 | 0.81549 | 295 | -1 |  |  | 0 |  | 129 | 11 | 0.47505 | 0.45323 | 11 | Wet Ponds | 285 | 30% | 55% | 1.7208 | 0.26398
41 | 4 | 0.38109 | 285 | 41 | 4 | IND | 15.0465 | 1.299 | 22984.638 | 1984.314 | 0.961 | 0.924 | 14.457 | 1.2 | 22084.136 | 1832.828 | 0.38109 | 12.656 | 1.059 | 4.823 | 0.40357 | 0.841 | 0.81549 | 296 | -1 |  |  | 0 |  | 130 | 11 | 0.46271 | 0.3835 | 11 | Wet Ponds | 285 | 30% | 55% | 1.4469 | 0.22196
41 | 11 | 0.0024179 | 291 | 41 | 11 | FOR | 3.3637 | 0.139 | 1738.258 | 71.607 | 0.961 | 0.923 | 3.231 | 0.128 | 1669.641 | 66.092 | 0.0024179 | 2.844 | 0.114 | 0.0068766 | 0.00027565 | 0.846 | 0.81972 | 296 | -1 |  |  | 0 |  | 130 | 11 | 0.46271 | 0.3835 | 11 | Wet Ponds | 291 | 30% | 55% | 0.002063 | 0.0001516
41 | 1 | 0.14733 | 282 | 41 | 1 | LDR | 6.4645 | 0.301 | 7159.582 | 333.43 | 0.961 | 0.923 | 6.211 | 0.278 | 6878.392 | 307.743 | 0.14733 | 5.446 | 0.246 | 0.80236 | 0.036243 | 0.842 | 0.81555 | 297 | -1 |  |  | 0 |  | 131 | 11 | 38.451 | 38.4773 | 11 | Wet Ponds | 282 | 30% | 55% | 0.24071 | 0.019934
41 | 4 | 12.9679 | 285 | 41 | 4 | IND | 15.0465 | 1.299 | 22984.638 | 1984.314 | 0.961 | 0.924 | 14.457 | 1.2 | 22084.136 | 1832.828 | 12.9679 | 12.656 | 1.059 | 164.1213 | 13.733 | 0.841 | 0.81549 | 297 | -1 |  |  | 0 |  | 131 | 11 | 38.451 | 38.4773 | 11 | Wet Ponds | 285 | 30% | 55% | 49.2364 | 7.5531
41 | 10 | 15.1444 | 290 | 41 | 10 | RAN | 5.062 | 0.211 | 1204.825 | 50.143 | 0.96 | 0.922 | 4.86 | 0.194 | 1156.789 | 46.234 | 15.1444 | 4.268 | 0.172 | 64.6363 | 2.6048 | 0.843 | 0.81592 | 297 | -1 |  |  | 0 |  | 131 | 11 | 38.451 | 38.4773 | 11 | Wet Ponds | 290 | 30% | 55% | 19.3909 | 1.4327
41 | 11 | 2.8468 | 291 | 41 | 11 | FOR | 3.3637 | 0.139 | 1738.258 | 71.607 | 0.961 | 0.923 | 3.231 | 0.128 | 1669.641 | 66.092 | 2.8468 | 2.844 | 0.114 | 8.0963 | 0.32454 | 0.846 | 0.81972 | 297 | -1 |  |  | 0 |  | 131 | 11 | 38.451 | 38.4773 | 11 | Wet Ponds | 291 | 30% | 55% | 2.4289 | 0.17849
41 | 12 | 4.49 | 292 | 41 | 12 | WAT | 1.0456 | 0.041 | 281.889 | 11.073 | 0.962 | 0.921 | 1.006 | 0.038 | 271.1 | 10.202 | 4.49 | 0.885 | 0.034 | 3.9736 | 0.15266 | 0.847 | 0.81969 | 297 | -1 |  |  | 0 |  | 131 | 11 | 38.451 | 38.4773 | 11 | Wet Ponds | 292 | 30% | 55% | 1.1921 | 0.083963
41 | 13 | 2.8809 | 293 | 41 | 13 | WET | 1.0484 | 0.041 | 1567.871 | 61.608 | 0.962 | 0.921 | 1.008 | 0.038 | 1507.852 | 56.766 | 2.8809 | 0.888 | 0.034 | 2.5582 | 0.097951 | 0.847 | 0.81976 | 297 | -1 |  |  | 0 |  | 131 | 11 | 38.451 | 38.4773 | 11 | Wet Ponds | 293 | 30% | 55% | 0.76747 | 0.053873
37 | 9 | 0.054843 | 242 | 37 | 9 | AGT | 6.3022 | 0.581 | 574.088 | 52.959 | 0.832 | 0.808 | 5.243 | 0.47 | 477.577 | 42.779 | 0.054843 | 5.243 | 0.47 | 0.28754 | 0.025776 | 0.832 | 0.80776 | 298 | -1 |  |  | 0 |  | 132 | 11 | 1.6109 | 1.612 | 11 | Wet Ponds | 242 | 30% | 55% | 0.086262 | 0.014177
38 | 1 | 0.011605 | 247 | 38 | 1 | LDR | 4.4646 | 0.394 | 219.902 | 19.412 | 0.753 | 0.733 | 3.362 | 0.289 | 165.572 | 14.232 | 0.011605 | 3.362 | 0.289 | 0.039018 | 0.003354 | 0.753 | 0.73313 | 298 | -1 |  |  | 0 |  | 132 | 11 | 1.6109 | 1.612 | 11 | Wet Ponds | 247 | 30% | 55% | 0.011705 | 0.0018447
38 | 2 | 0.4167 | 248 | 38 | 2 | MDR | 8.5662 | 0.781 | 5390.011 | 491.366 | 0.752 | 0.731 | 6.439 | 0.571 | 4051.586 | 359.418 | 0.4167 | 6.439 | 0.571 | 2.6831 | 0.23793 | 0.752 | 0.73147 | 298 | -1 |  |  | 0 |  | 132 | 11 | 1.6109 | 1.612 | 11 | Wet Ponds | 248 | 30% | 55% | 0.80493 | 0.13086
38 | 9 | 1.0596 | 254 | 38 | 9 | AGT | 5.3381 | 0.48 | 328.365 | 29.544 | 0.766 | 0.75 | 4.09 | 0.36 | 251.603 | 22.171 | 1.0596 | 4.09 | 0.36 | 4.3339 | 0.38147 | 0.766 | 0.75046 | 298 | -1 |  |  | 0 |  | 132 | 11 | 1.6109 | 1.612 | 11 | Wet Ponds | 254 | 30% | 55% | 1.3002 | 0.20981
38 | 13 | 0.069208 | 258 | 38 | 13 | WET | 6.7199 | 0.666 | 2399.981 | 237.942 | 0.759 | 0.75 | 5.104 | 0.5 | 1822.705 | 178.541 | 0.069208 | 5.104 | 0.5 | 0.35324 | 0.034604 | 0.759 | 0.75035 | 298 | -1 |  |  | 0 |  | 132 | 11 | 1.6109 | 1.612 | 11 | Wet Ponds | 258 | 30% | 55% | 0.10597 | 0.019032
38 | 2 | 0.48303 | 248 | 38 | 2 | MDR | 8.5662 | 0.781 | 5390.011 | 491.366 | 0.752 | 0.731 | 6.439 | 0.571 | 4051.586 | 359.418 | 0.48303 | 6.439 | 0.571 | 3.1103 | 0.27581 | 0.752 | 0.73147 | 299 | -1 |  |  | 0 |  | 133 | 11 | 5.2462 | 5.2498 | 11 | Wet Ponds | 248 | 30% | 55% | 0.93308 | 0.1517
38 | 4 | 3.94 | 250 | 38 | 4 | IND | 13.0332 | 1.643 | 2693.398 | 339.537 | 0.746 | 0.728 | 9.718 | 1.196 | 2008.316 | 247.156 | 3.94 | 9.718 | 1.196 | 38.2885 | 4.7122 | 0.746 | 0.72792 | 299 | -1 |  |  | 0 |  | 133 | 11 | 5.2462 | 5.2498 | 11 | Wet Ponds | 250 | 30% | 55% | 11.4865 | 2.5917
38 | 9 | 0.013806 | 254 | 38 | 9 | AGT | 5.3381 | 0.48 | 328.365 | 29.544 | 0.766 | 0.75 | 4.09 | 0.36 | 251.603 | 22.171 | 0.013806 | 4.09 | 0.36 | 0.056468 | 0.0049703 | 0.766 | 0.75046 | 299 | -1 |  |  | 0 |  | 133 | 11 | 5.2462 | 5.2498 | 11 | Wet Ponds | 254 | 30% | 55% | 0.01694 | 0.0027336
38 | 13 | 0.81296 | 258 | 38 | 13 | WET | 6.7199 | 0.666 | 2399.981 | 237.942 | 0.759 | 0.75 | 5.104 | 0.5 | 1822.705 | 178.541 | 0.81296 | 5.104 | 0.5 | 4.1494 | 0.40648 | 0.759 | 0.75035 | 299 | -1 |  |  | 0 |  | 133 | 11 | 5.2462 | 5.2498 | 11 | Wet Ponds | 258 | 30% | 55% | 1.2448 | 0.22357
36 | 2 | 0.4975 | 227 | 36 | 2 | MDR | 8.7765 | 0.837 | 280.229 | 26.71 | 0.663 | 0.615 | 5.822 | 0.515 | 185.888 | 16.433 | 0.4975 | 5.822 | 0.515 | 2.8964 | 0.25621 | 0.663 | 0.61524 | 300 | -1 |  |  | 0 |  | 134 | 11 | 3.9279 | 3.9306 | 11 | Wet Ponds | 227 | 30% | 55% | 0.86893 | 0.14092
36 | 10 | 1.2288 | 234 | 36 | 10 | RAN | 2.7614 | 0.228 | 125.463 | 10.34 | 0.674 | 0.63 | 1.86 | 0.143 | 84.506 | 6.514 | 1.2288 | 1.86 | 0.143 | 2.2856 | 0.17572 | 0.674 | 0.63001 | 300 | -1 |  |  | 0 |  | 134 | 11 | 3.9279 | 3.9306 | 11 | Wet Ponds | 234 | 30% | 55% | 0.68568 | 0.096646
36 | 13 | 2.2043 | 237 | 36 | 13 | WET | 2.5089 | 0.197 | 2607.78 | 205.211 | 0.69 | 0.646 | 1.731 | 0.127 | 1798.721 | 132.5 | 2.2043 | 1.731 | 0.127 | 3.8157 | 0.27995 | 0.69 | 0.64567 | 300 | -1 |  |  | 0 |  | 134 | 11 | 3.9279 | 3.9306 | 11 | Wet Ponds | 237 | 30% | 55% | 1.1447 | 0.15397
41 | 3 | 21.8249 | 284 | 41 | 3 | HDR | 25.4619 | 1.917 | 15674.111 | 1180.15 | 0.961 | 0.923 | 24.461 | 1.77 | 15057.713 | 1089.811 | 21.8249 | 21.44 | 1.565 | 467.9267 | 34.156 | 0.842 | 0.81633 | 302 | -1 |  |  | 0 |  | 136 | 11 | 98.227 | 98.2942 | 11 | Wet Ponds | 284 | 30% | 55% | 140.378 | 18.7858
41 | 4 | 18.9884 | 285 | 41 | 4 | IND | 15.0465 | 1.299 | 22984.638 | 1984.314 | 0.961 | 0.924 | 14.457 | 1.2 | 22084.136 | 1832.828 | 18.9884 | 12.656 | 1.059 | 240.3171 | 20.1087 | 0.841 | 0.81549 | 302 | -1 |  |  | 0 |  | 136 | 11 | 98.227 | 98.2942 | 11 | Wet Ponds | 285 | 30% | 55% | 72.0951 | 11.0598
41 | 10 | 8.626 | 290 | 41 | 10 | RAN | 5.062 | 0.211 | 1204.825 | 50.143 | 0.96 | 0.922 | 4.86 | 0.194 | 1156.789 | 46.234 | 8.626 | 4.268 | 0.172 | 36.8159 | 1.4837 | 0.843 | 0.81592 | 302 | -1 |  |  | 0 |  | 136 | 11 | 98.227 | 98.2942 | 11 | Wet Ponds | 290 | 30% | 55% | 11.0448 | 0.81602
41 | 12 | 23.1281 | 292 | 41 | 12 | WAT | 1.0456 | 0.041 | 281.889 | 11.073 | 0.962 | 0.921 | 1.006 | 0.038 | 271.1 | 10.202 | 23.1281 | 0.885 | 0.034 | 20.4684 | 0.78636 | 0.847 | 0.81969 | 302 | -1 |  |  | 0 |  | 136 | 11 | 98.227 | 98.2942 | 11 | Wet Ponds | 292 | 30% | 55% | 6.1405 | 0.4325
41 | 13 | 25.7267 | 293 | 41 | 13 | WET | 1.0484 | 0.041 | 1567.871 | 61.608 | 0.962 | 0.921 | 1.008 | 0.038 | 1507.852 | 56.766 | 25.7267 | 0.888 | 0.034 | 22.8453 | 0.87471 | 0.847 | 0.81976 | 302 | -1 |  |  | 0 |  | 136 | 11 | 98.227 | 98.2942 | 11 | Wet Ponds | 293 | 30% | 55% | 6.8536 | 0.48109
41 | 2 | 11.2169 | 283 | 41 | 2 | MDR | 11.9201 | 0.582 | 23513.664 | 1147.493 | 0.961 | 0.923 | 11.452 | 0.537 | 22589.972 | 1059.182 | 11.2169 | 10.039 | 0.474 | 112.6064 | 5.3168 | 0.842 | 0.81527 | 303 | -1 |  |  | 0 |  | 137 | 11 | 11.2092 | 11.2169 | 11 | Wet Ponds | 283 | 30% | 55% | 33.7819 | 2.9242
41 | 1 | 0.74108 | 282 | 41 | 1 | LDR | 6.4645 | 0.301 | 7159.582 | 333.43 | 0.961 | 0.923 | 6.211 | 0.278 | 6878.392 | 307.743 | 0.74108 | 5.446 | 0.246 | 4.0359 | 0.18231 | 0.842 | 0.81555 | 304 | -1 |  |  | 0 |  | 138 | 11 | 3.4069 | 3.4092 | 11 | Wet Ponds | 282 | 30% | 55% | 1.2108 | 0.10027
41 | 2 | 2.6195 | 283 | 41 | 2 | MDR | 11.9201 | 0.582 | 23513.664 | 1147.493 | 0.961 | 0.923 | 11.452 | 0.537 | 22589.972 | 1059.182 | 2.6195 | 10.039 | 0.474 | 26.2968 | 1.2416 | 0.842 | 0.81527 | 304 | -1 |  |  | 0 |  | 138 | 11 | 3.4069 | 3.4092 | 11 | Wet Ponds | 283 | 30% | 55% | 7.889 | 0.6829
41 | 11 | 0.046259 | 291 | 41 | 11 | FOR | 3.3637 | 0.139 | 1738.258 | 71.607 | 0.961 | 0.923 | 3.231 | 0.128 | 1669.641 | 66.092 | 0.046259 | 2.844 | 0.114 | 0.13156 | 0.0052735 | 0.846 | 0.81972 | 304 | -1 |  |  | 0 |  | 138 | 11 | 3.4069 | 3.4092 | 11 | Wet Ponds | 291 | 30% | 55% | 0.039468 | 0.0029004
41 | 13 | 0.0024142 | 293 | 41 | 13 | WET | 1.0484 | 0.041 | 1567.871 | 61.608 | 0.962 | 0.921 | 1.008 | 0.038 | 1507.852 | 56.766 | 0.0024142 | 0.888 | 0.034 | 0.0021438 | 8.2081e-05 | 0.847 | 0.81976 | 304 | -1 |  |  | 0 |  | 138 | 11 | 3.4069 | 3.4092 | 11 | Wet Ponds | 293 | 30% | 55% | 0.00064313 | 4.5145e-05
41 | 3 | 0.026385 | 284 | 41 | 3 | HDR | 25.4619 | 1.917 | 15674.111 | 1180.15 | 0.961 | 0.923 | 24.461 | 1.77 | 15057.713 | 1089.811 | 0.026385 | 21.44 | 1.565 | 0.56569 | 0.041293 | 0.842 | 0.81633 | 306 | -1 |  |  | 0 |  | 140 | 11 | 6.7956 | 6.8003 | 11 | Wet Ponds | 284 | 30% | 55% | 0.16971 | 0.022711
41 | 4 | 6.7739 | 285 | 41 | 4 | IND | 15.0465 | 1.299 | 22984.638 | 1984.314 | 0.961 | 0.924 | 14.457 | 1.2 | 22084.136 | 1832.828 | 6.7739 | 12.656 | 1.059 | 85.7304 | 7.1736 | 0.841 | 0.81549 | 306 | -1 |  |  | 0 |  | 140 | 11 | 6.7956 | 6.8003 | 11 | Wet Ponds | 285 | 30% | 55% | 25.7191 | 3.9455
41 | 4 | 0.086493 | 285 | 41 | 4 | IND | 15.0465 | 1.299 | 22984.638 | 1984.314 | 0.961 | 0.924 | 14.457 | 1.2 | 22084.136 | 1832.828 | 0.086493 | 12.656 | 1.059 | 1.0947 | 0.091597 | 0.841 | 0.81549 | 308 | -1 |  |  | 0 |  | 142 | 11 | 0.33394 | 0.33417 | 11 | Wet Ponds | 285 | 30% | 55% | 0.3284 | 0.050378
41 | 11 | 0.22044 | 291 | 41 | 11 | FOR | 3.3637 | 0.139 | 1738.258 | 71.607 | 0.961 | 0.923 | 3.231 | 0.128 | 1669.641 | 66.092 | 0.22044 | 2.844 | 0.114 | 0.62693 | 0.02513 | 0.846 | 0.81972 | 308 | -1 |  |  | 0 |  | 142 | 11 | 0.33394 | 0.33417 | 11 | Wet Ponds | 291 | 30% | 55% | 0.18808 | 0.013822
41 | 13 | 0.027238 | 293 | 41 | 13 | WET | 1.0484 | 0.041 | 1567.871 | 61.608 | 0.962 | 0.921 | 1.008 | 0.038 | 1507.852 | 56.766 | 0.027238 | 0.888 | 0.034 | 0.024187 | 0.00092608 | 0.847 | 0.81976 | 308 | -1 |  |  | 0 |  | 142 | 11 | 0.33394 | 0.33417 | 11 | Wet Ponds | 293 | 30% | 55% | 0.0072561 | 0.00050934
38 | 4 | 0.00033274 | 250 | 38 | 4 | IND | 13.0332 | 1.643 | 2693.398 | 339.537 | 0.746 | 0.728 | 9.718 | 1.196 | 2008.316 | 247.156 | 0.00033274 | 9.718 | 1.196 | 0.0032336 | 0.00039796 | 0.746 | 0.72792 | 313 | -1 |  |  | 0 |  | 147 | 11 | 3.0823 | 3.0844 | 11 | Wet Ponds | 250 | 30% | 55% | 0.00097008 | 0.00021888
41 | 4 | 0.21586 | 285 | 41 | 4 | IND | 15.0465 | 1.299 | 22984.638 | 1984.314 | 0.961 | 0.924 | 14.457 | 1.2 | 22084.136 | 1832.828 | 0.21586 | 12.656 | 1.059 | 2.7319 | 0.22859 | 0.841 | 0.81549 | 313 | -1 |  |  | 0 |  | 147 | 11 | 3.0823 | 3.0844 | 11 | Wet Ponds | 285 | 30% | 55% | 0.81957 | 0.12573
41 | 11 | 2.8682 | 291 | 41 | 11 | FOR | 3.3637 | 0.139 | 1738.258 | 71.607 | 0.961 | 0.923 | 3.231 | 0.128 | 1669.641 | 66.092 | 2.8682 | 2.844 | 0.114 | 8.1572 | 0.32698 | 0.846 | 0.81972 | 313 | -1 |  |  | 0 |  | 147 | 11 | 3.0823 | 3.0844 | 11 | Wet Ponds | 291 | 30% | 55% | 2.4472 | 0.17984
38 | 2 | 22.2248 | 248 | 38 | 2 | MDR | 8.5662 | 0.781 | 5390.011 | 491.366 | 0.752 | 0.731 | 6.439 | 0.571 | 4051.586 | 359.418 | 22.2248 | 6.439 | 0.571 | 143.1052 | 12.6903 | 0.752 | 0.73147 | 363 | -1 |  |  | 0 |  | 197 | 11 | 22.2096 | 22.2248 | 11 | Wet Ponds | 248 | 30% | 55% | 42.9316 | 6.9797
38 | 2 | 19.2476 | 248 | 38 | 2 | MDR | 8.5662 | 0.781 | 5390.011 | 491.366 | 0.752 | 0.731 | 6.439 | 0.571 | 4051.586 | 359.418 | 19.2476 | 6.439 | 0.571 | 123.9355 | 10.9904 | 0.752 | 0.73147 | 364 | -1 |  |  | 0 |  | 198 | 11 | 21.0062 | 21.0206 | 11 | Wet Ponds | 248 | 30% | 55% | 37.1806 | 6.0447
38 | 13 | 1.773 | 258 | 38 | 13 | WET | 6.7199 | 0.666 | 2399.981 | 237.942 | 0.759 | 0.75 | 5.104 | 0.5 | 1822.705 | 178.541 | 1.773 | 5.104 | 0.5 | 9.0492 | 0.88648 | 0.759 | 0.75035 | 364 | -1 |  |  | 0 |  | 198 | 11 | 21.0062 | 21.0206 | 11 | Wet Ponds | 258 | 30% | 55% | 2.7147 | 0.48756
36 | 2 | 3.5419 | 227 | 36 | 2 | MDR | 8.7765 | 0.837 | 280.229 | 26.71 | 0.663 | 0.615 | 5.822 | 0.515 | 185.888 | 16.433 | 3.5419 | 5.822 | 0.515 | 20.6208 | 1.8241 | 0.663 | 0.61524 | 365 | -1 |  |  | 0 |  | 199 | 11 | 4.6274 | 4.6306 | 11 | Wet Ponds | 227 | 30% | 55% | 6.1862 | 1.0032
36 | 13 | 0.97509 | 237 | 36 | 13 | WET | 2.5089 | 0.197 | 2607.78 | 205.211 | 0.69 | 0.646 | 1.731 | 0.127 | 1798.721 | 132.5 | 0.97509 | 1.731 | 0.127 | 1.6879 | 0.12384 | 0.69 | 0.64567 | 365 | -1 |  |  | 0 |  | 199 | 11 | 4.6274 | 4.6306 | 11 | Wet Ponds | 237 | 30% | 55% | 0.50636 | 0.06811
37 | 2 | 0.11361 | 239 | 37 | 2 | MDR | 9.6056 | 0.896 | 2073.2 | 193.451 | 0.81 | 0.778 | 7.782 | 0.697 | 1679.53 | 150.524 | 0.11361 | 7.782 | 0.697 | 0.88412 | 0.079187 | 0.81 | 0.7781 | 365 | -1 |  |  | 0 |  | 199 | 11 | 4.6274 | 4.6306 | 11 | Wet Ponds | 239 | 30% | 55% | 0.26524 | 0.043553
37 | 2 | 0.91433 | 239 | 37 | 2 | MDR | 9.6056 | 0.896 | 2073.2 | 193.451 | 0.81 | 0.778 | 7.782 | 0.697 | 1679.53 | 150.524 | 0.91433 | 7.782 | 0.697 | 7.1153 | 0.63729 | 0.81 | 0.7781 | 366 | -1 |  |  | 0 |  | 200 | 11 | 9.1369 | 9.1432 | 11 | Wet Ponds | 239 | 30% | 55% | 2.1346 | 0.35051
38 | 2 | 8.1254 | 248 | 38 | 2 | MDR | 8.5662 | 0.781 | 5390.011 | 491.366 | 0.752 | 0.731 | 6.439 | 0.571 | 4051.586 | 359.418 | 8.1254 | 6.439 | 0.571 | 52.3198 | 4.6396 | 0.752 | 0.73147 | 366 | -1 |  |  | 0 |  | 200 | 11 | 9.1369 | 9.1432 | 11 | Wet Ponds | 248 | 30% | 55% | 15.6959 | 2.5518
38 | 12 | 0.10341 | 257 | 38 | 12 | WAT | 0.4049 | 0.025 | 12.452 | 0.773 | 0.766 | 0.744 | 0.31 | 0.019 | 9.543 | 0.575 | 0.10341 | 0.31 | 0.019 | 0.032058 | 0.0019648 | 0.766 | 0.74449 | 366 | -1 |  |  | 0 |  | 200 | 11 | 9.1369 | 9.1432 | 11 | Wet Ponds | 257 | 30% | 55% | 0.0096173 | 0.0010807
37 | 2 | 2.6297 | 239 | 37 | 2 | MDR | 9.6056 | 0.896 | 2073.2 | 193.451 | 0.81 | 0.778 | 7.782 | 0.697 | 1679.53 | 150.524 | 2.6297 | 7.782 | 0.697 | 20.4641 | 1.8329 | 0.81 | 0.7781 | 367 | -1 |  |  | 0 |  | 201 | 11 | 16.6089 | 16.6203 | 11 | Wet Ponds | 239 | 30% | 55% | 6.1392 | 1.0081
38 | 2 | 12.7272 | 248 | 38 | 2 | MDR | 8.5662 | 0.781 | 5390.011 | 491.366 | 0.752 | 0.731 | 6.439 | 0.571 | 4051.586 | 359.418 | 12.7272 | 6.439 | 0.571 | 81.9501 | 7.2672 | 0.752 | 0.73147 | 367 | -1 |  |  | 0 |  | 201 | 11 | 16.6089 | 16.6203 | 11 | Wet Ponds | 248 | 30% | 55% | 24.585 | 3.997
38 | 12 | 1.2634 | 257 | 38 | 12 | WAT | 0.4049 | 0.025 | 12.452 | 0.773 | 0.766 | 0.744 | 0.31 | 0.019 | 9.543 | 0.575 | 1.2634 | 0.31 | 0.019 | 0.39166 | 0.024005 | 0.766 | 0.74449 | 367 | -1 |  |  | 0 |  | 201 | 11 | 16.6089 | 16.6203 | 11 | Wet Ponds | 257 | 30% | 55% | 0.1175 | 0.013203
41 | 2 | 0.87539 | 283 | 41 | 2 | MDR | 11.9201 | 0.582 | 23513.664 | 1147.493 | 0.961 | 0.923 | 11.452 | 0.537 | 22589.972 | 1059.182 | 0.87539 | 10.039 | 0.474 | 8.7881 | 0.41494 | 0.842 | 0.81527 | 368 | -1 |  |  | 0 |  | 202 | 11 | 0.8748 | 0.87539 | 11 | Wet Ponds | 283 | 30% | 55% | 2.6364 | 0.22822
39 | 4 | 0.16918 | 262 | 39 | 4 | IND | 9.1209 | 1.105 | 1283.176 | 155.409 | 1.075 | 1.081 | 9.803 | 1.194 | 1379.191 | 167.989 | 0.16918 | 9.077 | 1.086 | 1.5357 | 0.18373 | 0.995 | 0.98268 | 369 | -1 |  |  | 0 |  | 203 | 11 | 0.26564 | 0.26582 | 11 | Wet Ponds | 262 | 30% | 55% | 0.4607 | 0.10105
41 | 4 | 0.09664 | 285 | 41 | 4 | IND | 15.0465 | 1.299 | 22984.638 | 1984.314 | 0.961 | 0.924 | 14.457 | 1.2 | 22084.136 | 1832.828 | 0.09664 | 12.656 | 1.059 | 1.2231 | 0.10234 | 0.841 | 0.81549 | 369 | -1 |  |  | 0 |  | 203 | 11 | 0.26564 | 0.26582 | 11 | Wet Ponds | 285 | 30% | 55% | 0.36692 | 0.056288
38 | 1 | 0.042318 | 247 | 38 | 1 | LDR | 4.4646 | 0.394 | 219.902 | 19.412 | 0.753 | 0.733 | 3.362 | 0.289 | 165.572 | 14.232 | 0.042318 | 3.362 | 0.289 | 0.14227 | 0.01223 | 0.753 | 0.73313 | 370 | -1 |  |  | 0 |  | 204 | 11 | 6.8814 | 6.8862 | 11 | Wet Ponds | 247 | 30% | 55% | 0.042682 | 0.0067264
38 | 2 | 2.5488 | 248 | 38 | 2 | MDR | 8.5662 | 0.781 | 5390.011 | 491.366 | 0.752 | 0.731 | 6.439 | 0.571 | 4051.586 | 359.418 | 2.5488 | 6.439 | 0.571 | 16.412 | 1.4554 | 0.752 | 0.73147 | 370 | -1 |  |  | 0 |  | 204 | 11 | 6.8814 | 6.8862 | 11 | Wet Ponds | 248 | 30% | 55% | 4.9236 | 0.80046
38 | 11 | 0.11415 | 256 | 38 | 11 | FOR | 1.6256 | 0.124 | 281.493 | 21.55 | 0.772 | 0.759 | 1.255 | 0.094 | 217.292 | 16.357 | 0.11415 | 1.255 | 0.094 | 0.14326 | 0.01073 | 0.772 | 0.759 | 370 | -1 |  |  | 0 |  | 204 | 11 | 6.8814 | 6.8862 | 11 | Wet Ponds | 256 | 30% | 55% | 0.042977 | 0.0059015
38 | 13 | 1.3275 | 258 | 38 | 13 | WET | 6.7199 | 0.666 | 2399.981 | 237.942 | 0.759 | 0.75 | 5.104 | 0.5 | 1822.705 | 178.541 | 1.3275 | 5.104 | 0.5 | 6.7756 | 0.66375 | 0.759 | 0.75035 | 370 | -1 |  |  | 0 |  | 204 | 11 | 6.8814 | 6.8862 | 11 | Wet Ponds | 258 | 30% | 55% | 2.0327 | 0.36506
39 | 1 | 0.00033713 | 259 | 39 | 1 | LDR | 2.8996 | 0.259 | 1035.599 | 92.373 | 1.075 | 1.082 | 3.118 | 0.28 | 1113.717 | 99.953 | 0.00033713 | 2.887 | 0.254 | 0.0009733 | 8.5632e-05 | 0.996 | 0.98369 | 370 | -1 |  |  | 0 |  | 204 | 11 | 6.8814 | 6.8862 | 11 | Wet Ponds | 259 | 30% | 55% | 0.00029199 | 4.7097e-05
39 | 2 | 2.853 | 260 | 39 | 2 | MDR | 5.5159 | 0.507 | 1488.242 | 136.786 | 1.075 | 1.082 | 5.931 | 0.548 | 1600.239 | 147.975 | 2.853 | 5.492 | 0.499 | 15.6687 | 1.4237 | 0.996 | 0.98346 | 370 | -1 |  |  | 0 |  | 204 | 11 | 6.8814 | 6.8862 | 11 | Wet Ponds | 260 | 30% | 55% | 4.7006 | 0.78301
39 | 1 | 0.00058617 | 259 | 39 | 1 | LDR | 2.8996 | 0.259 | 1035.599 | 92.373 | 1.075 | 1.082 | 3.118 | 0.28 | 1113.717 | 99.953 | 0.00058617 | 2.887 | 0.254 | 0.0016923 | 0.00014889 | 0.996 | 0.98369 | 371 | -1 |  |  | 0 |  | 205 | 11 | 9.2373 | 9.2436 | 11 | Wet Ponds | 259 | 30% | 55% | 0.00050768 | 8.1888e-05
39 | 2 | 8.2855 | 260 | 39 | 2 | MDR | 5.5159 | 0.507 | 1488.242 | 136.786 | 1.075 | 1.082 | 5.931 | 0.548 | 1600.239 | 147.975 | 8.2855 | 5.492 | 0.499 | 45.504 | 4.1345 | 0.996 | 0.98346 | 371 | -1 |  |  | 0 |  | 205 | 11 | 9.2373 | 9.2436 | 11 | Wet Ponds | 260 | 30% | 55% | 13.6512 | 2.274
39 | 12 | 0.9072 | 269 | 39 | 12 | WAT | 0.27851 | 0.019 | 88.781 | 6.052 | 1.081 | 1.084 | 0.301 | 0.021 | 95.936 | 6.562 | 0.9072 | 0.279 | 0.019 | 0.25311 | 0.017237 | 1.001 | 0.98565 | 371 | -1 |  |  | 0 |  | 205 | 11 | 9.2373 | 9.2436 | 11 | Wet Ponds | 269 | 30% | 55% | 0.075933 | 0.0094803
41 | 2 | 0.050278 | 283 | 41 | 2 | MDR | 11.9201 | 0.582 | 23513.664 | 1147.493 | 0.961 | 0.923 | 11.452 | 0.537 | 22589.972 | 1059.182 | 0.050278 | 10.039 | 0.474 | 0.50474 | 0.023832 | 0.842 | 0.81527 | 371 | -1 |  |  | 0 |  | 205 | 11 | 9.2373 | 9.2436 | 11 | Wet Ponds | 283 | 30% | 55% | 0.15142 | 0.013108
38 | 1 | 0.02989 | 247 | 38 | 1 | LDR | 4.4646 | 0.394 | 219.902 | 19.412 | 0.753 | 0.733 | 3.362 | 0.289 | 165.572 | 14.232 | 0.02989 | 3.362 | 0.289 | 0.10049 | 0.0086383 | 0.753 | 0.73313 | 372 | -1 |  |  | 0 |  | 206 | 11 | 6.6723 | 6.6768 | 11 | Wet Ponds | 247 | 30% | 55% | 0.030147 | 0.004751
38 | 2 | 0.13626 | 248 | 38 | 2 | MDR | 8.5662 | 0.781 | 5390.011 | 491.366 | 0.752 | 0.731 | 6.439 | 0.571 | 4051.586 | 359.418 | 0.13626 | 6.439 | 0.571 | 0.87739 | 0.077806 | 0.752 | 0.73147 | 372 | -1 |  |  | 0 |  | 206 | 11 | 6.6723 | 6.6768 | 11 | Wet Ponds | 248 | 30% | 55% | 0.26322 | 0.042793
38 | 11 | 0.01067 | 256 | 38 | 11 | FOR | 1.6256 | 0.124 | 281.493 | 21.55 | 0.772 | 0.759 | 1.255 | 0.094 | 217.292 | 16.357 | 0.01067 | 1.255 | 0.094 | 0.013391 | 0.001003 | 0.772 | 0.759 | 372 | -1 |  |  | 0 |  | 206 | 11 | 6.6723 | 6.6768 | 11 | Wet Ponds | 256 | 30% | 55% | 0.0040172 | 0.00055163
38 | 13 | 0.0059781 | 258 | 38 | 13 | WET | 6.7199 | 0.666 | 2399.981 | 237.942 | 0.759 | 0.75 | 5.104 | 0.5 | 1822.705 | 178.541 | 0.0059781 | 5.104 | 0.5 | 0.030512 | 0.0029891 | 0.759 | 0.75035 | 372 | -1 |  |  | 0 |  | 206 | 11 | 6.6723 | 6.6768 | 11 | Wet Ponds | 258 | 30% | 55% | 0.0091537 | 0.001644
39 | 1 | 0.36313 | 259 | 39 | 1 | LDR | 2.8996 | 0.259 | 1035.599 | 92.373 | 1.075 | 1.082 | 3.118 | 0.28 | 1113.717 | 99.953 | 0.36313 | 2.887 | 0.254 | 1.0483 | 0.092234 | 0.996 | 0.98369 | 372 | -1 |  |  | 0 |  | 206 | 11 | 6.6723 | 6.6768 | 11 | Wet Ponds | 259 | 30% | 55% | 0.3145 | 0.050729
39 | 2 | 5.0588 | 260 | 39 | 2 | MDR | 5.5159 | 0.507 | 1488.242 | 136.786 | 1.075 | 1.082 | 5.931 | 0.548 | 1600.239 | 147.975 | 5.0588 | 5.492 | 0.499 | 27.7829 | 2.5243 | 0.996 | 0.98346 | 372 | -1 |  |  | 0 |  | 206 | 11 | 6.6723 | 6.6768 | 11 | Wet Ponds | 260 | 30% | 55% | 8.3349 | 1.3884
39 | 4 | 0.002008 | 262 | 39 | 4 | IND | 9.1209 | 1.105 | 1283.176 | 155.409 | 1.075 | 1.081 | 9.803 | 1.194 | 1379.191 | 167.989 | 0.002008 | 9.077 | 1.086 | 0.018227 | 0.0021807 | 0.995 | 0.98268 | 372 | -1 |  |  | 0 |  | 206 | 11 | 6.6723 | 6.6768 | 11 | Wet Ponds | 262 | 30% | 55% | 0.005468 | 0.0011994
39 | 12 | 1.0701 | 269 | 39 | 12 | WAT | 0.27851 | 0.019 | 88.781 | 6.052 | 1.081 | 1.084 | 0.301 | 0.021 | 95.936 | 6.562 | 1.0701 | 0.279 | 0.019 | 0.29856 | 0.020332 | 1.001 | 0.98565 | 372 | -1 |  |  | 0 |  | 206 | 11 | 6.6723 | 6.6768 | 11 | Wet Ponds | 269 | 30% | 55% | 0.089568 | 0.011183
39 | 2 | 6.0273 | 260 | 39 | 2 | MDR | 5.5159 | 0.507 | 1488.242 | 136.786 | 1.075 | 1.082 | 5.931 | 0.548 | 1600.239 | 147.975 | 6.0273 | 5.492 | 0.499 | 33.1017 | 3.0076 | 0.996 | 0.98346 | 373 | -1 |  |  | 0 |  | 207 | 11 | 6.5365 | 6.541 | 11 | Wet Ponds | 260 | 30% | 55% | 9.9305 | 1.6542
39 | 11 | 0.01238 | 268 | 39 | 11 | FOR | 0.99237 | 0.07 | 385.77 | 27.224 | 1.075 | 1.083 | 1.067 | 0.076 | 414.895 | 29.493 | 0.01238 | 0.988 | 0.069 | 0.012231 | 0.00085421 | 0.996 | 0.98485 | 373 | -1 |  |  | 0 |  | 207 | 11 | 6.5365 | 6.541 | 11 | Wet Ponds | 268 | 30% | 55% | 0.0036694 | 0.00046982
39 | 13 | 0.50135 | 270 | 39 | 13 | WET | 2.4147 | 0.224 | 8471.903 | 784.954 | 1.082 | 1.085 | 2.613 | 0.243 | 9167.141 | 851.506 | 0.50135 | 2.419 | 0.221 | 1.2128 | 0.1108 | 1.002 | 0.98617 | 373 | -1 |  |  | 0 |  | 207 | 11 | 6.5365 | 6.541 | 11 | Wet Ponds | 270 | 30% | 55% | 0.36383 | 0.060939
39 | 1 | 0.11948 | 259 | 39 | 1 | LDR | 2.8996 | 0.259 | 1035.599 | 92.373 | 1.075 | 1.082 | 3.118 | 0.28 | 1113.717 | 99.953 | 0.11948 | 2.887 | 0.254 | 0.34492 | 0.030347 | 0.996 | 0.98369 | 374 | -1 |  |  | 0 |  | 208 | 11 | 24.7819 | 24.7988 | 11 | Wet Ponds | 259 | 30% | 55% | 0.10348 | 0.016691
39 | 2 | 16.1096 | 260 | 39 | 2 | MDR | 5.5159 | 0.507 | 1488.242 | 136.786 | 1.075 | 1.082 | 5.931 | 0.548 | 1600.239 | 147.975 | 16.1096 | 5.492 | 0.499 | 88.474 | 8.0387 | 0.996 | 0.98346 | 374 | -1 |  |  | 0 |  | 208 | 11 | 24.7819 | 24.7988 | 11 | Wet Ponds | 260 | 30% | 55% | 26.5422 | 4.4213
39 | 4 | 0.10851 | 262 | 39 | 4 | IND | 9.1209 | 1.105 | 1283.176 | 155.409 | 1.075 | 1.081 | 9.803 | 1.194 | 1379.191 | 167.989 | 0.10851 | 9.077 | 1.086 | 0.98497 | 0.11785 | 0.995 | 0.98268 | 374 | -1 |  |  | 0 |  | 208 | 11 | 24.7819 | 24.7988 | 11 | Wet Ponds | 262 | 30% | 55% | 0.29549 | 0.064815
39 | 10 | 0.0087691 | 267 | 39 | 10 | RAN | 1.5738 | 0.121 | 122.792 | 9.427 | 1.074 | 1.083 | 1.69 | 0.131 | 131.882 | 10.206 | 0.0087691 | 1.565 | 0.119 | 0.013724 | 0.0010435 | 0.994 | 0.98421 | 374 | -1 |  |  | 0 |  | 208 | 11 | 24.7819 | 24.7988 | 11 | Wet Ponds | 267 | 30% | 55% | 0.0041171 | 0.00057394
39 | 11 | 0.038322 | 268 | 39 | 11 | FOR | 0.99237 | 0.07 | 385.77 | 27.224 | 1.075 | 1.083 | 1.067 | 0.076 | 414.895 | 29.493 | 0.038322 | 0.988 | 0.069 | 0.037863 | 0.0026442 | 0.996 | 0.98485 | 374 | -1 |  |  | 0 |  | 208 | 11 | 24.7819 | 24.7988 | 11 | Wet Ponds | 268 | 30% | 55% | 0.011359 | 0.0014543
39 | 13 | 0.30528 | 270 | 39 | 13 | WET | 2.4147 | 0.224 | 8471.903 | 784.954 | 1.082 | 1.085 | 2.613 | 0.243 | 9167.141 | 851.506 | 0.30528 | 2.419 | 0.221 | 0.73847 | 0.067467 | 1.002 | 0.98617 | 374 | -1 |  |  | 0 |  | 208 | 11 | 24.7819 | 24.7988 | 11 | Wet Ponds | 270 | 30% | 55% | 0.22154 | 0.037107
41 | 1 | 0.10938 | 282 | 41 | 1 | LDR | 6.4645 | 0.301 | 7159.582 | 333.43 | 0.961 | 0.923 | 6.211 | 0.278 | 6878.392 | 307.743 | 0.10938 | 5.446 | 0.246 | 0.59568 | 0.026907 | 0.842 | 0.81555 | 374 | -1 |  |  | 0 |  | 208 | 11 | 24.7819 | 24.7988 | 11 | Wet Ponds | 282 | 30% | 55% | 0.1787 | 0.014799
41 | 2 | 7.9852 | 283 | 41 | 2 | MDR | 11.9201 | 0.582 | 23513.664 | 1147.493 | 0.961 | 0.923 | 11.452 | 0.537 | 22589.972 | 1059.182 | 7.9852 | 10.039 | 0.474 | 80.1634 | 3.785 | 0.842 | 0.81527 | 374 | -1 |  |  | 0 |  | 208 | 11 | 24.7819 | 24.7988 | 11 | Wet Ponds | 283 | 30% | 55% | 24.049 | 2.0817
41 | 4 | 0.014283 | 285 | 41 | 4 | IND | 15.0465 | 1.299 | 22984.638 | 1984.314 | 0.961 | 0.924 | 14.457 | 1.2 | 22084.136 | 1832.828 | 0.014283 | 12.656 | 1.059 | 0.18076 | 0.015125 | 0.841 | 0.81549 | 374 | -1 |  |  | 0 |  | 208 | 11 | 24.7819 | 24.7988 | 11 | Wet Ponds | 285 | 30% | 55% | 0.054229 | 0.008319
39 | 1 | 0.00089685 | 259 | 39 | 1 | LDR | 2.8996 | 0.259 | 1035.599 | 92.373 | 1.075 | 1.082 | 3.118 | 0.28 | 1113.717 | 99.953 | 0.00089685 | 2.887 | 0.254 | 0.0025892 | 0.0002278 | 0.996 | 0.98369 | 375 | -1 |  |  | 0 |  | 209 | 11 | 2.0405 | 2.0419 | 11 | Wet Ponds | 259 | 30% | 55% | 0.00077676 | 0.00012529
39 | 2 | 2.041 | 260 | 39 | 2 | MDR | 5.5159 | 0.507 | 1488.242 | 136.786 | 1.075 | 1.082 | 5.931 | 0.548 | 1600.239 | 147.975 | 2.041 | 5.492 | 0.499 | 11.2094 | 1.0185 | 0.996 | 0.98346 | 375 | -1 |  |  | 0 |  | 209 | 11 | 2.0405 | 2.0419 | 11 | Wet Ponds | 260 | 30% | 55% | 3.3628 | 0.56016
39 | 1 | 0.057273 | 259 | 39 | 1 | LDR | 2.8996 | 0.259 | 1035.599 | 92.373 | 1.075 | 1.082 | 3.118 | 0.28 | 1113.717 | 99.953 | 0.057273 | 2.887 | 0.254 | 0.16535 | 0.014547 | 0.996 | 0.98369 | 376 | -1 |  |  | 0 |  | 210 | 11 | 6.0035 | 6.0076 | 11 | Wet Ponds | 259 | 30% | 55% | 0.049604 | 0.0080011
39 | 2 | 5.9074 | 260 | 39 | 2 | MDR | 5.5159 | 0.507 | 1488.242 | 136.786 | 1.075 | 1.082 | 5.931 | 0.548 | 1600.239 | 147.975 | 5.9074 | 5.492 | 0.499 | 32.4437 | 2.9478 | 0.996 | 0.98346 | 376 | -1 |  |  | 0 |  | 210 | 11 | 6.0035 | 6.0076 | 11 | Wet Ponds | 260 | 30% | 55% | 9.7331 | 1.6213
39 | 11 | 0.0033648 | 268 | 39 | 11 | FOR | 0.99237 | 0.07 | 385.77 | 27.224 | 1.075 | 1.083 | 1.067 | 0.076 | 414.895 | 29.493 | 0.0033648 | 0.988 | 0.069 | 0.0033244 | 0.00023217 | 0.996 | 0.98485 | 376 | -1 |  |  | 0 |  | 210 | 11 | 6.0035 | 6.0076 | 11 | Wet Ponds | 268 | 30% | 55% | 0.00099733 | 0.0001277
39 | 13 | 0.039512 | 270 | 39 | 13 | WET | 2.4147 | 0.224 | 8471.903 | 784.954 | 1.082 | 1.085 | 2.613 | 0.243 | 9167.141 | 851.506 | 0.039512 | 2.419 | 0.221 | 0.095578 | 0.008732 | 1.002 | 0.98617 | 376 | -1 |  |  | 0 |  | 210 | 11 | 6.0035 | 6.0076 | 11 | Wet Ponds | 270 | 30% | 55% | 0.028674 | 0.0048026
38 | 1 | 0.71426 | 247 | 38 | 1 | LDR | 4.4646 | 0.394 | 219.902 | 19.412 | 0.753 | 0.733 | 3.362 | 0.289 | 165.572 | 14.232 | 0.71426 | 3.362 | 0.289 | 2.4014 | 0.20642 | 0.753 | 0.73313 | 377 | -1 |  |  | 0 |  | 211 | 11 | 0.76446 | 0.76498 | 11 | Wet Ponds | 247 | 30% | 55% | 0.72041 | 0.11353
39 | 1 | 0.050722 | 259 | 39 | 1 | LDR | 2.8996 | 0.259 | 1035.599 | 92.373 | 1.075 | 1.082 | 3.118 | 0.28 | 1113.717 | 99.953 | 0.050722 | 2.887 | 0.254 | 0.14643 | 0.012883 | 0.996 | 0.98369 | 377 | -1 |  |  | 0 |  | 211 | 11 | 0.76446 | 0.76498 | 11 | Wet Ponds | 259 | 30% | 55% | 0.04393 | 0.0070858
38 | 1 | 0.17938 | 247 | 38 | 1 | LDR | 4.4646 | 0.394 | 219.902 | 19.412 | 0.753 | 0.733 | 3.362 | 0.289 | 165.572 | 14.232 | 0.17938 | 3.362 | 0.289 | 0.60307 | 0.05184 | 0.753 | 0.73313 | 378 | -1 |  |  | 0 |  | 212 | 11 | 0.23455 | 0.23471 | 11 | Wet Ponds | 247 | 30% | 55% | 0.18092 | 0.028512
38 | 4 | 5.2797e-07 | 250 | 38 | 4 | IND | 13.0332 | 1.643 | 2693.398 | 339.537 | 0.746 | 0.728 | 9.718 | 1.196 | 2008.316 | 247.156 | 5.2797e-07 | 9.718 | 1.196 | 5.1308e-06 | 6.3145e-07 | 0.746 | 0.72792 | 378 | -1 |  |  | 0 |  | 212 | 11 | 0.23455 | 0.23471 | 11 | Wet Ponds | 250 | 30% | 55% | 1.5393e-06 | 3.473e-07
39 | 1 | 0.054525 | 259 | 39 | 1 | LDR | 2.8996 | 0.259 | 1035.599 | 92.373 | 1.075 | 1.082 | 3.118 | 0.28 | 1113.717 | 99.953 | 0.054525 | 2.887 | 0.254 | 0.15741 | 0.013849 | 0.996 | 0.98369 | 378 | -1 |  |  | 0 |  | 212 | 11 | 0.23455 | 0.23471 | 11 | Wet Ponds | 259 | 30% | 55% | 0.047224 | 0.0076171
39 | 4 | 0.00080755 | 262 | 39 | 4 | IND | 9.1209 | 1.105 | 1283.176 | 155.409 | 1.075 | 1.081 | 9.803 | 1.194 | 1379.191 | 167.989 | 0.00080755 | 9.077 | 1.086 | 0.0073301 | 0.000877 | 0.995 | 0.98268 | 378 | -1 |  |  | 0 |  | 212 | 11 | 0.23455 | 0.23471 | 11 | Wet Ponds | 262 | 30% | 55% | 0.002199 | 0.00048235
37 | 2 | 5.0269 | 239 | 37 | 2 | MDR | 9.6056 | 0.896 | 2073.2 | 193.451 | 0.81 | 0.778 | 7.782 | 0.697 | 1679.53 | 150.524 | 5.0269 | 7.782 | 0.697 | 39.1196 | 3.5038 | 0.81 | 0.7781 | 379 | -1 |  |  | 0 |  | 213 | 11 | 15.1924 | 15.2027 | 11 | Wet Ponds | 239 | 30% | 55% | 11.7359 | 1.9271
37 | 12 | 0.19206 | 245 | 37 | 12 | WAT | 0.5682 | 0.038 | 13.587 | 0.921 | 0.823 | 0.792 | 0.468 | 0.03 | 11.188 | 0.729 | 0.19206 | 0.468 | 0.03 | 0.089886 | 0.0057619 | 0.823 | 0.79155 | 379 | -1 |  |  | 0 |  | 213 | 11 | 15.1924 | 15.2027 | 11 | Wet Ponds | 245 | 30% | 55% | 0.026966 | 0.0031691
38 | 2 | 6.8358 | 248 | 38 | 2 | MDR | 8.5662 | 0.781 | 5390.011 | 491.366 | 0.752 | 0.731 | 6.439 | 0.571 | 4051.586 | 359.418 | 6.8358 | 6.439 | 0.571 | 44.0155 | 3.9032 | 0.752 | 0.73147 | 379 | -1 |  |  | 0 |  | 213 | 11 | 15.1924 | 15.2027 | 11 | Wet Ponds | 248 | 30% | 55% | 13.2046 | 2.1468
38 | 12 | 0.728 | 257 | 38 | 12 | WAT | 0.4049 | 0.025 | 12.452 | 0.773 | 0.766 | 0.744 | 0.31 | 0.019 | 9.543 | 0.575 | 0.728 | 0.31 | 0.019 | 0.22568 | 0.013832 | 0.766 | 0.74449 | 379 | -1 |  |  | 0 |  | 213 | 11 | 15.1924 | 15.2027 | 11 | Wet Ponds | 257 | 30% | 55% | 0.067704 | 0.0076076
38 | 13 | 2.42 | 258 | 38 | 13 | WET | 6.7199 | 0.666 | 2399.981 | 237.942 | 0.759 | 0.75 | 5.104 | 0.5 | 1822.705 | 178.541 | 2.42 | 5.104 | 0.5 | 12.3516 | 1.21 | 0.759 | 0.75035 | 379 | -1 |  |  | 0 |  | 213 | 11 | 15.1924 | 15.2027 | 11 | Wet Ponds | 258 | 30% | 55% | 3.7055 | 0.66549
38 | 2 | 8.8587 | 248 | 38 | 2 | MDR | 8.5662 | 0.781 | 5390.011 | 491.366 | 0.752 | 0.731 | 6.439 | 0.571 | 4051.586 | 359.418 | 8.8587 | 6.439 | 0.571 | 57.0414 | 5.0583 | 0.752 | 0.73147 | 380 | -1 |  |  | 0 |  | 214 | 11 | 10.9687 | 10.9762 | 11 | Wet Ponds | 248 | 30% | 55% | 17.1124 | 2.7821
38 | 4 | 0.24117 | 250 | 38 | 4 | IND | 13.0332 | 1.643 | 2693.398 | 339.537 | 0.746 | 0.728 | 9.718 | 1.196 | 2008.316 | 247.156 | 0.24117 | 9.718 | 1.196 | 2.3437 | 0.28844 | 0.746 | 0.72792 | 380 | -1 |  |  | 0 |  | 214 | 11 | 10.9687 | 10.9762 | 11 | Wet Ponds | 250 | 30% | 55% | 0.7031 | 0.15864
38 | 10 | 0.040553 | 255 | 38 | 10 | RAN | 2.8596 | 0.226 | 157.374 | 12.414 | 0.763 | 0.746 | 2.182 | 0.168 | 120.107 | 9.267 | 0.040553 | 2.182 | 0.168 | 0.088486 | 0.0068129 | 0.763 | 0.74645 | 380 | -1 |  |  | 0 |  | 214 | 11 | 10.9687 | 10.9762 | 11 | Wet Ponds | 255 | 30% | 55% | 0.026546 | 0.0037471
38 | 13 | 1.8358 | 258 | 38 | 13 | WET | 6.7199 | 0.666 | 2399.981 | 237.942 | 0.759 | 0.75 | 5.104 | 0.5 | 1822.705 | 178.541 | 1.8358 | 5.104 | 0.5 | 9.3697 | 0.91788 | 0.759 | 0.75035 | 380 | -1 |  |  | 0 |  | 214 | 11 | 10.9687 | 10.9762 | 11 | Wet Ponds | 258 | 30% | 55% | 2.8109 | 0.50483
38 | 1 | 0.0076845 | 247 | 38 | 1 | LDR | 4.4646 | 0.394 | 219.902 | 19.412 | 0.753 | 0.733 | 3.362 | 0.289 | 165.572 | 14.232 | 0.0076845 | 3.362 | 0.289 | 0.025835 | 0.0022208 | 0.753 | 0.73313 | 381 | -1 |  |  | 0 |  | 215 | 11 | 0.31926 | 0.31948 | 11 | Wet Ponds | 247 | 30% | 55% | 0.0077506 | 0.0012215
38 | 4 | 0.20098 | 250 | 38 | 4 | IND | 13.0332 | 1.643 | 2693.398 | 339.537 | 0.746 | 0.728 | 9.718 | 1.196 | 2008.316 | 247.156 | 0.20098 | 9.718 | 1.196 | 1.9531 | 0.24037 | 0.746 | 0.72792 | 381 | -1 |  |  | 0 |  | 215 | 11 | 0.31926 | 0.31948 | 11 | Wet Ponds | 250 | 30% | 55% | 0.58593 | 0.1322
39 | 1 | 0.0025244 | 259 | 39 | 1 | LDR | 2.8996 | 0.259 | 1035.599 | 92.373 | 1.075 | 1.082 | 3.118 | 0.28 | 1113.717 | 99.953 | 0.0025244 | 2.887 | 0.254 | 0.0072879 | 0.0006412 | 0.996 | 0.98369 | 381 | -1 |  |  | 0 |  | 215 | 11 | 0.31926 | 0.31948 | 11 | Wet Ponds | 259 | 30% | 55% | 0.0021864 | 0.00035266
39 | 4 | 0.10829 | 262 | 39 | 4 | IND | 9.1209 | 1.105 | 1283.176 | 155.409 | 1.075 | 1.081 | 9.803 | 1.194 | 1379.191 | 167.989 | 0.10829 | 9.077 | 1.086 | 0.98296 | 0.1176 | 0.995 | 0.98268 | 381 | -1 |  |  | 0 |  | 215 | 11 | 0.31926 | 0.31948 | 11 | Wet Ponds | 262 | 30% | 55% | 0.29489 | 0.064682
37 | 2 | 18.6976 | 239 | 37 | 2 | MDR | 9.6056 | 0.896 | 2073.2 | 193.451 | 0.81 | 0.778 | 7.782 | 0.697 | 1679.53 | 150.524 | 18.6976 | 7.782 | 0.697 | 145.5045 | 13.0322 | 0.81 | 0.7781 | 382 | -1 |  |  | 0 |  | 216 | 11 | 20.8698 | 20.8841 | 11 | Wet Ponds | 239 | 30% | 55% | 43.6514 | 7.1677
37 | 13 | 1.681 | 246 | 37 | 13 | WET | 3.5077 | 0.316 | 851.017 | 76.687 | 0.829 | 0.812 | 2.906 | 0.257 | 705.132 | 62.266 | 1.681 | 2.906 | 0.257 | 4.8849 | 0.43201 | 0.829 | 0.81195 | 382 | -1 |  |  | 0 |  | 216 | 11 | 20.8698 | 20.8841 | 11 | Wet Ponds | 246 | 30% | 55% | 1.4655 | 0.23761
38 | 2 | 0.50553 | 248 | 38 | 2 | MDR | 8.5662 | 0.781 | 5390.011 | 491.366 | 0.752 | 0.731 | 6.439 | 0.571 | 4051.586 | 359.418 | 0.50553 | 6.439 | 0.571 | 3.2551 | 0.28866 | 0.752 | 0.73147 | 382 | -1 |  |  | 0 |  | 216 | 11 | 20.8698 | 20.8841 | 11 | Wet Ponds | 248 | 30% | 55% | 0.97653 | 0.15876
38 | 2 | 7.5363 | 248 | 38 | 2 | MDR | 8.5662 | 0.781 | 5390.011 | 491.366 | 0.752 | 0.731 | 6.439 | 0.571 | 4051.586 | 359.418 | 7.5363 | 6.439 | 0.571 | 48.5264 | 4.3032 | 0.752 | 0.73147 | 383 | -1 |  |  | 0 |  | 217 | 11 | 8.4453 | 8.451 | 11 | Wet Ponds | 248 | 30% | 55% | 14.5579 | 2.3668
38 | 12 | 0.91471 | 257 | 38 | 12 | WAT | 0.4049 | 0.025 | 12.452 | 0.773 | 0.766 | 0.744 | 0.31 | 0.019 | 9.543 | 0.575 | 0.91471 | 0.31 | 0.019 | 0.28356 | 0.01738 | 0.766 | 0.74449 | 383 | -1 |  |  | 0 |  | 217 | 11 | 8.4453 | 8.451 | 11 | Wet Ponds | 257 | 30% | 55% | 0.085068 | 0.0095587
37 | 2 | 0.58267 | 239 | 37 | 2 | MDR | 9.6056 | 0.896 | 2073.2 | 193.451 | 0.81 | 0.778 | 7.782 | 0.697 | 1679.53 | 150.524 | 0.58267 | 7.782 | 0.697 | 4.5344 | 0.40612 | 0.81 | 0.7781 | 384 | -1 |  |  | 0 |  | 218 | 11 | 0.58228 | 0.58267 | 11 | Wet Ponds | 239 | 30% | 55% | 1.3603 | 0.22337
37 | 2 | 4.5748 | 239 | 37 | 2 | MDR | 9.6056 | 0.896 | 2073.2 | 193.451 | 0.81 | 0.778 | 7.782 | 0.697 | 1679.53 | 150.524 | 4.5748 | 7.782 | 0.697 | 35.6008 | 3.1886 | 0.81 | 0.7781 | 385 | -1 |  |  | 0 |  | 219 | 11 | 4.9679 | 4.9713 | 11 | Wet Ponds | 239 | 30% | 55% | 10.6802 | 1.7537
37 | 12 | 0.35888 | 245 | 37 | 12 | WAT | 0.5682 | 0.038 | 13.587 | 0.921 | 0.823 | 0.792 | 0.468 | 0.03 | 11.188 | 0.729 | 0.35888 | 0.468 | 0.03 | 0.16796 | 0.010766 | 0.823 | 0.79155 | 385 | -1 |  |  | 0 |  | 219 | 11 | 4.9679 | 4.9713 | 11 | Wet Ponds | 245 | 30% | 55% | 0.050387 | 0.0059215
38 | 2 | 0.037646 | 248 | 38 | 2 | MDR | 8.5662 | 0.781 | 5390.011 | 491.366 | 0.752 | 0.731 | 6.439 | 0.571 | 4051.586 | 359.418 | 0.037646 | 6.439 | 0.571 | 0.24241 | 0.021496 | 0.752 | 0.73147 | 385 | -1 |  |  | 0 |  | 219 | 11 | 4.9679 | 4.9713 | 11 | Wet Ponds | 248 | 30% | 55% | 0.072722 | 0.011823
37 | 2 | 1.1064 | 239 | 37 | 2 | MDR | 9.6056 | 0.896 | 2073.2 | 193.451 | 0.81 | 0.778 | 7.782 | 0.697 | 1679.53 | 150.524 | 1.1064 | 7.782 | 0.697 | 8.6101 | 0.77117 | 0.81 | 0.7781 | 386 | -1 |  |  | 0 |  | 220 | 11 | 4.6094 | 4.6125 | 11 | Wet Ponds | 239 | 30% | 55% | 2.583 | 0.42415
38 | 1 | 0.0069002 | 247 | 38 | 1 | LDR | 4.4646 | 0.394 | 219.902 | 19.412 | 0.753 | 0.733 | 3.362 | 0.289 | 165.572 | 14.232 | 0.0069002 | 3.362 | 0.289 | 0.023199 | 0.0019942 | 0.753 | 0.73313 | 386 | -1 |  |  | 0 |  | 220 | 11 | 4.6094 | 4.6125 | 11 | Wet Ponds | 247 | 30% | 55% | 0.0069596 | 0.0010968
38 | 2 | 2.873 | 248 | 38 | 2 | MDR | 8.5662 | 0.781 | 5390.011 | 491.366 | 0.752 | 0.731 | 6.439 | 0.571 | 4051.586 | 359.418 | 2.873 | 6.439 | 0.571 | 18.4993 | 1.6405 | 0.752 | 0.73147 | 386 | -1 |  |  | 0 |  | 220 | 11 | 4.6094 | 4.6125 | 11 | Wet Ponds | 248 | 30% | 55% | 5.5498 | 0.90227
38 | 4 | 0.33707 | 250 | 38 | 4 | IND | 13.0332 | 1.643 | 2693.398 | 339.537 | 0.746 | 0.728 | 9.718 | 1.196 | 2008.316 | 247.156 | 0.33707 | 9.718 | 1.196 | 3.2756 | 0.40313 | 0.746 | 0.72792 | 386 | -1 |  |  | 0 |  | 220 | 11 | 4.6094 | 4.6125 | 11 | Wet Ponds | 250 | 30% | 55% | 0.98268 | 0.22172
38 | 9 | 0.28911 | 254 | 38 | 9 | AGT | 5.3381 | 0.48 | 328.365 | 29.544 | 0.766 | 0.75 | 4.09 | 0.36 | 251.603 | 22.171 | 0.28911 | 4.09 | 0.36 | 1.1824 | 0.10408 | 0.766 | 0.75046 | 386 | -1 |  |  | 0 |  | 220 | 11 | 4.6094 | 4.6125 | 11 | Wet Ponds | 254 | 30% | 55% | 0.35473 | 0.057243
38 | 2 | 0.28451 | 248 | 38 | 2 | MDR | 8.5662 | 0.781 | 5390.011 | 491.366 | 0.752 | 0.731 | 6.439 | 0.571 | 4051.586 | 359.418 | 0.28451 | 6.439 | 0.571 | 1.8319 | 0.16245 | 0.752 | 0.73147 | 387 | -1 |  |  | 0 |  | 221 | 11 | 0.30816 | 0.30837 | 11 | Wet Ponds | 248 | 30% | 55% | 0.54958 | 0.089349
38 | 13 | 0.023863 | 258 | 38 | 13 | WET | 6.7199 | 0.666 | 2399.981 | 237.942 | 0.759 | 0.75 | 5.104 | 0.5 | 1822.705 | 178.541 | 0.023863 | 5.104 | 0.5 | 0.1218 | 0.011932 | 0.759 | 0.75035 | 387 | -1 |  |  | 0 |  | 221 | 11 | 0.30816 | 0.30837 | 11 | Wet Ponds | 258 | 30% | 55% | 0.03654 | 0.0065624
38 | 2 | 0.10968 | 248 | 38 | 2 | MDR | 8.5662 | 0.781 | 5390.011 | 491.366 | 0.752 | 0.731 | 6.439 | 0.571 | 4051.586 | 359.418 | 0.10968 | 6.439 | 0.571 | 0.70625 | 0.062629 | 0.752 | 0.73147 | 388 | -1 |  |  | 0 |  | 222 | 11 | 0.4383 | 0.4386 | 11 | Wet Ponds | 248 | 30% | 55% | 0.21187 | 0.034446
41 | 2 | 0.32892 | 283 | 41 | 2 | MDR | 11.9201 | 0.582 | 23513.664 | 1147.493 | 0.961 | 0.923 | 11.452 | 0.537 | 22589.972 | 1059.182 | 0.32892 | 10.039 | 0.474 | 3.302 | 0.15591 | 0.842 | 0.81527 | 388 | -1 |  |  | 0 |  | 222 | 11 | 0.4383 | 0.4386 | 11 | Wet Ponds | 283 | 30% | 55% | 0.99061 | 0.08575
41 | 2 | 0.12125 | 283 | 41 | 2 | MDR | 11.9201 | 0.582 | 23513.664 | 1147.493 | 0.961 | 0.923 | 11.452 | 0.537 | 22589.972 | 1059.182 | 0.12125 | 10.039 | 0.474 | 1.2172 | 0.057471 | 0.842 | 0.81527 | 389 | -1 |  |  | 0 |  | 223 | 11 | 0.12116 | 0.12125 | 11 | Wet Ponds | 283 | 30% | 55% | 0.36516 | 0.031609
38 | 2 | 0.023495 | 248 | 38 | 2 | MDR | 8.5662 | 0.781 | 5390.011 | 491.366 | 0.752 | 0.731 | 6.439 | 0.571 | 4051.586 | 359.418 | 0.023495 | 6.439 | 0.571 | 0.15128 | 0.013416 | 0.752 | 0.73147 | 390 | -1 |  |  | 0 |  | 224 | 11 | 0.023479 | 0.023495 | 11 | Wet Ponds | 248 | 30% | 55% | 0.045385 | 0.0073786
38 | 2 | 1.2198 | 248 | 38 | 2 | MDR | 8.5662 | 0.781 | 5390.011 | 491.366 | 0.752 | 0.731 | 6.439 | 0.571 | 4051.586 | 359.418 | 1.2198 | 6.439 | 0.571 | 7.8542 | 0.6965 | 0.752 | 0.73147 | 391 | -1 |  |  | 0 |  | 225 | 11 | 1.2189 | 1.2198 | 11 | Wet Ponds | 248 | 30% | 55% | 2.3563 | 0.38307
38 | 2 | 3.3506 | 248 | 38 | 2 | MDR | 8.5662 | 0.781 | 5390.011 | 491.366 | 0.752 | 0.731 | 6.439 | 0.571 | 4051.586 | 359.418 | 3.3506 | 6.439 | 0.571 | 21.5743 | 1.9132 | 0.752 | 0.73147 | 392 | -1 |  |  | 0 |  | 226 | 11 | 3.3483 | 3.3506 | 11 | Wet Ponds | 248 | 30% | 55% | 6.4723 | 1.0522
36 | 2 | 7.4936 | 227 | 36 | 2 | MDR | 8.7765 | 0.837 | 280.229 | 26.71 | 0.663 | 0.615 | 5.822 | 0.515 | 185.888 | 16.433 | 7.4936 | 5.822 | 0.515 | 43.6277 | 3.8592 | 0.663 | 0.61524 | 393 | -1 |  |  | 0 |  | 227 | 11 | 8.2151 | 8.2207 | 11 | Wet Ponds | 227 | 30% | 55% | 13.0883 | 2.1226
36 | 13 | 0.16172 | 237 | 36 | 13 | WET | 2.5089 | 0.197 | 2607.78 | 205.211 | 0.69 | 0.646 | 1.731 | 0.127 | 1798.721 | 132.5 | 0.16172 | 1.731 | 0.127 | 0.27993 | 0.020538 | 0.69 | 0.64567 | 393 | -1 |  |  | 0 |  | 227 | 11 | 8.2151 | 8.2207 | 11 | Wet Ponds | 237 | 30% | 55% | 0.08398 | 0.011296
37 | 2 | 0.56537 | 239 | 37 | 2 | MDR | 9.6056 | 0.896 | 2073.2 | 193.451 | 0.81 | 0.778 | 7.782 | 0.697 | 1679.53 | 150.524 | 0.56537 | 7.782 | 0.697 | 4.3997 | 0.39406 | 0.81 | 0.7781 | 393 | -1 |  |  | 0 |  | 227 | 11 | 8.2151 | 8.2207 | 11 | Wet Ponds | 239 | 30% | 55% | 1.3199 | 0.21673
37 | 2 | 0.048922 | 239 | 37 | 2 | MDR | 9.6056 | 0.896 | 2073.2 | 193.451 | 0.81 | 0.778 | 7.782 | 0.697 | 1679.53 | 150.524 | 0.048922 | 7.782 | 0.697 | 0.38071 | 0.034099 | 0.81 | 0.7781 | 394 | -1 |  |  | 0 |  | 228 | 11 | 1.2412 | 1.242 | 11 | Wet Ponds | 239 | 30% | 55% | 0.11421 | 0.018754
38 | 2 | 0.9865 | 248 | 38 | 2 | MDR | 8.5662 | 0.781 | 5390.011 | 491.366 | 0.752 | 0.731 | 6.439 | 0.571 | 4051.586 | 359.418 | 0.9865 | 6.439 | 0.571 | 6.3521 | 0.56329 | 0.752 | 0.73147 | 394 | -1 |  |  | 0 |  | 228 | 11 | 1.2412 | 1.242 | 11 | Wet Ponds | 248 | 30% | 55% | 1.9056 | 0.30981
38 | 12 | 0.20662 | 257 | 38 | 12 | WAT | 0.4049 | 0.025 | 12.452 | 0.773 | 0.766 | 0.744 | 0.31 | 0.019 | 9.543 | 0.575 | 0.20662 | 0.31 | 0.019 | 0.064053 | 0.0039258 | 0.766 | 0.74449 | 394 | -1 |  |  | 0 |  | 228 | 11 | 1.2412 | 1.242 | 11 | Wet Ponds | 257 | 30% | 55% | 0.019216 | 0.0021592
37 | 2 | 0.48828 | 239 | 37 | 2 | MDR | 9.6056 | 0.896 | 2073.2 | 193.451 | 0.81 | 0.778 | 7.782 | 0.697 | 1679.53 | 150.524 | 0.48828 | 7.782 | 0.697 | 3.7998 | 0.34033 | 0.81 | 0.7781 | 395 | -1 |  |  | 0 |  | 229 | 11 | 6.2721 | 6.2764 | 11 | Wet Ponds | 239 | 30% | 55% | 1.1399 | 0.18718
38 | 2 | 5.1672 | 248 | 38 | 2 | MDR | 8.5662 | 0.781 | 5390.011 | 491.366 | 0.752 | 0.731 | 6.439 | 0.571 | 4051.586 | 359.418 | 5.1672 | 6.439 | 0.571 | 33.2717 | 2.9505 | 0.752 | 0.73147 | 395 | -1 |  |  | 0 |  | 229 | 11 | 6.2721 | 6.2764 | 11 | Wet Ponds | 248 | 30% | 55% | 9.9815 | 1.6228
38 | 12 | 0.62088 | 257 | 38 | 12 | WAT | 0.4049 | 0.025 | 12.452 | 0.773 | 0.766 | 0.744 | 0.31 | 0.019 | 9.543 | 0.575 | 0.62088 | 0.31 | 0.019 | 0.19247 | 0.011797 | 0.766 | 0.74449 | 395 | -1 |  |  | 0 |  | 229 | 11 | 6.2721 | 6.2764 | 11 | Wet Ponds | 257 | 30% | 55% | 0.057742 | 0.0064882
38 | 1 | 0.053092 | 247 | 38 | 1 | LDR | 4.4646 | 0.394 | 219.902 | 19.412 | 0.753 | 0.733 | 3.362 | 0.289 | 165.572 | 14.232 | 0.053092 | 3.362 | 0.289 | 0.17849 | 0.015344 | 0.753 | 0.73313 | 404 | -1 |  |  | 0 |  | 238 | 11 | 20.7146 | 20.7287 | 11 | Wet Ponds | 247 | 30% | 55% | 0.053548 | 0.008439
38 | 2 | 7.9927 | 248 | 38 | 2 | MDR | 8.5662 | 0.781 | 5390.011 | 491.366 | 0.752 | 0.731 | 6.439 | 0.571 | 4051.586 | 359.418 | 7.9927 | 6.439 | 0.571 | 51.465 | 4.5638 | 0.752 | 0.73147 | 404 | -1 |  |  | 0 |  | 238 | 11 | 20.7146 | 20.7287 | 11 | Wet Ponds | 248 | 30% | 55% | 15.4395 | 2.5101
38 | 11 | 0.027771 | 256 | 38 | 11 | FOR | 1.6256 | 0.124 | 281.493 | 21.55 | 0.772 | 0.759 | 1.255 | 0.094 | 217.292 | 16.357 | 0.027771 | 1.255 | 0.094 | 0.034852 | 0.0026104 | 0.772 | 0.759 | 404 | -1 |  |  | 0 |  | 238 | 11 | 20.7146 | 20.7287 | 11 | Wet Ponds | 256 | 30% | 55% | 0.010456 | 0.0014357
38 | 13 | 0.07947 | 258 | 38 | 13 | WET | 6.7199 | 0.666 | 2399.981 | 237.942 | 0.759 | 0.75 | 5.104 | 0.5 | 1822.705 | 178.541 | 0.07947 | 5.104 | 0.5 | 0.40561 | 0.039735 | 0.759 | 0.75035 | 404 | -1 |  |  | 0 |  | 238 | 11 | 20.7146 | 20.7287 | 11 | Wet Ponds | 258 | 30% | 55% | 0.12168 | 0.021854
39 | 1 | 0.032335 | 259 | 39 | 1 | LDR | 2.8996 | 0.259 | 1035.599 | 92.373 | 1.075 | 1.082 | 3.118 | 0.28 | 1113.717 | 99.953 | 0.032335 | 2.887 | 0.254 | 0.093351 | 0.0082131 | 0.996 | 0.98369 | 404 | -1 |  |  | 0 |  | 238 | 11 | 20.7146 | 20.7287 | 11 | Wet Ponds | 259 | 30% | 55% | 0.028005 | 0.0045172
39 | 2 | 12.5434 | 260 | 39 | 2 | MDR | 5.5159 | 0.507 | 1488.242 | 136.786 | 1.075 | 1.082 | 5.931 | 0.548 | 1600.239 | 147.975 | 12.5434 | 5.492 | 0.499 | 68.8881 | 6.2591 | 0.996 | 0.98346 | 404 | -1 |  |  | 0 |  | 238 | 11 | 20.7146 | 20.7287 | 11 | Wet Ponds | 260 | 30% | 55% | 20.6664 | 3.4425
39 | 1 | 0.026238 | 259 | 39 | 1 | LDR | 2.8996 | 0.259 | 1035.599 | 92.373 | 1.075 | 1.082 | 3.118 | 0.28 | 1113.717 | 99.953 | 0.026238 | 2.887 | 0.254 | 0.075748 | 0.0066643 | 0.996 | 0.98369 | 405 | -1 |  |  | 0 |  | 239 | 11 | 19.5442 | 19.5575 | 11 | Wet Ponds | 259 | 30% | 55% | 0.022724 | 0.0036654
39 | 2 | 18.7009 | 260 | 39 | 2 | MDR | 5.5159 | 0.507 | 1488.242 | 136.786 | 1.075 | 1.082 | 5.931 | 0.548 | 1600.239 | 147.975 | 18.7009 | 5.492 | 0.499 | 102.7052 | 9.3317 | 0.996 | 0.98346 | 405 | -1 |  |  | 0 |  | 239 | 11 | 19.5442 | 19.5575 | 11 | Wet Ponds | 260 | 30% | 55% | 30.8116 | 5.1325
39 | 12 | 0.065728 | 269 | 39 | 12 | WAT | 0.27851 | 0.019 | 88.781 | 6.052 | 1.081 | 1.084 | 0.301 | 0.021 | 95.936 | 6.562 | 0.065728 | 0.279 | 0.019 | 0.018338 | 0.0012488 | 1.001 | 0.98565 | 405 | -1 |  |  | 0 |  | 239 | 11 | 19.5442 | 19.5575 | 11 | Wet Ponds | 269 | 30% | 55% | 0.0055014 | 0.00068686
41 | 1 | 0.0059138 | 282 | 41 | 1 | LDR | 6.4645 | 0.301 | 7159.582 | 333.43 | 0.961 | 0.923 | 6.211 | 0.278 | 6878.392 | 307.743 | 0.0059138 | 5.446 | 0.246 | 0.032206 | 0.0014548 | 0.842 | 0.81555 | 405 | -1 |  |  | 0 |  | 239 | 11 | 19.5442 | 19.5575 | 11 | Wet Ponds | 282 | 30% | 55% | 0.0096619 | 0.00080014
41 | 2 | 0.75879 | 283 | 41 | 2 | MDR | 11.9201 | 0.582 | 23513.664 | 1147.493 | 0.961 | 0.923 | 11.452 | 0.537 | 22589.972 | 1059.182 | 0.75879 | 10.039 | 0.474 | 7.6175 | 0.35967 | 0.842 | 0.81527 | 405 | -1 |  |  | 0 |  | 239 | 11 | 19.5442 | 19.5575 | 11 | Wet Ponds | 283 | 30% | 55% | 2.2852 | 0.19782
38 | 1 | 0.13675 | 247 | 38 | 1 | LDR | 4.4646 | 0.394 | 219.902 | 19.412 | 0.753 | 0.733 | 3.362 | 0.289 | 165.572 | 14.232 | 0.13675 | 3.362 | 0.289 | 0.45976 | 0.039521 | 0.753 | 0.73313 | 406 | -1 |  |  | 0 |  | 240 | 11 | 16.5908 | 16.6021 | 11 | Wet Ponds | 247 | 30% | 55% | 0.13793 | 0.021737
38 | 2 | 0.51206 | 248 | 38 | 2 | MDR | 8.5662 | 0.781 | 5390.011 | 491.366 | 0.752 | 0.731 | 6.439 | 0.571 | 4051.586 | 359.418 | 0.51206 | 6.439 | 0.571 | 3.2971 | 0.29238 | 0.752 | 0.73147 | 406 | -1 |  |  | 0 |  | 240 | 11 | 16.5908 | 16.6021 | 11 | Wet Ponds | 248 | 30% | 55% | 0.98914 | 0.16081
39 | 1 | 0.38946 | 259 | 39 | 1 | LDR | 2.8996 | 0.259 | 1035.599 | 92.373 | 1.075 | 1.082 | 3.118 | 0.28 | 1113.717 | 99.953 | 0.38946 | 2.887 | 0.254 | 1.1244 | 0.098923 | 0.996 | 0.98369 | 406 | -1 |  |  | 0 |  | 240 | 11 | 16.5908 | 16.6021 | 11 | Wet Ponds | 259 | 30% | 55% | 0.33731 | 0.054408
39 | 2 | 15.5638 | 260 | 39 | 2 | MDR | 5.5159 | 0.507 | 1488.242 | 136.786 | 1.075 | 1.082 | 5.931 | 0.548 | 1600.239 | 147.975 | 15.5638 | 5.492 | 0.499 | 85.4765 | 7.7663 | 0.996 | 0.98346 | 406 | -1 |  |  | 0 |  | 240 | 11 | 16.5908 | 16.6021 | 11 | Wet Ponds | 260 | 30% | 55% | 25.643 | 4.2715
39 | 2 | 14.4655 | 260 | 39 | 2 | MDR | 5.5159 | 0.507 | 1488.242 | 136.786 | 1.075 | 1.082 | 5.931 | 0.548 | 1600.239 | 147.975 | 14.4655 | 5.492 | 0.499 | 79.4444 | 7.2183 | 0.996 | 0.98346 | 407 | -1 |  |  | 0 |  | 241 | 11 | 14.4583 | 14.4682 | 11 | Wet Ponds | 260 | 30% | 55% | 23.8333 | 3.9701
39 | 13 | 0.0026828 | 270 | 39 | 13 | WET | 2.4147 | 0.224 | 8471.903 | 784.954 | 1.082 | 1.085 | 2.613 | 0.243 | 9167.141 | 851.506 | 0.0026828 | 2.419 | 0.221 | 0.0064896 | 0.00059289 | 1.002 | 0.98617 | 407 | -1 |  |  | 0 |  | 241 | 11 | 14.4583 | 14.4682 | 11 | Wet Ponds | 270 | 30% | 55% | 0.0019469 | 0.00032609
39 | 2 | 1.0565 | 260 | 39 | 2 | MDR | 5.5159 | 0.507 | 1488.242 | 136.786 | 1.075 | 1.082 | 5.931 | 0.548 | 1600.239 | 147.975 | 1.0565 | 5.492 | 0.499 | 5.8025 | 0.52722 | 0.996 | 0.98346 | 408 | -1 |  |  | 0 |  | 242 | 11 | 3.1163 | 3.1184 | 11 | Wet Ponds | 260 | 30% | 55% | 1.7408 | 0.28997
39 | 11 | 0.032656 | 268 | 39 | 11 | FOR | 0.99237 | 0.07 | 385.77 | 27.224 | 1.075 | 1.083 | 1.067 | 0.076 | 414.895 | 29.493 | 0.032656 | 0.988 | 0.069 | 0.032264 | 0.0022533 | 0.996 | 0.98485 | 408 | -1 |  |  | 0 |  | 242 | 11 | 3.1163 | 3.1184 | 11 | Wet Ponds | 268 | 30% | 55% | 0.0096793 | 0.0012393
39 | 12 | 0.85846 | 269 | 39 | 12 | WAT | 0.27851 | 0.019 | 88.781 | 6.052 | 1.081 | 1.084 | 0.301 | 0.021 | 95.936 | 6.562 | 0.85846 | 0.279 | 0.019 | 0.23951 | 0.016311 | 1.001 | 0.98565 | 408 | -1 |  |  | 0 |  | 242 | 11 | 3.1163 | 3.1184 | 11 | Wet Ponds | 269 | 30% | 55% | 0.071853 | 0.0089709
39 | 13 | 1.1707 | 270 | 39 | 13 | WET | 2.4147 | 0.224 | 8471.903 | 784.954 | 1.082 | 1.085 | 2.613 | 0.243 | 9167.141 | 851.506 | 1.1707 | 2.419 | 0.221 | 2.832 | 0.25874 | 1.002 | 0.98617 | 408 | -1 |  |  | 0 |  | 242 | 11 | 3.1163 | 3.1184 | 11 | Wet Ponds | 270 | 30% | 55% | 0.84961 | 0.1423
39 | 1 | 0.00021194 | 259 | 39 | 1 | LDR | 2.8996 | 0.259 | 1035.599 | 92.373 | 1.075 | 1.082 | 3.118 | 0.28 | 1113.717 | 99.953 | 0.00021194 | 2.887 | 0.254 | 0.00061186 | 5.3832e-05 | 0.996 | 0.98369 | 409 | -1 |  |  | 0 |  | 243 | 11 | 3.1273 | 3.1294 | 11 | Wet Ponds | 259 | 30% | 55% | 0.00018356 | 2.9607e-05
39 | 2 | 3.1292 | 260 | 39 | 2 | MDR | 5.5159 | 0.507 | 1488.242 | 136.786 | 1.075 | 1.082 | 5.931 | 0.548 | 1600.239 | 147.975 | 3.1292 | 5.492 | 0.499 | 17.1855 | 1.5615 | 0.996 | 0.98346 | 409 | -1 |  |  | 0 |  | 243 | 11 | 3.1273 | 3.1294 | 11 | Wet Ponds | 260 | 30% | 55% | 5.1556 | 0.85881
39 | 2 | 10.6934 | 260 | 39 | 2 | MDR | 5.5159 | 0.507 | 1488.242 | 136.786 | 1.075 | 1.082 | 5.931 | 0.548 | 1600.239 | 147.975 | 10.6934 | 5.492 | 0.499 | 58.7279 | 5.336 | 0.996 | 0.98346 | 410 | -1 |  |  | 0 |  | 244 | 11 | 10.8755 | 10.883 | 11 | Wet Ponds | 260 | 30% | 55% | 17.6184 | 2.9348
39 | 11 | 0.17136 | 268 | 39 | 11 | FOR | 0.99237 | 0.07 | 385.77 | 27.224 | 1.075 | 1.083 | 1.067 | 0.076 | 414.895 | 29.493 | 0.17136 | 0.988 | 0.069 | 0.16931 | 0.011824 | 0.996 | 0.98485 | 410 | -1 |  |  | 0 |  | 244 | 11 | 10.8755 | 10.883 | 11 | Wet Ponds | 268 | 30% | 55% | 0.050792 | 0.0065032
39 | 13 | 0.018232 | 270 | 39 | 13 | WET | 2.4147 | 0.224 | 8471.903 | 784.954 | 1.082 | 1.085 | 2.613 | 0.243 | 9167.141 | 851.506 | 0.018232 | 2.419 | 0.221 | 0.044103 | 0.0040293 | 1.002 | 0.98617 | 410 | -1 |  |  | 0 |  | 244 | 11 | 10.8755 | 10.883 | 11 | Wet Ponds | 270 | 30% | 55% | 0.013231 | 0.0022161
38 | 1 | 1.0808 | 247 | 38 | 1 | LDR | 4.4646 | 0.394 | 219.902 | 19.412 | 0.753 | 0.733 | 3.362 | 0.289 | 165.572 | 14.232 | 1.0808 | 3.362 | 0.289 | 3.6336 | 0.31235 | 0.753 | 0.73313 | 411 | -1 |  |  | 0 |  | 245 | 11 | 1.0801 | 1.0808 | 11 | Wet Ponds | 247 | 30% | 55% | 1.0901 | 0.17179
37 | 2 | 3.5532 | 239 | 37 | 2 | MDR | 9.6056 | 0.896 | 2073.2 | 193.451 | 0.81 | 0.778 | 7.782 | 0.697 | 1679.53 | 150.524 | 3.5532 | 7.782 | 0.697 | 27.6511 | 2.4766 | 0.81 | 0.7781 | 412 | -1 |  |  | 0 |  | 246 | 11 | 8.0472 | 8.0527 | 11 | Wet Ponds | 239 | 30% | 55% | 8.2953 | 1.3621
38 | 2 | 4.2764 | 248 | 38 | 2 | MDR | 8.5662 | 0.781 | 5390.011 | 491.366 | 0.752 | 0.731 | 6.439 | 0.571 | 4051.586 | 359.418 | 4.2764 | 6.439 | 0.571 | 27.5358 | 2.4418 | 0.752 | 0.73147 | 412 | -1 |  |  | 0 |  | 246 | 11 | 8.0472 | 8.0527 | 11 | Wet Ponds | 248 | 30% | 55% | 8.2607 | 1.343
38 | 13 | 0.2231 | 258 | 38 | 13 | WET | 6.7199 | 0.666 | 2399.981 | 237.942 | 0.759 | 0.75 | 5.104 | 0.5 | 1822.705 | 178.541 | 0.2231 | 5.104 | 0.5 | 1.1387 | 0.11155 | 0.759 | 0.75035 | 412 | -1 |  |  | 0 |  | 246 | 11 | 8.0472 | 8.0527 | 11 | Wet Ponds | 258 | 30% | 55% | 0.34162 | 0.061353
37 | 2 | 5.0197 | 239 | 37 | 2 | MDR | 9.6056 | 0.896 | 2073.2 | 193.451 | 0.81 | 0.778 | 7.782 | 0.697 | 1679.53 | 150.524 | 5.0197 | 7.782 | 0.697 | 39.0635 | 3.4987 | 0.81 | 0.7781 | 413 | -1 |  |  | 0 |  | 247 | 11 | 5.2215 | 5.2251 | 11 | Wet Ponds | 239 | 30% | 55% | 11.7191 | 1.9243
38 | 2 | 0.20537 | 248 | 38 | 2 | MDR | 8.5662 | 0.781 | 5390.011 | 491.366 | 0.752 | 0.731 | 6.439 | 0.571 | 4051.586 | 359.418 | 0.20537 | 6.439 | 0.571 | 1.3224 | 0.11727 | 0.752 | 0.73147 | 413 | -1 |  |  | 0 |  | 247 | 11 | 5.2215 | 5.2251 | 11 | Wet Ponds | 248 | 30% | 55% | 0.39671 | 0.064496
38 | 2 | 1.9699 | 248 | 38 | 2 | MDR | 8.5662 | 0.781 | 5390.011 | 491.366 | 0.752 | 0.731 | 6.439 | 0.571 | 4051.586 | 359.418 | 1.9699 | 6.439 | 0.571 | 12.6844 | 1.1248 | 0.752 | 0.73147 | 414 | -1 |  |  | 0 |  | 248 | 11 | 2.5471 | 2.5488 | 11 | Wet Ponds | 248 | 30% | 55% | 3.8053 | 0.61866
38 | 12 | 0.57886 | 257 | 38 | 12 | WAT | 0.4049 | 0.025 | 12.452 | 0.773 | 0.766 | 0.744 | 0.31 | 0.019 | 9.543 | 0.575 | 0.57886 | 0.31 | 0.019 | 0.17945 | 0.010998 | 0.766 | 0.74449 | 414 | -1 |  |  | 0 |  | 248 | 11 | 2.5471 | 2.5488 | 11 | Wet Ponds | 257 | 30% | 55% | 0.053834 | 0.0060491
37 | 2 | 0.020053 | 239 | 37 | 2 | MDR | 9.6056 | 0.896 | 2073.2 | 193.451 | 0.81 | 0.778 | 7.782 | 0.697 | 1679.53 | 150.524 | 0.020053 | 7.782 | 0.697 | 0.15605 | 0.013977 | 0.81 | 0.7781 | 415 | -1 |  |  | 0 |  | 249 | 11 | 0.020039 | 0.020053 | 11 | Wet Ponds | 239 | 30% | 55% | 0.046816 | 0.0076874
37 | 2 | 1.0163 | 239 | 37 | 2 | MDR | 9.6056 | 0.896 | 2073.2 | 193.451 | 0.81 | 0.778 | 7.782 | 0.697 | 1679.53 | 150.524 | 1.0163 | 7.782 | 0.697 | 7.9087 | 0.70835 | 0.81 | 0.7781 | 416 | -1 |  |  | 0 |  | 250 | 11 | 1.107 | 1.1078 | 11 | Wet Ponds | 239 | 30% | 55% | 2.3726 | 0.38959
38 | 2 | 0.091497 | 248 | 38 | 2 | MDR | 8.5662 | 0.781 | 5390.011 | 491.366 | 0.752 | 0.731 | 6.439 | 0.571 | 4051.586 | 359.418 | 0.091497 | 6.439 | 0.571 | 0.58915 | 0.052245 | 0.752 | 0.73147 | 416 | -1 |  |  | 0 |  | 250 | 11 | 1.107 | 1.1078 | 11 | Wet Ponds | 248 | 30% | 55% | 0.17674 | 0.028734
37 | 2 | 1.503 | 239 | 37 | 2 | MDR | 9.6056 | 0.896 | 2073.2 | 193.451 | 0.81 | 0.778 | 7.782 | 0.697 | 1679.53 | 150.524 | 1.503 | 7.782 | 0.697 | 11.6961 | 1.0476 | 0.81 | 0.7781 | 417 | -1 |  |  | 0 |  | 251 | 11 | 5.8285 | 5.8325 | 11 | Wet Ponds | 239 | 30% | 55% | 3.5088 | 0.57616
38 | 2 | 4.1321 | 248 | 38 | 2 | MDR | 8.5662 | 0.781 | 5390.011 | 491.366 | 0.752 | 0.731 | 6.439 | 0.571 | 4051.586 | 359.418 | 4.1321 | 6.439 | 0.571 | 26.6066 | 2.3594 | 0.752 | 0.73147 | 417 | -1 |  |  | 0 |  | 251 | 11 | 5.8285 | 5.8325 | 11 | Wet Ponds | 248 | 30% | 55% | 7.982 | 1.2977
38 | 4 | 0.14761 | 250 | 38 | 4 | IND | 13.0332 | 1.643 | 2693.398 | 339.537 | 0.746 | 0.728 | 9.718 | 1.196 | 2008.316 | 247.156 | 0.14761 | 9.718 | 1.196 | 1.4345 | 0.17655 | 0.746 | 0.72792 | 417 | -1 |  |  | 0 |  | 251 | 11 | 5.8285 | 5.8325 | 11 | Wet Ponds | 250 | 30% | 55% | 0.43035 | 0.097101
38 | 9 | 0.049842 | 254 | 38 | 9 | AGT | 5.3381 | 0.48 | 328.365 | 29.544 | 0.766 | 0.75 | 4.09 | 0.36 | 251.603 | 22.171 | 0.049842 | 4.09 | 0.36 | 0.20385 | 0.017943 | 0.766 | 0.75046 | 417 | -1 |  |  | 0 |  | 251 | 11 | 5.8285 | 5.8325 | 11 | Wet Ponds | 254 | 30% | 55% | 0.061156 | 0.0098686
38 | 2 | 0.25079 | 248 | 38 | 2 | MDR | 8.5662 | 0.781 | 5390.011 | 491.366 | 0.752 | 0.731 | 6.439 | 0.571 | 4051.586 | 359.418 | 0.25079 | 6.439 | 0.571 | 1.6148 | 0.1432 | 0.752 | 0.73147 | 418 | -1 |  |  | 0 |  | 252 | 11 | 0.25062 | 0.25079 | 11 | Wet Ponds | 248 | 30% | 55% | 0.48445 | 0.078761
38 | 2 | 0.034836 | 248 | 38 | 2 | MDR | 8.5662 | 0.781 | 5390.011 | 491.366 | 0.752 | 0.731 | 6.439 | 0.571 | 4051.586 | 359.418 | 0.034836 | 6.439 | 0.571 | 0.22431 | 0.019892 | 0.752 | 0.73147 | 419 | -1 |  |  | 0 |  | 253 | 11 | 0.084947 | 0.085005 | 11 | Wet Ponds | 248 | 30% | 55% | 0.067293 | 0.01094
41 | 2 | 0.050169 | 283 | 41 | 2 | MDR | 11.9201 | 0.582 | 23513.664 | 1147.493 | 0.961 | 0.923 | 11.452 | 0.537 | 22589.972 | 1059.182 | 0.050169 | 10.039 | 0.474 | 0.50365 | 0.02378 | 0.842 | 0.81527 | 419 | -1 |  |  | 0 |  | 253 | 11 | 0.084947 | 0.085005 | 11 | Wet Ponds | 283 | 30% | 55% | 0.15109 | 0.013079
41 | 3 | 0.007694 | 284 | 41 | 3 | HDR | 25.4619 | 1.917 | 15674.111 | 1180.15 | 0.961 | 0.923 | 24.461 | 1.77 | 15057.713 | 1089.811 | 0.007694 | 21.44 | 1.565 | 0.16496 | 0.012041 | 0.842 | 0.81633 | 459 | -1 |  |  | 0 |  | 294 | 11 | 0.0099803 | 0.0099871 | 11 | Wet Ponds | 284 | 30% | 55% | 0.049488 | 0.0066227
41 | 4 | 0.0022931 | 285 | 41 | 4 | IND | 15.0465 | 1.299 | 22984.638 | 1984.314 | 0.961 | 0.924 | 14.457 | 1.2 | 22084.136 | 1832.828 | 0.0022931 | 12.656 | 1.059 | 0.029021 | 0.0024284 | 0.841 | 0.81549 | 459 | -1 |  |  | 0 |  | 294 | 11 | 0.0099803 | 0.0099871 | 11 | Wet Ponds | 285 | 30% | 55% | 0.0087063 | 0.0013356
41 | 4 | 0.82652 | 285 | 41 | 4 | IND | 15.0465 | 1.299 | 22984.638 | 1984.314 | 0.961 | 0.924 | 14.457 | 1.2 | 22084.136 | 1832.828 | 0.82652 | 12.656 | 1.059 | 10.4604 | 0.87528 | 0.841 | 0.81549 | 460 | -1 |  |  | 0 |  | 295 | 11 | 1.0445 | 0.97049 | 11 | Wet Ponds | 285 | 30% | 55% | 3.1381 | 0.48141
41 | 13 | 0.14397 | 293 | 41 | 13 | WET | 1.0484 | 0.041 | 1567.871 | 61.608 | 0.962 | 0.921 | 1.008 | 0.038 | 1507.852 | 56.766 | 0.14397 | 0.888 | 0.034 | 0.12785 | 0.004895 | 0.847 | 0.81976 | 460 | -1 |  |  | 0 |  | 295 | 11 | 1.0445 | 0.97049 | 11 | Wet Ponds | 293 | 30% | 55% | 0.038354 | 0.0026923
41 | 2 | 0.63091 | 283 | 41 | 2 | MDR | 11.9201 | 0.582 | 23513.664 | 1147.493 | 0.961 | 0.923 | 11.452 | 0.537 | 22589.972 | 1059.182 | 0.63091 | 10.039 | 0.474 | 6.3337 | 0.29905 | 0.842 | 0.81527 | 461 | -1 |  |  | 0 |  | 296 | 11 | 2.2518 | 2.2533 | 11 | Wet Ponds | 283 | 30% | 55% | 1.9001 | 0.16448
41 | 4 | 0.42503 | 285 | 41 | 4 | IND | 15.0465 | 1.299 | 22984.638 | 1984.314 | 0.961 | 0.924 | 14.457 | 1.2 | 22084.136 | 1832.828 | 0.42503 | 12.656 | 1.059 | 5.3792 | 0.45011 | 0.841 | 0.81549 | 461 | -1 |  |  | 0 |  | 296 | 11 | 2.2518 | 2.2533 | 11 | Wet Ponds | 285 | 30% | 55% | 1.6138 | 0.24756
41 | 10 | 1.0503 | 290 | 41 | 10 | RAN | 5.062 | 0.211 | 1204.825 | 50.143 | 0.96 | 0.922 | 4.86 | 0.194 | 1156.789 | 46.234 | 1.0503 | 4.268 | 0.172 | 4.4829 | 0.18066 | 0.843 | 0.81592 | 461 | -1 |  |  | 0 |  | 296 | 11 | 2.2518 | 2.2533 | 11 | Wet Ponds | 290 | 30% | 55% | 1.3449 | 0.099363
41 | 11 | 0.14103 | 291 | 41 | 11 | FOR | 3.3637 | 0.139 | 1738.258 | 71.607 | 0.961 | 0.923 | 3.231 | 0.128 | 1669.641 | 66.092 | 0.14103 | 2.844 | 0.114 | 0.4011 | 0.016078 | 0.846 | 0.81972 | 461 | -1 |  |  | 0 |  | 296 | 11 | 2.2518 | 2.2533 | 11 | Wet Ponds | 291 | 30% | 55% | 0.12033 | 0.0088428
41 | 13 | 0.0060048 | 293 | 41 | 13 | WET | 1.0484 | 0.041 | 1567.871 | 61.608 | 0.962 | 0.921 | 1.008 | 0.038 | 1507.852 | 56.766 | 0.0060048 | 0.888 | 0.034 | 0.0053322 | 0.00020416 | 0.847 | 0.81976 | 461 | -1 |  |  | 0 |  | 296 | 11 | 2.2518 | 2.2533 | 11 | Wet Ponds | 293 | 30% | 55% | 0.0015997 | 0.00011229
41 | 4 | 35.0799 | 285 | 41 | 4 | IND | 15.0465 | 1.299 | 22984.638 | 1984.314 | 0.961 | 0.924 | 14.457 | 1.2 | 22084.136 | 1832.828 | 35.0799 | 12.656 | 1.059 | 443.9707 | 37.1496 | 0.841 | 0.81549 | 462 | -1 |  |  | 0 |  | 297 | 11 | 35.2878 | 35.3119 | 11 | Wet Ponds | 285 | 30% | 55% | 133.1912 | 20.4323
41 | 13 | 0.23202 | 293 | 41 | 13 | WET | 1.0484 | 0.041 | 1567.871 | 61.608 | 0.962 | 0.921 | 1.008 | 0.038 | 1507.852 | 56.766 | 0.23202 | 0.888 | 0.034 | 0.20603 | 0.0078885 | 0.847 | 0.81976 | 462 | -1 |  |  | 0 |  | 297 | 11 | 35.2878 | 35.3119 | 11 | Wet Ponds | 293 | 30% | 55% | 0.061809 | 0.0043387
41 | 1 | 0.076715 | 282 | 41 | 1 | LDR | 6.4645 | 0.301 | 7159.582 | 333.43 | 0.961 | 0.923 | 6.211 | 0.278 | 6878.392 | 307.743 | 0.076715 | 5.446 | 0.246 | 0.41779 | 0.018872 | 0.842 | 0.81555 | 463 | -1 |  |  | 0 |  | 298 | 11 | 29.8103 | 29.8307 | 11 | Wet Ponds | 282 | 30% | 55% | 0.12534 | 0.01038
41 | 2 | 29.1672 | 283 | 41 | 2 | MDR | 11.9201 | 0.582 | 23513.664 | 1147.493 | 0.961 | 0.923 | 11.452 | 0.537 | 22589.972 | 1059.182 | 29.1672 | 10.039 | 0.474 | 292.8097 | 13.8253 | 0.842 | 0.81527 | 463 | -1 |  |  | 0 |  | 298 | 11 | 29.8103 | 29.8307 | 11 | Wet Ponds | 283 | 30% | 55% | 87.8429 | 7.6039
41 | 4 | 0.085865 | 285 | 41 | 4 | IND | 15.0465 | 1.299 | 22984.638 | 1984.314 | 0.961 | 0.924 | 14.457 | 1.2 | 22084.136 | 1832.828 | 0.085865 | 12.656 | 1.059 | 1.0867 | 0.090931 | 0.841 | 0.81549 | 463 | -1 |  |  | 0 |  | 298 | 11 | 29.8103 | 29.8307 | 11 | Wet Ponds | 285 | 30% | 55% | 0.32601 | 0.050012
41 | 11 | 0.023912 | 291 | 41 | 11 | FOR | 3.3637 | 0.139 | 1738.258 | 71.607 | 0.961 | 0.923 | 3.231 | 0.128 | 1669.641 | 66.092 | 0.023912 | 2.844 | 0.114 | 0.068005 | 0.0027259 | 0.846 | 0.81972 | 463 | -1 |  |  | 0 |  | 298 | 11 | 29.8103 | 29.8307 | 11 | Wet Ponds | 291 | 30% | 55% | 0.020401 | 0.0014993
41 | 12 | 0.47699 | 292 | 41 | 12 | WAT | 1.0456 | 0.041 | 281.889 | 11.073 | 0.962 | 0.921 | 1.006 | 0.038 | 271.1 | 10.202 | 0.47699 | 0.885 | 0.034 | 0.42214 | 0.016218 | 0.847 | 0.81969 | 463 | -1 |  |  | 0 |  | 298 | 11 | 29.8103 | 29.8307 | 11 | Wet Ponds | 292 | 30% | 55% | 0.12664 | 0.0089198
41 | 1 | 0.066992 | 282 | 41 | 1 | LDR | 6.4645 | 0.301 | 7159.582 | 333.43 | 0.961 | 0.923 | 6.211 | 0.278 | 6878.392 | 307.743 | 0.066992 | 5.446 | 0.246 | 0.36484 | 0.01648 | 0.842 | 0.81555 | 464 | -1 |  |  | 0 |  | 299 | 11 | 8.616 | 8.6218 | 11 | Wet Ponds | 282 | 30% | 55% | 0.10945 | 0.009064
41 | 2 | 8.3575 | 283 | 41 | 2 | MDR | 11.9201 | 0.582 | 23513.664 | 1147.493 | 0.961 | 0.923 | 11.452 | 0.537 | 22589.972 | 1059.182 | 8.3575 | 10.039 | 0.474 | 83.9009 | 3.9615 | 0.842 | 0.81527 | 464 | -1 |  |  | 0 |  | 299 | 11 | 8.616 | 8.6218 | 11 | Wet Ponds | 283 | 30% | 55% | 25.1703 | 2.1788
41 | 11 | 0.0082483 | 291 | 41 | 11 | FOR | 3.3637 | 0.139 | 1738.258 | 71.607 | 0.961 | 0.923 | 3.231 | 0.128 | 1669.641 | 66.092 | 0.0082483 | 2.844 | 0.114 | 0.023458 | 0.00094031 | 0.846 | 0.81972 | 464 | -1 |  |  | 0 |  | 299 | 11 | 8.616 | 8.6218 | 11 | Wet Ponds | 291 | 30% | 55% | 0.0070374 | 0.00051717
41 | 12 | 0.18911 | 292 | 41 | 12 | WAT | 1.0456 | 0.041 | 281.889 | 11.073 | 0.962 | 0.921 | 1.006 | 0.038 | 271.1 | 10.202 | 0.18911 | 0.885 | 0.034 | 0.16736 | 0.0064297 | 0.847 | 0.81969 | 464 | -1 |  |  | 0 |  | 299 | 11 | 8.616 | 8.6218 | 11 | Wet Ponds | 292 | 30% | 55% | 0.050208 | 0.0035363
41 | 2 | 8.1338 | 283 | 41 | 2 | MDR | 11.9201 | 0.582 | 23513.664 | 1147.493 | 0.961 | 0.923 | 11.452 | 0.537 | 22589.972 | 1059.182 | 8.1338 | 10.039 | 0.474 | 81.6549 | 3.8554 | 0.842 | 0.81527 | 465 | -1 |  |  | 0 |  | 300 | 11 | 11.2489 | 11.2566 | 11 | Wet Ponds | 283 | 30% | 55% | 24.4965 | 2.1205
41 | 3 | 0.053965 | 284 | 41 | 3 | HDR | 25.4619 | 1.917 | 15674.111 | 1180.15 | 0.961 | 0.923 | 24.461 | 1.77 | 15057.713 | 1089.811 | 0.053965 | 21.44 | 1.565 | 1.157 | 0.084455 | 0.842 | 0.81633 | 465 | -1 |  |  | 0 |  | 300 | 11 | 11.2489 | 11.2566 | 11 | Wet Ponds | 284 | 30% | 55% | 0.3471 | 0.04645
41 | 13 | 3.0689 | 293 | 41 | 13 | WET | 1.0484 | 0.041 | 1567.871 | 61.608 | 0.962 | 0.921 | 1.008 | 0.038 | 1507.852 | 56.766 | 3.0689 | 0.888 | 0.034 | 2.7252 | 0.10434 | 0.847 | 0.81976 | 465 | -1 |  |  | 0 |  | 300 | 11 | 11.2489 | 11.2566 | 11 | Wet Ponds | 293 | 30% | 55% | 0.81755 | 0.057388
41 | 1 | 0.71945 | 282 | 41 | 1 | LDR | 6.4645 | 0.301 | 7159.582 | 333.43 | 0.961 | 0.923 | 6.211 | 0.278 | 6878.392 | 307.743 | 0.71945 | 5.446 | 0.246 | 3.9181 | 0.17698 | 0.842 | 0.81555 | 466 | -1 |  |  | 0 |  | 301 | 11 | 10.7235 | 10.7308 | 11 | Wet Ponds | 282 | 30% | 55% | 1.1754 | 0.097341
41 | 2 | 8.1604 | 283 | 41 | 2 | MDR | 11.9201 | 0.582 | 23513.664 | 1147.493 | 0.961 | 0.923 | 11.452 | 0.537 | 22589.972 | 1059.182 | 8.1604 | 10.039 | 0.474 | 81.9218 | 3.868 | 0.842 | 0.81527 | 466 | -1 |  |  | 0 |  | 301 | 11 | 10.7235 | 10.7308 | 11 | Wet Ponds | 283 | 30% | 55% | 24.5766 | 2.1274
41 | 8 | 0.23436 | 288 | 41 | 8 | AGR | 16.0936 | 0.836 | 8344.03 | 433.364 | 0.96 | 0.923 | 15.456 | 0.771 | 8013.183 | 399.822 | 0.23436 | 13.575 | 0.683 | 3.1815 | 0.16007 | 0.844 | 0.81685 | 466 | -1 |  |  | 0 |  | 301 | 11 | 10.7235 | 10.7308 | 11 | Wet Ponds | 288 | 30% | 55% | 0.95445 | 0.088039
41 | 13 | 1.6166 | 293 | 41 | 13 | WET | 1.0484 | 0.041 | 1567.871 | 61.608 | 0.962 | 0.921 | 1.008 | 0.038 | 1507.852 | 56.766 | 1.6166 | 0.888 | 0.034 | 1.4356 | 0.054966 | 0.847 | 0.81976 | 466 | -1 |  |  | 0 |  | 301 | 11 | 10.7235 | 10.7308 | 11 | Wet Ponds | 293 | 30% | 55% | 0.43067 | 0.030231
41 | 3 | 5.076 | 284 | 41 | 3 | HDR | 25.4619 | 1.917 | 15674.111 | 1180.15 | 0.961 | 0.923 | 24.461 | 1.77 | 15057.713 | 1089.811 | 5.076 | 21.44 | 1.565 | 108.8284 | 7.9439 | 0.842 | 0.81633 | 467 | -1 |  |  | 0 |  | 302 | 11 | 5.0725 | 5.076 | 11 | Wet Ponds | 284 | 30% | 55% | 32.6485 | 4.3691
41 | 3 | 4.2092 | 284 | 41 | 3 | HDR | 25.4619 | 1.917 | 15674.111 | 1180.15 | 0.961 | 0.923 | 24.461 | 1.77 | 15057.713 | 1089.811 | 4.2092 | 21.44 | 1.565 | 90.2448 | 6.5874 | 0.842 | 0.81633 | 468 | -1 |  |  | 0 |  | 303 | 11 | 4.2063 | 4.2092 | 11 | Wet Ponds | 284 | 30% | 55% | 27.0734 | 3.6231
38 | 1 | 0.00057286 | 247 | 38 | 1 | LDR | 4.4646 | 0.394 | 219.902 | 19.412 | 0.753 | 0.733 | 3.362 | 0.289 | 165.572 | 14.232 | 0.00057286 | 3.362 | 0.289 | 0.0019259 | 0.00016556 | 0.753 | 0.73313 | 469 | -1 |  |  | 0 |  | 304 | 11 | 0.0051405 | 0.005144 | 11 | Wet Ponds | 247 | 30% | 55% | 0.00057778 | 9.1056e-05
38 | 2 | 0.0045711 | 248 | 38 | 2 | MDR | 8.5662 | 0.781 | 5390.011 | 491.366 | 0.752 | 0.731 | 6.439 | 0.571 | 4051.586 | 359.418 | 0.0045711 | 6.439 | 0.571 | 0.029434 | 0.0026101 | 0.752 | 0.73147 | 469 | -1 |  |  | 0 |  | 304 | 11 | 0.0051405 | 0.005144 | 11 | Wet Ponds | 248 | 30% | 55% | 0.0088301 | 0.0014356
38 | 1 | 0.0065885 | 247 | 38 | 1 | LDR | 4.4646 | 0.394 | 219.902 | 19.412 | 0.753 | 0.733 | 3.362 | 0.289 | 165.572 | 14.232 | 0.0065885 | 3.362 | 0.289 | 0.022151 | 0.0019041 | 0.753 | 0.73313 | 470 | -1 |  |  | 0 |  | 305 | 11 | 3.5723 | 3.5747 | 11 | Wet Ponds | 247 | 30% | 55% | 0.0066452 | 0.0010472
38 | 4 | 3.2838 | 250 | 38 | 4 | IND | 13.0332 | 1.643 | 2693.398 | 339.537 | 0.746 | 0.728 | 9.718 | 1.196 | 2008.316 | 247.156 | 3.2838 | 9.718 | 1.196 | 31.9121 | 3.9274 | 0.746 | 0.72792 | 470 | -1 |  |  | 0 |  | 305 | 11 | 3.5723 | 3.5747 | 11 | Wet Ponds | 250 | 30% | 55% | 9.5736 | 2.1601
41 | 4 | 0.28429 | 285 | 41 | 4 | IND | 15.0465 | 1.299 | 22984.638 | 1984.314 | 0.961 | 0.924 | 14.457 | 1.2 | 22084.136 | 1832.828 | 0.28429 | 12.656 | 1.059 | 3.598 | 0.30107 | 0.841 | 0.81549 | 470 | -1 |  |  | 0 |  | 305 | 11 | 3.5723 | 3.5747 | 11 | Wet Ponds | 285 | 30% | 55% | 1.0794 | 0.16559
38 | 4 | 1.7587 | 250 | 38 | 4 | IND | 13.0332 | 1.643 | 2693.398 | 339.537 | 0.746 | 0.728 | 9.718 | 1.196 | 2008.316 | 247.156 | 1.7587 | 9.718 | 1.196 | 17.0908 | 2.1034 | 0.746 | 0.72792 | 471 | -1 |  |  | 0 |  | 306 | 11 | 8.5881 | 8.5939 | 11 | Wet Ponds | 250 | 30% | 55% | 5.1272 | 1.1569
41 | 3 | 0.0031759 | 284 | 41 | 3 | HDR | 25.4619 | 1.917 | 15674.111 | 1180.15 | 0.961 | 0.923 | 24.461 | 1.77 | 15057.713 | 1089.811 | 0.0031759 | 21.44 | 1.565 | 0.068091 | 0.0049703 | 0.842 | 0.81633 | 471 | -1 |  |  | 0 |  | 306 | 11 | 8.5881 | 8.5939 | 11 | Wet Ponds | 284 | 30% | 55% | 0.020427 | 0.0027336
41 | 4 | 6.537 | 285 | 41 | 4 | IND | 15.0465 | 1.299 | 22984.638 | 1984.314 | 0.961 | 0.924 | 14.457 | 1.2 | 22084.136 | 1832.828 | 6.537 | 12.656 | 1.059 | 82.7319 | 6.9227 | 0.841 | 0.81549 | 471 | -1 |  |  | 0 |  | 306 | 11 | 8.5881 | 8.5939 | 11 | Wet Ponds | 285 | 30% | 55% | 24.8196 | 3.8075
41 | 12 | 0.29512 | 292 | 41 | 12 | WAT | 1.0456 | 0.041 | 281.889 | 11.073 | 0.962 | 0.921 | 1.006 | 0.038 | 271.1 | 10.202 | 0.29512 | 0.885 | 0.034 | 0.26118 | 0.010034 | 0.847 | 0.81969 | 471 | -1 |  |  | 0 |  | 306 | 11 | 8.5881 | 8.5939 | 11 | Wet Ponds | 292 | 30% | 55% | 0.078353 | 0.0055187
41 | 4 | 11.4774 | 285 | 41 | 4 | IND | 15.0465 | 1.299 | 22984.638 | 1984.314 | 0.961 | 0.924 | 14.457 | 1.2 | 22084.136 | 1832.828 | 11.4774 | 12.656 | 1.059 | 145.2586 | 12.1546 | 0.841 | 0.81549 | 472 | -1 |  |  | 0 |  | 307 | 11 | 15.8684 | 14.9285 | 11 | Wet Ponds | 285 | 30% | 55% | 43.5776 | 6.685
41 | 11 | 0.43727 | 291 | 41 | 11 | FOR | 3.3637 | 0.139 | 1738.258 | 71.607 | 0.961 | 0.923 | 3.231 | 0.128 | 1669.641 | 66.092 | 0.43727 | 2.844 | 0.114 | 1.2436 | 0.049848 | 0.846 | 0.81972 | 472 | -1 |  |  | 0 |  | 307 | 11 | 15.8684 | 14.9285 | 11 | Wet Ponds | 291 | 30% | 55% | 0.37308 | 0.027417
41 | 12 | 2.25 | 292 | 41 | 12 | WAT | 1.0456 | 0.041 | 281.889 | 11.073 | 0.962 | 0.921 | 1.006 | 0.038 | 271.1 | 10.202 | 2.25 | 0.885 | 0.034 | 1.9913 | 0.076501 | 0.847 | 0.81969 | 472 | -1 |  |  | 0 |  | 307 | 11 | 15.8684 | 14.9285 | 11 | Wet Ponds | 292 | 30% | 55% | 0.59738 | 0.042075
41 | 13 | 0.76373 | 293 | 41 | 13 | WET | 1.0484 | 0.041 | 1567.871 | 61.608 | 0.962 | 0.921 | 1.008 | 0.038 | 1507.852 | 56.766 | 0.76373 | 0.888 | 0.034 | 0.67819 | 0.025967 | 0.847 | 0.81976 | 472 | -1 |  |  | 0 |  | 307 | 11 | 15.8684 | 14.9285 | 11 | Wet Ponds | 293 | 30% | 55% | 0.20346 | 0.014282
41 | 2 | 2.1776 | 283 | 41 | 2 | MDR | 11.9201 | 0.582 | 23513.664 | 1147.493 | 0.961 | 0.923 | 11.452 | 0.537 | 22589.972 | 1059.182 | 2.1776 | 10.039 | 0.474 | 21.8613 | 1.0322 | 0.842 | 0.81527 | 473 | -1 |  |  | 0 |  | 308 | 11 | 2.2327 | 2.2343 | 11 | Wet Ponds | 283 | 30% | 55% | 6.5584 | 0.56771
41 | 11 | 0.056639 | 291 | 41 | 11 | FOR | 3.3637 | 0.139 | 1738.258 | 71.607 | 0.961 | 0.923 | 3.231 | 0.128 | 1669.641 | 66.092 | 0.056639 | 2.844 | 0.114 | 0.16108 | 0.0064568 | 0.846 | 0.81972 | 473 | -1 |  |  | 0 |  | 308 | 11 | 2.2327 | 2.2343 | 11 | Wet Ponds | 291 | 30% | 55% | 0.048324 | 0.0035512
41 | 4 | 1.5586 | 285 | 41 | 4 | IND | 15.0465 | 1.299 | 22984.638 | 1984.314 | 0.961 | 0.924 | 14.457 | 1.2 | 22084.136 | 1832.828 | 1.5586 | 12.656 | 1.059 | 19.726 | 1.6506 | 0.841 | 0.81549 | 474 | -1 |  |  | 0 |  | 309 | 11 | 1.9827 | 1.5586 | 11 | Wet Ponds | 285 | 30% | 55% | 5.9178 | 0.90782
41 | 1 | 0.2494 | 282 | 41 | 1 | LDR | 6.4645 | 0.301 | 7159.582 | 333.43 | 0.961 | 0.923 | 6.211 | 0.278 | 6878.392 | 307.743 | 0.2494 | 5.446 | 0.246 | 1.3582 | 0.061352 | 0.842 | 0.81555 | 475 | -1 |  |  | 0 |  | 310 | 11 | 13.74 | 12.9148 | 11 | Wet Ponds | 282 | 30% | 55% | 0.40746 | 0.033743
41 | 4 | 11.8394 | 285 | 41 | 4 | IND | 15.0465 | 1.299 | 22984.638 | 1984.314 | 0.961 | 0.924 | 14.457 | 1.2 | 22084.136 | 1832.828 | 11.8394 | 12.656 | 1.059 | 149.839 | 12.5379 | 0.841 | 0.81549 | 475 | -1 |  |  | 0 |  | 310 | 11 | 13.74 | 12.9148 | 11 | Wet Ponds | 285 | 30% | 55% | 44.9517 | 6.8958
41 | 12 | 0.4714 | 292 | 41 | 12 | WAT | 1.0456 | 0.041 | 281.889 | 11.073 | 0.962 | 0.921 | 1.006 | 0.038 | 271.1 | 10.202 | 0.4714 | 0.885 | 0.034 | 0.41719 | 0.016028 | 0.847 | 0.81969 | 475 | -1 |  |  | 0 |  | 310 | 11 | 13.74 | 12.9148 | 11 | Wet Ponds | 292 | 30% | 55% | 0.12516 | 0.0088151
41 | 13 | 0.35462 | 293 | 41 | 13 | WET | 1.0484 | 0.041 | 1567.871 | 61.608 | 0.962 | 0.921 | 1.008 | 0.038 | 1507.852 | 56.766 | 0.35462 | 0.888 | 0.034 | 0.3149 | 0.012057 | 0.847 | 0.81976 | 475 | -1 |  |  | 0 |  | 310 | 11 | 13.74 | 12.9148 | 11 | Wet Ponds | 293 | 30% | 55% | 0.094469 | 0.0066313
41 | 1 | 0.054489 | 282 | 41 | 1 | LDR | 6.4645 | 0.301 | 7159.582 | 333.43 | 0.961 | 0.923 | 6.211 | 0.278 | 6878.392 | 307.743 | 0.054489 | 5.446 | 0.246 | 0.29675 | 0.013404 | 0.842 | 0.81555 | 476 | -1 |  |  | 0 |  | 311 | 11 | 1.0525 | 1.0005 | 11 | Wet Ponds | 282 | 30% | 55% | 0.089024 | 0.0073723
41 | 4 | 0.94596 | 285 | 41 | 4 | IND | 15.0465 | 1.299 | 22984.638 | 1984.314 | 0.961 | 0.924 | 14.457 | 1.2 | 22084.136 | 1832.828 | 0.94596 | 12.656 | 1.059 | 11.9721 | 1.0018 | 0.841 | 0.81549 | 476 | -1 |  |  | 0 |  | 311 | 11 | 1.0525 | 1.0005 | 11 | Wet Ponds | 285 | 30% | 55% | 3.5916 | 0.55098
41 | 4 | 1.4055 | 285 | 41 | 4 | IND | 15.0465 | 1.299 | 22984.638 | 1984.314 | 0.961 | 0.924 | 14.457 | 1.2 | 22084.136 | 1832.828 | 1.4055 | 12.656 | 1.059 | 17.7884 | 1.4885 | 0.841 | 0.81549 | 477 | -1 |  |  | 0 |  | 312 | 11 | 1.9191 | 1.4055 | 11 | Wet Ponds | 285 | 30% | 55% | 5.3365 | 0.81865
41 | 2 | 0.018102 | 283 | 41 | 2 | MDR | 11.9201 | 0.582 | 23513.664 | 1147.493 | 0.961 | 0.923 | 11.452 | 0.537 | 22589.972 | 1059.182 | 0.018102 | 10.039 | 0.474 | 0.18173 | 0.0085806 | 0.842 | 0.81527 | 478 | -1 |  |  | 0 |  | 313 | 11 | 3.4074 | 3.4098 | 11 | Wet Ponds | 283 | 30% | 55% | 0.054519 | 0.0047193
41 | 4 | 3.3335 | 285 | 41 | 4 | IND | 15.0465 | 1.299 | 22984.638 | 1984.314 | 0.961 | 0.924 | 14.457 | 1.2 | 22084.136 | 1832.828 | 3.3335 | 12.656 | 1.059 | 42.1894 | 3.5302 | 0.841 | 0.81549 | 478 | -1 |  |  | 0 |  | 313 | 11 | 3.4074 | 3.4098 | 11 | Wet Ponds | 285 | 30% | 55% | 12.6568 | 1.9416
41 | 13 | 0.058121 | 293 | 41 | 13 | WET | 1.0484 | 0.041 | 1567.871 | 61.608 | 0.962 | 0.921 | 1.008 | 0.038 | 1507.852 | 56.766 | 0.058121 | 0.888 | 0.034 | 0.051612 | 0.0019761 | 0.847 | 0.81976 | 478 | -1 |  |  | 0 |  | 313 | 11 | 3.4074 | 3.4098 | 11 | Wet Ponds | 293 | 30% | 55% | 0.015484 | 0.0010869
41 | 2 | 0.32604 | 283 | 41 | 2 | MDR | 11.9201 | 0.582 | 23513.664 | 1147.493 | 0.961 | 0.923 | 11.452 | 0.537 | 22589.972 | 1059.182 | 0.32604 | 10.039 | 0.474 | 3.2731 | 0.15454 | 0.842 | 0.81527 | 479 | -1 |  |  | 0 |  | 314 | 11 | 0.70535 | 0.70583 | 11 | Wet Ponds | 283 | 30% | 55% | 0.98194 | 0.084999
41 | 13 | 0.37979 | 293 | 41 | 13 | WET | 1.0484 | 0.041 | 1567.871 | 61.608 | 0.962 | 0.921 | 1.008 | 0.038 | 1507.852 | 56.766 | 0.37979 | 0.888 | 0.034 | 0.33725 | 0.012913 | 0.847 | 0.81976 | 479 | -1 |  |  | 0 |  | 314 | 11 | 0.70535 | 0.70583 | 11 | Wet Ponds | 293 | 30% | 55% | 0.10118 | 0.0071021
41 | 2 | 1.3642 | 283 | 41 | 2 | MDR | 11.9201 | 0.582 | 23513.664 | 1147.493 | 0.961 | 0.923 | 11.452 | 0.537 | 22589.972 | 1059.182 | 1.3642 | 10.039 | 0.474 | 13.6956 | 0.64665 | 0.842 | 0.81527 | 480 | -1 |  |  | 0 |  | 315 | 11 | 1.3633 | 1.3642 | 11 | Wet Ponds | 283 | 30% | 55% | 4.1087 | 0.35566
41 | 2 | 0.0051029 | 283 | 41 | 2 | MDR | 11.9201 | 0.582 | 23513.664 | 1147.493 | 0.961 | 0.923 | 11.452 | 0.537 | 22589.972 | 1059.182 | 0.0051029 | 10.039 | 0.474 | 0.051228 | 0.0024188 | 0.842 | 0.81527 | 481 | -1 |  |  | 0 |  | 316 | 11 | 16.2705 | 13.5394 | 11 | Wet Ponds | 283 | 30% | 55% | 0.015368 | 0.0013303
41 | 3 | 9.9734 | 284 | 41 | 3 | HDR | 25.4619 | 1.917 | 15674.111 | 1180.15 | 0.961 | 0.923 | 24.461 | 1.77 | 15057.713 | 1089.811 | 9.9734 | 21.44 | 1.565 | 213.8295 | 15.6084 | 0.842 | 0.81633 | 481 | -1 |  |  | 0 |  | 316 | 11 | 16.2705 | 13.5394 | 11 | Wet Ponds | 284 | 30% | 55% | 64.1489 | 8.5846
41 | 4 | 3.0285 | 285 | 41 | 4 | IND | 15.0465 | 1.299 | 22984.638 | 1984.314 | 0.961 | 0.924 | 14.457 | 1.2 | 22084.136 | 1832.828 | 3.0285 | 12.656 | 1.059 | 38.3284 | 3.2072 | 0.841 | 0.81549 | 481 | -1 |  |  | 0 |  | 316 | 11 | 16.2705 | 13.5394 | 11 | Wet Ponds | 285 | 30% | 55% | 11.4985 | 1.7639
41 | 13 | 0.53238 | 293 | 41 | 13 | WET | 1.0484 | 0.041 | 1567.871 | 61.608 | 0.962 | 0.921 | 1.008 | 0.038 | 1507.852 | 56.766 | 0.53238 | 0.888 | 0.034 | 0.47275 | 0.018101 | 0.847 | 0.81976 | 481 | -1 |  |  | 0 |  | 316 | 11 | 16.2705 | 13.5394 | 11 | Wet Ponds | 293 | 30% | 55% | 0.14183 | 0.0099555
41 | 4 | 0.23036 | 285 | 41 | 4 | IND | 15.0465 | 1.299 | 22984.638 | 1984.314 | 0.961 | 0.924 | 14.457 | 1.2 | 22084.136 | 1832.828 | 0.23036 | 12.656 | 1.059 | 2.9154 | 0.24395 | 0.841 | 0.81549 | 482 | -1 |  |  | 0 |  | 317 | 11 | 7.0236 | 0.30384 | 11 | Wet Ponds | 285 | 30% | 55% | 0.87461 | 0.13417
41 | 11 | 0.073487 | 291 | 41 | 11 | FOR | 3.3637 | 0.139 | 1738.258 | 71.607 | 0.961 | 0.923 | 3.231 | 0.128 | 1669.641 | 66.092 | 0.073487 | 2.844 | 0.114 | 0.209 | 0.0083775 | 0.846 | 0.81972 | 482 | -1 |  |  | 0 |  | 317 | 11 | 7.0236 | 0.30384 | 11 | Wet Ponds | 291 | 30% | 55% | 0.062699 | 0.0046076
41 | 13 | 0.029999 | 293 | 41 | 13 | WET | 1.0484 | 0.041 | 1567.871 | 61.608 | 0.962 | 0.921 | 1.008 | 0.038 | 1507.852 | 56.766 | 0.029999 | 0.888 | 0.034 | 0.026639 | 0.00102 | 0.847 | 0.81976 | 483 | -1 |  |  | 0 |  | 318 | 11 | 0.029978 | 0.029999 | 11 | Wet Ponds | 293 | 30% | 55% | 0.0079917 | 0.00056098
38 | 1 | 0.15035 | 247 | 38 | 1 | LDR | 4.4646 | 0.394 | 219.902 | 19.412 | 0.753 | 0.733 | 3.362 | 0.289 | 165.572 | 14.232 | 0.15035 | 3.362 | 0.289 | 0.50546 | 0.04345 | 0.753 | 0.73313 | 484 | -1 |  |  | 0 |  | 319 | 11 | 3.3814 | 3.3837 | 11 | Wet Ponds | 247 | 30% | 55% | 0.15164 | 0.023898
38 | 2 | 0.36584 | 248 | 38 | 2 | MDR | 8.5662 | 0.781 | 5390.011 | 491.366 | 0.752 | 0.731 | 6.439 | 0.571 | 4051.586 | 359.418 | 0.36584 | 6.439 | 0.571 | 2.3557 | 0.2089 | 0.752 | 0.73147 | 484 | -1 |  |  | 0 |  | 319 | 11 | 3.3814 | 3.3837 | 11 | Wet Ponds | 248 | 30% | 55% | 0.7067 | 0.11489
41 | 1 | 0.61805 | 282 | 41 | 1 | LDR | 6.4645 | 0.301 | 7159.582 | 333.43 | 0.961 | 0.923 | 6.211 | 0.278 | 6878.392 | 307.743 | 0.61805 | 5.446 | 0.246 | 3.3659 | 0.15204 | 0.842 | 0.81555 | 484 | -1 |  |  | 0 |  | 319 | 11 | 3.3814 | 3.3837 | 11 | Wet Ponds | 282 | 30% | 55% | 1.0098 | 0.083622
41 | 2 | 2.2495 | 283 | 41 | 2 | MDR | 11.9201 | 0.582 | 23513.664 | 1147.493 | 0.961 | 0.923 | 11.452 | 0.537 | 22589.972 | 1059.182 | 2.2495 | 10.039 | 0.474 | 22.5824 | 1.0662 | 0.842 | 0.81527 | 484 | -1 |  |  | 0 |  | 319 | 11 | 3.3814 | 3.3837 | 11 | Wet Ponds | 283 | 30% | 55% | 6.7747 | 0.58644
41 | 4 | 14.9636 | 285 | 41 | 4 | IND | 15.0465 | 1.299 | 22984.638 | 1984.314 | 0.961 | 0.924 | 14.457 | 1.2 | 22084.136 | 1832.828 | 14.9636 | 12.656 | 1.059 | 189.379 | 15.8464 | 0.841 | 0.81549 | 485 | -1 |  |  | 0 |  | 320 | 11 | 43.7713 | 43.8012 | 11 | Wet Ponds | 285 | 30% | 55% | 56.8137 | 8.7155
41 | 10 | 11.4028 | 290 | 41 | 10 | RAN | 5.062 | 0.211 | 1204.825 | 50.143 | 0.96 | 0.922 | 4.86 | 0.194 | 1156.789 | 46.234 | 11.4028 | 4.268 | 0.172 | 48.667 | 1.9613 | 0.843 | 0.81592 | 485 | -1 |  |  | 0 |  | 320 | 11 | 43.7713 | 43.8012 | 11 | Wet Ponds | 290 | 30% | 55% | 14.6001 | 1.0787
41 | 12 | 0.26282 | 292 | 41 | 12 | WAT | 1.0456 | 0.041 | 281.889 | 11.073 | 0.962 | 0.921 | 1.006 | 0.038 | 271.1 | 10.202 | 0.26282 | 0.885 | 0.034 | 0.2326 | 0.008936 | 0.847 | 0.81969 | 485 | -1 |  |  | 0 |  | 320 | 11 | 43.7713 | 43.8012 | 11 | Wet Ponds | 292 | 30% | 55% | 0.06978 | 0.0049148
41 | 13 | 17.1721 | 293 | 41 | 13 | WET | 1.0484 | 0.041 | 1567.871 | 61.608 | 0.962 | 0.921 | 1.008 | 0.038 | 1507.852 | 56.766 | 17.1721 | 0.888 | 0.034 | 15.2488 | 0.58385 | 0.847 | 0.81976 | 485 | -1 |  |  | 0 |  | 320 | 11 | 43.7713 | 43.8012 | 11 | Wet Ponds | 293 | 30% | 55% | 4.5746 | 0.32112
41 | 2 | 0.0078584 | 283 | 41 | 2 | MDR | 11.9201 | 0.582 | 23513.664 | 1147.493 | 0.961 | 0.923 | 11.452 | 0.537 | 22589.972 | 1059.182 | 0.0078584 | 10.039 | 0.474 | 0.07889 | 0.0037249 | 0.842 | 0.81527 | 486 | -1 |  |  | 0 |  | 321 | 11 | 0.007853 | 0.0078584 | 11 | Wet Ponds | 283 | 30% | 55% | 0.023667 | 0.0020487
38 | 2 | 0.0015173 | 248 | 38 | 2 | MDR | 8.5662 | 0.781 | 5390.011 | 491.366 | 0.752 | 0.731 | 6.439 | 0.571 | 4051.586 | 359.418 | 0.0015173 | 6.439 | 0.571 | 0.0097699 | 0.00086638 | 0.752 | 0.73147 | 487 | -1 |  |  | 0 |  | 322 | 11 | 0.0015163 | 0.0015173 | 11 | Wet Ponds | 248 | 30% | 55% | 0.002931 | 0.00047651
41 | 3 | 0.13071 | 284 | 41 | 3 | HDR | 25.4619 | 1.917 | 15674.111 | 1180.15 | 0.961 | 0.923 | 24.461 | 1.77 | 15057.713 | 1089.811 | 0.13071 | 21.44 | 1.565 | 2.8024 | 0.20456 | 0.842 | 0.81633 | 488 | -1 |  |  | 0 |  | 323 | 11 | 0.13062 | 0.13071 | 11 | Wet Ponds | 284 | 30% | 55% | 0.84072 | 0.11251
41 | 3 | 0.011462 | 284 | 41 | 3 | HDR | 25.4619 | 1.917 | 15674.111 | 1180.15 | 0.961 | 0.923 | 24.461 | 1.77 | 15057.713 | 1089.811 | 0.011462 | 21.44 | 1.565 | 0.24574 | 0.017938 | 0.842 | 0.81633 | 489 | -1 |  |  | 0 |  | 324 | 11 | 2.0863 | 1.6895 | 11 | Wet Ponds | 284 | 30% | 55% | 0.073722 | 0.0098657
41 | 4 | 1.678 | 285 | 41 | 4 | IND | 15.0465 | 1.299 | 22984.638 | 1984.314 | 0.961 | 0.924 | 14.457 | 1.2 | 22084.136 | 1832.828 | 1.678 | 12.656 | 1.059 | 21.2367 | 1.777 | 0.841 | 0.81549 | 489 | -1 |  |  | 0 |  | 324 | 11 | 2.0863 | 1.6895 | 11 | Wet Ponds | 285 | 30% | 55% | 6.371 | 0.97735
41 | 4 | 5.01 | 285 | 41 | 4 | IND | 15.0465 | 1.299 | 22984.638 | 1984.314 | 0.961 | 0.924 | 14.457 | 1.2 | 22084.136 | 1832.828 | 5.01 | 12.656 | 1.059 | 63.4061 | 5.3056 | 0.841 | 0.81549 | 490 | -1 |  |  | 0 |  | 325 | 11 | 6.3758 | 6.2672 | 11 | Wet Ponds | 285 | 30% | 55% | 19.0218 | 2.9181
41 | 11 | 0.067899 | 291 | 41 | 11 | FOR | 3.3637 | 0.139 | 1738.258 | 71.607 | 0.961 | 0.923 | 3.231 | 0.128 | 1669.641 | 66.092 | 0.067899 | 2.844 | 0.114 | 0.19311 | 0.0077405 | 0.846 | 0.81972 | 490 | -1 |  |  | 0 |  | 325 | 11 | 6.3758 | 6.2672 | 11 | Wet Ponds | 291 | 30% | 55% | 0.057932 | 0.0042573
41 | 12 | 0.37339 | 292 | 41 | 12 | WAT | 1.0456 | 0.041 | 281.889 | 11.073 | 0.962 | 0.921 | 1.006 | 0.038 | 271.1 | 10.202 | 0.37339 | 0.885 | 0.034 | 0.33045 | 0.012695 | 0.847 | 0.81969 | 490 | -1 |  |  | 0 |  | 325 | 11 | 6.3758 | 6.2672 | 11 | Wet Ponds | 292 | 30% | 55% | 0.099134 | 0.0069823
41 | 13 | 0.81594 | 293 | 41 | 13 | WET | 1.0484 | 0.041 | 1567.871 | 61.608 | 0.962 | 0.921 | 1.008 | 0.038 | 1507.852 | 56.766 | 0.81594 | 0.888 | 0.034 | 0.72456 | 0.027742 | 0.847 | 0.81976 | 490 | -1 |  |  | 0 |  | 325 | 11 | 6.3758 | 6.2672 | 11 | Wet Ponds | 293 | 30% | 55% | 0.21737 | 0.015258
41 | 4 | 0.88971 | 285 | 41 | 4 | IND | 15.0465 | 1.299 | 22984.638 | 1984.314 | 0.961 | 0.924 | 14.457 | 1.2 | 22084.136 | 1832.828 | 0.88971 | 12.656 | 1.059 | 11.2601 | 0.9422 | 0.841 | 0.81549 | 491 | -1 |  |  | 0 |  | 326 | 11 | 0.94869 | 0.88971 | 11 | Wet Ponds | 285 | 30% | 55% | 3.378 | 0.51821
38 | 1 | 0.00058772 | 247 | 38 | 1 | LDR | 4.4646 | 0.394 | 219.902 | 19.412 | 0.753 | 0.733 | 3.362 | 0.289 | 165.572 | 14.232 | 0.00058772 | 3.362 | 0.289 | 0.0019759 | 0.00016985 | 0.753 | 0.73313 | 492 | -1 |  |  | 0 |  | 327 | 11 | 0.45934 | 0.45966 | 11 | Wet Ponds | 247 | 30% | 55% | 0.00059277 | 9.3417e-05
38 | 2 | 0.14145 | 248 | 38 | 2 | MDR | 8.5662 | 0.781 | 5390.011 | 491.366 | 0.752 | 0.731 | 6.439 | 0.571 | 4051.586 | 359.418 | 0.14145 | 6.439 | 0.571 | 0.91078 | 0.080766 | 0.752 | 0.73147 | 492 | -1 |  |  | 0 |  | 327 | 11 | 0.45934 | 0.45966 | 11 | Wet Ponds | 248 | 30% | 55% | 0.27323 | 0.044421
38 | 4 | 0.31762 | 250 | 38 | 4 | IND | 13.0332 | 1.643 | 2693.398 | 339.537 | 0.746 | 0.728 | 9.718 | 1.196 | 2008.316 | 247.156 | 0.31762 | 9.718 | 1.196 | 3.0866 | 0.37988 | 0.746 | 0.72792 | 492 | -1 |  |  | 0 |  | 327 | 11 | 0.45934 | 0.45966 | 11 | Wet Ponds | 250 | 30% | 55% | 0.92599 | 0.20893
38 | 2 | 7.2343 | 248 | 38 | 2 | MDR | 8.5662 | 0.781 | 5390.011 | 491.366 | 0.752 | 0.731 | 6.439 | 0.571 | 4051.586 | 359.418 | 7.2343 | 6.439 | 0.571 | 46.5819 | 4.1308 | 0.752 | 0.73147 | 493 | -1 |  |  | 0 |  | 328 | 11 | 17.3118 | 17.3236 | 11 | Wet Ponds | 248 | 30% | 55% | 13.9746 | 2.2719
38 | 4 | 0.65323 | 250 | 38 | 4 | IND | 13.0332 | 1.643 | 2693.398 | 339.537 | 0.746 | 0.728 | 9.718 | 1.196 | 2008.316 | 247.156 | 0.65323 | 9.718 | 1.196 | 6.3481 | 0.78127 | 0.746 | 0.72792 | 493 | -1 |  |  | 0 |  | 328 | 11 | 17.3118 | 17.3236 | 11 | Wet Ponds | 250 | 30% | 55% | 1.9044 | 0.4297
38 | 13 | 0.42508 | 258 | 38 | 13 | WET | 6.7199 | 0.666 | 2399.981 | 237.942 | 0.759 | 0.75 | 5.104 | 0.5 | 1822.705 | 178.541 | 0.42508 | 5.104 | 0.5 | 2.1696 | 0.21254 | 0.759 | 0.75035 | 493 | -1 |  |  | 0 |  | 328 | 11 | 17.3118 | 17.3236 | 11 | Wet Ponds | 258 | 30% | 55% | 0.65089 | 0.1169
41 | 2 | 3.2893 | 283 | 41 | 2 | MDR | 11.9201 | 0.582 | 23513.664 | 1147.493 | 0.961 | 0.923 | 11.452 | 0.537 | 22589.972 | 1059.182 | 3.2893 | 10.039 | 0.474 | 33.0212 | 1.5591 | 0.842 | 0.81527 | 493 | -1 |  |  | 0 |  | 328 | 11 | 17.3118 | 17.3236 | 11 | Wet Ponds | 283 | 30% | 55% | 9.9064 | 0.85752
41 | 4 | 4.9436 | 285 | 41 | 4 | IND | 15.0465 | 1.299 | 22984.638 | 1984.314 | 0.961 | 0.924 | 14.457 | 1.2 | 22084.136 | 1832.828 | 4.9436 | 12.656 | 1.059 | 62.5656 | 5.2352 | 0.841 | 0.81549 | 493 | -1 |  |  | 0 |  | 328 | 11 | 17.3118 | 17.3236 | 11 | Wet Ponds | 285 | 30% | 55% | 18.7697 | 2.8794
41 | 11 | 2.8939e-05 | 291 | 41 | 11 | FOR | 3.3637 | 0.139 | 1738.258 | 71.607 | 0.961 | 0.923 | 3.231 | 0.128 | 1669.641 | 66.092 | 2.8939e-05 | 2.844 | 0.114 | 8.2302e-05 | 3.299e-06 | 0.846 | 0.81972 | 493 | -1 |  |  | 0 |  | 328 | 11 | 17.3118 | 17.3236 | 11 | Wet Ponds | 291 | 30% | 55% | 2.4691e-05 | 1.8145e-06
41 | 12 | 0.7781 | 292 | 41 | 12 | WAT | 1.0456 | 0.041 | 281.889 | 11.073 | 0.962 | 0.921 | 1.006 | 0.038 | 271.1 | 10.202 | 0.7781 | 0.885 | 0.034 | 0.68862 | 0.026456 | 0.847 | 0.81969 | 493 | -1 |  |  | 0 |  | 328 | 11 | 17.3118 | 17.3236 | 11 | Wet Ponds | 292 | 30% | 55% | 0.20659 | 0.014551
38 | 1 | 0.20147 | 247 | 38 | 1 | LDR | 4.4646 | 0.394 | 219.902 | 19.412 | 0.753 | 0.733 | 3.362 | 0.289 | 165.572 | 14.232 | 0.20147 | 3.362 | 0.289 | 0.67735 | 0.058226 | 0.753 | 0.73313 | 494 | -1 |  |  | 0 |  | 329 | 11 | 18.2682 | 18.2806 | 11 | Wet Ponds | 247 | 30% | 55% | 0.20321 | 0.032024
38 | 2 | 0.0024245 | 248 | 38 | 2 | MDR | 8.5662 | 0.781 | 5390.011 | 491.366 | 0.752 | 0.731 | 6.439 | 0.571 | 4051.586 | 359.418 | 0.0024245 | 6.439 | 0.571 | 0.015611 | 0.0013844 | 0.752 | 0.73147 | 494 | -1 |  |  | 0 |  | 329 | 11 | 18.2682 | 18.2806 | 11 | Wet Ponds | 248 | 30% | 55% | 0.0046834 | 0.00076141
38 | 4 | 0.91628 | 250 | 38 | 4 | IND | 13.0332 | 1.643 | 2693.398 | 339.537 | 0.746 | 0.728 | 9.718 | 1.196 | 2008.316 | 247.156 | 0.91628 | 9.718 | 1.196 | 8.9044 | 1.0959 | 0.746 | 0.72792 | 494 | -1 |  |  | 0 |  | 329 | 11 | 18.2682 | 18.2806 | 11 | Wet Ponds | 250 | 30% | 55% | 2.6713 | 0.60273
41 | 1 | 0.060298 | 282 | 41 | 1 | LDR | 6.4645 | 0.301 | 7159.582 | 333.43 | 0.961 | 0.923 | 6.211 | 0.278 | 6878.392 | 307.743 | 0.060298 | 5.446 | 0.246 | 0.32838 | 0.014833 | 0.842 | 0.81555 | 494 | -1 |  |  | 0 |  | 329 | 11 | 18.2682 | 18.2806 | 11 | Wet Ponds | 282 | 30% | 55% | 0.098515 | 0.0081583
41 | 4 | 16.5434 | 285 | 41 | 4 | IND | 15.0465 | 1.299 | 22984.638 | 1984.314 | 0.961 | 0.924 | 14.457 | 1.2 | 22084.136 | 1832.828 | 16.5434 | 12.656 | 1.059 | 209.3729 | 17.5194 | 0.841 | 0.81549 | 494 | -1 |  |  | 0 |  | 329 | 11 | 18.2682 | 18.2806 | 11 | Wet Ponds | 285 | 30% | 55% | 62.8119 | 9.6357
41 | 13 | 0.5568 | 293 | 41 | 13 | WET | 1.0484 | 0.041 | 1567.871 | 61.608 | 0.962 | 0.921 | 1.008 | 0.038 | 1507.852 | 56.766 | 0.5568 | 0.888 | 0.034 | 0.49444 | 0.018931 | 0.847 | 0.81976 | 494 | -1 |  |  | 0 |  | 329 | 11 | 18.2682 | 18.2806 | 11 | Wet Ponds | 293 | 30% | 55% | 0.14833 | 0.010412
41 | 3 | 0.094657 | 284 | 41 | 3 | HDR | 25.4619 | 1.917 | 15674.111 | 1180.15 | 0.961 | 0.923 | 24.461 | 1.77 | 15057.713 | 1089.811 | 0.094657 | 21.44 | 1.565 | 2.0294 | 0.14814 | 0.842 | 0.81633 | 495 | -1 |  |  | 0 |  | 330 | 11 | 0.094592 | 0.094657 | 11 | Wet Ponds | 284 | 30% | 55% | 0.60883 | 0.081476
41 | 2 | 14.9645 | 283 | 41 | 2 | MDR | 11.9201 | 0.582 | 23513.664 | 1147.493 | 0.961 | 0.923 | 11.452 | 0.537 | 22589.972 | 1059.182 | 14.9645 | 10.039 | 0.474 | 150.2282 | 7.0932 | 0.842 | 0.81527 | 496 | -1 |  |  | 0 |  | 332 | 11 | 15.2528 | 15.2632 | 11 | Wet Ponds | 283 | 30% | 55% | 45.0685 | 3.9012
41 | 3 | 0.002556 | 284 | 41 | 3 | HDR | 25.4619 | 1.917 | 15674.111 | 1180.15 | 0.961 | 0.923 | 24.461 | 1.77 | 15057.713 | 1089.811 | 0.002556 | 21.44 | 1.565 | 0.054801 | 0.0040002 | 0.842 | 0.81633 | 496 | -1 |  |  | 0 |  | 332 | 11 | 15.2528 | 15.2632 | 11 | Wet Ponds | 284 | 30% | 55% | 0.01644 | 0.0022001
41 | 4 | 0.0011586 | 285 | 41 | 4 | IND | 15.0465 | 1.299 | 22984.638 | 1984.314 | 0.961 | 0.924 | 14.457 | 1.2 | 22084.136 | 1832.828 | 0.0011586 | 12.656 | 1.059 | 0.014663 | 0.001227 | 0.841 | 0.81549 | 496 | -1 |  |  | 0 |  | 332 | 11 | 15.2528 | 15.2632 | 11 | Wet Ponds | 285 | 30% | 55% | 0.004399 | 0.00067483
41 | 11 | 0.29502 | 291 | 41 | 11 | FOR | 3.3637 | 0.139 | 1738.258 | 71.607 | 0.961 | 0.923 | 3.231 | 0.128 | 1669.641 | 66.092 | 0.29502 | 2.844 | 0.114 | 0.83904 | 0.033632 | 0.846 | 0.81972 | 496 | -1 |  |  | 0 |  | 332 | 11 | 15.2528 | 15.2632 | 11 | Wet Ponds | 291 | 30% | 55% | 0.25171 | 0.018498
41 | 4 | 1.9224 | 285 | 41 | 4 | IND | 15.0465 | 1.299 | 22984.638 | 1984.314 | 0.961 | 0.924 | 14.457 | 1.2 | 22084.136 | 1832.828 | 1.9224 | 12.656 | 1.059 | 24.3301 | 2.0358 | 0.841 | 0.81549 | 497 | -1 |  |  | 0 |  | 333 | 11 | 1.9211 | 1.9224 | 11 | Wet Ponds | 285 | 30% | 55% | 7.299 | 1.1197
41 | 4 | 0.13942 | 285 | 41 | 4 | IND | 15.0465 | 1.299 | 22984.638 | 1984.314 | 0.961 | 0.924 | 14.457 | 1.2 | 22084.136 | 1832.828 | 0.13942 | 12.656 | 1.059 | 1.7645 | 0.14765 | 0.841 | 0.81549 | 498 | -1 |  |  | 0 |  | 334 | 11 | 0.17859 | 0.17871 | 11 | Wet Ponds | 285 | 30% | 55% | 0.52936 | 0.081206
41 | 11 | 0.039288 | 291 | 41 | 11 | FOR | 3.3637 | 0.139 | 1738.258 | 71.607 | 0.961 | 0.923 | 3.231 | 0.128 | 1669.641 | 66.092 | 0.039288 | 2.844 | 0.114 | 0.11173 | 0.0044788 | 0.846 | 0.81972 | 498 | -1 |  |  | 0 |  | 334 | 11 | 0.17859 | 0.17871 | 11 | Wet Ponds | 291 | 30% | 55% | 0.03352 | 0.0024633
41 | 1 | 0.0069032 | 282 | 41 | 1 | LDR | 6.4645 | 0.301 | 7159.582 | 333.43 | 0.961 | 0.923 | 6.211 | 0.278 | 6878.392 | 307.743 | 0.0069032 | 5.446 | 0.246 | 0.037595 | 0.0016982 | 0.842 | 0.81555 | 499 | -1 |  |  | 0 |  | 335 | 11 | 12.0908 | 12.0991 | 11 | Wet Ponds | 282 | 30% | 55% | 0.011278 | 0.00093401
41 | 2 | 12.0922 | 283 | 41 | 2 | MDR | 11.9201 | 0.582 | 23513.664 | 1147.493 | 0.961 | 0.923 | 11.452 | 0.537 | 22589.972 | 1059.182 | 12.0922 | 10.039 | 0.474 | 121.3935 | 5.7317 | 0.842 | 0.81527 | 499 | -1 |  |  | 0 |  | 335 | 11 | 12.0908 | 12.0991 | 11 | Wet Ponds | 283 | 30% | 55% | 36.418 | 3.1524
41 | 2 | 14.1429 | 283 | 41 | 2 | MDR | 11.9201 | 0.582 | 23513.664 | 1147.493 | 0.961 | 0.923 | 11.452 | 0.537 | 22589.972 | 1059.182 | 14.1429 | 10.039 | 0.474 | 141.9802 | 6.7037 | 0.842 | 0.81527 | 500 | -1 |  |  | 0 |  | 336 | 11 | 17.9056 | 17.9179 | 11 | Wet Ponds | 283 | 30% | 55% | 42.594 | 3.687
41 | 11 | 0.15377 | 291 | 41 | 11 | FOR | 3.3637 | 0.139 | 1738.258 | 71.607 | 0.961 | 0.923 | 3.231 | 0.128 | 1669.641 | 66.092 | 0.15377 | 2.844 | 0.114 | 0.43732 | 0.01753 | 0.846 | 0.81972 | 500 | -1 |  |  | 0 |  | 336 | 11 | 17.9056 | 17.9179 | 11 | Wet Ponds | 291 | 30% | 55% | 0.13119 | 0.0096412
41 | 12 | 3.6134 | 292 | 41 | 12 | WAT | 1.0456 | 0.041 | 281.889 | 11.073 | 0.962 | 0.921 | 1.006 | 0.038 | 271.1 | 10.202 | 3.6134 | 0.885 | 0.034 | 3.1979 | 0.12286 | 0.847 | 0.81969 | 500 | -1 |  |  | 0 |  | 336 | 11 | 17.9056 | 17.9179 | 11 | Wet Ponds | 292 | 30% | 55% | 0.95937 | 0.067571
41 | 13 | 0.0077948 | 293 | 41 | 13 | WET | 1.0484 | 0.041 | 1567.871 | 61.608 | 0.962 | 0.921 | 1.008 | 0.038 | 1507.852 | 56.766 | 0.0077948 | 0.888 | 0.034 | 0.0069218 | 0.00026502 | 0.847 | 0.81976 | 500 | -1 |  |  | 0 |  | 336 | 11 | 17.9056 | 17.9179 | 11 | Wet Ponds | 293 | 30% | 55% | 0.0020765 | 0.00014576
38 | 4 | 1.9345 | 250 | 38 | 4 | IND | 13.0332 | 1.643 | 2693.398 | 339.537 | 0.746 | 0.728 | 9.718 | 1.196 | 2008.316 | 247.156 | 1.9345 | 9.718 | 1.196 | 18.7996 | 2.3137 | 0.746 | 0.72792 | 501 | -1 |  |  | 0 |  | 337 | 11 | 2.4883 | 2.49 | 11 | Wet Ponds | 250 | 30% | 55% | 5.6399 | 1.2725
41 | 4 | 0.55546 | 285 | 41 | 4 | IND | 15.0465 | 1.299 | 22984.638 | 1984.314 | 0.961 | 0.924 | 14.457 | 1.2 | 22084.136 | 1832.828 | 0.55546 | 12.656 | 1.059 | 7.0298 | 0.58823 | 0.841 | 0.81549 | 501 | -1 |  |  | 0 |  | 337 | 11 | 2.4883 | 2.49 | 11 | Wet Ponds | 285 | 30% | 55% | 2.109 | 0.32353
41 | 4 | 0.87088 | 285 | 41 | 4 | IND | 15.0465 | 1.299 | 22984.638 | 1984.314 | 0.961 | 0.924 | 14.457 | 1.2 | 22084.136 | 1832.828 | 0.87088 | 12.656 | 1.059 | 11.0218 | 0.92226 | 0.841 | 0.81549 | 502 | -1 |  |  | 0 |  | 338 | 11 | 0.98501 | 0.87088 | 11 | Wet Ponds | 285 | 30% | 55% | 3.3066 | 0.50724
41 | 2 | 0.3204 | 283 | 41 | 2 | MDR | 11.9201 | 0.582 | 23513.664 | 1147.493 | 0.961 | 0.923 | 11.452 | 0.537 | 22589.972 | 1059.182 | 0.3204 | 10.039 | 0.474 | 3.2165 | 0.15187 | 0.842 | 0.81527 | 503 | -1 |  |  | 0 |  | 339 | 11 | 0.32018 | 0.3204 | 11 | Wet Ponds | 283 | 30% | 55% | 0.96494 | 0.083528
41 | 4 | 1.2391 | 285 | 41 | 4 | IND | 15.0465 | 1.299 | 22984.638 | 1984.314 | 0.961 | 0.924 | 14.457 | 1.2 | 22084.136 | 1832.828 | 1.2391 | 12.656 | 1.059 | 15.6816 | 1.3122 | 0.841 | 0.81549 | 504 | -1 |  |  | 0 |  | 340 | 11 | 1.2382 | 1.2391 | 11 | Wet Ponds | 285 | 30% | 55% | 4.7045 | 0.72169
41 | 4 | 1.3659 | 285 | 41 | 4 | IND | 15.0465 | 1.299 | 22984.638 | 1984.314 | 0.961 | 0.924 | 14.457 | 1.2 | 22084.136 | 1832.828 | 1.3659 | 12.656 | 1.059 | 17.2871 | 1.4465 | 0.841 | 0.81549 | 505 | -1 |  |  | 0 |  | 341 | 11 | 1.365 | 1.3659 | 11 | Wet Ponds | 285 | 30% | 55% | 5.1861 | 0.79558
41 | 2 | 0.0128 | 283 | 41 | 2 | MDR | 11.9201 | 0.582 | 23513.664 | 1147.493 | 0.961 | 0.923 | 11.452 | 0.537 | 22589.972 | 1059.182 | 0.0128 | 10.039 | 0.474 | 0.1285 | 0.0060672 | 0.842 | 0.81527 | 506 | -1 |  |  | 0 |  | 342 | 11 | 4.5756 | 3.8808 | 11 | Wet Ponds | 283 | 30% | 55% | 0.03855 | 0.003337
41 | 3 | 1.6852 | 284 | 41 | 3 | HDR | 25.4619 | 1.917 | 15674.111 | 1180.15 | 0.961 | 0.923 | 24.461 | 1.77 | 15057.713 | 1089.811 | 1.6852 | 21.44 | 1.565 | 36.1306 | 2.6373 | 0.842 | 0.81633 | 506 | -1 |  |  | 0 |  | 342 | 11 | 4.5756 | 3.8808 | 11 | Wet Ponds | 284 | 30% | 55% | 10.8392 | 1.4505
41 | 4 | 2.1828 | 285 | 41 | 4 | IND | 15.0465 | 1.299 | 22984.638 | 1984.314 | 0.961 | 0.924 | 14.457 | 1.2 | 22084.136 | 1832.828 | 2.1828 | 12.656 | 1.059 | 27.6254 | 2.3116 | 0.841 | 0.81549 | 506 | -1 |  |  | 0 |  | 342 | 11 | 4.5756 | 3.8808 | 11 | Wet Ponds | 285 | 30% | 55% | 8.2876 | 1.2714
38 | 1 | 8.6264e-06 | 247 | 38 | 1 | LDR | 4.4646 | 0.394 | 219.902 | 19.412 | 0.753 | 0.733 | 3.362 | 0.289 | 165.572 | 14.232 | 8.6264e-06 | 3.362 | 0.289 | 2.9002e-05 | 2.493e-06 | 0.753 | 0.73313 | 507 | -1 |  |  | 0 |  | 344 | 11 | 3.6204 | 3.6229 | 11 | Wet Ponds | 247 | 30% | 55% | 8.7006e-06 | 1.3712e-06
38 | 2 | 0.92265 | 248 | 38 | 2 | MDR | 8.5662 | 0.781 | 5390.011 | 491.366 | 0.752 | 0.731 | 6.439 | 0.571 | 4051.586 | 359.418 | 0.92265 | 6.439 | 0.571 | 5.9409 | 0.52683 | 0.752 | 0.73147 | 507 | -1 |  |  | 0 |  | 344 | 11 | 3.6204 | 3.6229 | 11 | Wet Ponds | 248 | 30% | 55% | 1.7823 | 0.28976
41 | 1 | 0.75464 | 282 | 41 | 1 | LDR | 6.4645 | 0.301 | 7159.582 | 333.43 | 0.961 | 0.923 | 6.211 | 0.278 | 6878.392 | 307.743 | 0.75464 | 5.446 | 0.246 | 4.1098 | 0.18564 | 0.842 | 0.81555 | 507 | -1 |  |  | 0 |  | 344 | 11 | 3.6204 | 3.6229 | 11 | Wet Ponds | 282 | 30% | 55% | 1.2329 | 0.1021
41 | 2 | 1.9456 | 283 | 41 | 2 | MDR | 11.9201 | 0.582 | 23513.664 | 1147.493 | 0.961 | 0.923 | 11.452 | 0.537 | 22589.972 | 1059.182 | 1.9456 | 10.039 | 0.474 | 19.5319 | 0.92222 | 0.842 | 0.81527 | 507 | -1 |  |  | 0 |  | 344 | 11 | 3.6204 | 3.6229 | 11 | Wet Ponds | 283 | 30% | 55% | 5.8596 | 0.50722
41 | 4 | 1.8115 | 285 | 41 | 4 | IND | 15.0465 | 1.299 | 22984.638 | 1984.314 | 0.961 | 0.924 | 14.457 | 1.2 | 22084.136 | 1832.828 | 1.8115 | 12.656 | 1.059 | 22.9267 | 1.9184 | 0.841 | 0.81549 | 508 | -1 |  |  | 0 |  | 345 | 11 | 1.979 | 1.8115 | 11 | Wet Ponds | 285 | 30% | 55% | 6.878 | 1.0551
41 | 2 | 0.12679 | 283 | 41 | 2 | MDR | 11.9201 | 0.582 | 23513.664 | 1147.493 | 0.961 | 0.923 | 11.452 | 0.537 | 22589.972 | 1059.182 | 0.12679 | 10.039 | 0.474 | 1.2728 | 0.060097 | 0.842 | 0.81527 | 509 | -1 |  |  | 0 |  | 346 | 11 | 0.1267 | 0.12679 | 11 | Wet Ponds | 283 | 30% | 55% | 0.38184 | 0.033053
27 | 4 | 301.869 | 162 | 27 | 4 | IND | 11.0624 | 1.21 | 10869.185 | 1188.593 | 0.31 | 0.307 | 3.425 | 0.372 | 3365.144 | 365.357 | 301.869 | 3.425 | 0.372 | 1033.9013 | 112.2953 | 0.31 | 0.30739 | 519 | -1 |  |  | 0 |  | 372 | 11 | 567.8822 | 519.2849 | 11 | Wet Ponds | 162 | 30% | 55% | 310.1704 | 61.7624
27 | 11 | 2.9629 | 168 | 27 | 11 | FOR | 1.1613 | 0.076 | 160.947 | 10.588 | 0.34 | 0.348 | 0.395 | 0.027 | 54.708 | 3.682 | 2.9629 | 0.395 | 0.027 | 1.1703 | 0.079998 | 0.34 | 0.34778 | 519 | -1 |  |  | 0 |  | 372 | 11 | 567.8822 | 519.2849 | 11 | Wet Ponds | 168 | 30% | 55% | 0.3511 | 0.043999
27 | 13 | 32.0938 | 170 | 27 | 13 | WET | 7.3681 | 0.61 | 1220.395 | 101.006 | 0.315 | 0.319 | 2.322 | 0.195 | 384.602 | 32.222 | 32.0938 | 2.322 | 0.195 | 74.5218 | 6.2583 | 0.315 | 0.31901 | 519 | -1 |  |  | 0 |  | 372 | 11 | 567.8822 | 519.2849 | 11 | Wet Ponds | 170 | 30% | 55% | 22.3565 | 3.4421
32 | 4 | 159.7563 | 202 | 32 | 4 | IND | 9.2528 | 1.133 | 4344.333 | 531.944 | 0.871 | 0.873 | 8.062 | 0.989 | 3785.17 | 464.405 | 159.7563 | 8.062 | 0.989 | 1287.9551 | 157.999 | 0.871 | 0.87303 | 519 | -1 |  |  | 0 |  | 372 | 11 | 567.8822 | 519.2849 | 11 | Wet Ponds | 202 | 30% | 55% | 386.3865 | 86.8994
32 | 8 | 0.0081255 | 205 | 32 | 8 | AGR | 5.4 | 0.487 | 380.97 | 34.384 | 0.879 | 0.88 | 4.747 | 0.429 | 334.912 | 30.264 | 0.0081255 | 4.747 | 0.429 | 0.038572 | 0.0034858 | 0.879 | 0.88019 | 519 | -1 |  |  | 0 |  | 372 | 11 | 567.8822 | 519.2849 | 11 | Wet Ponds | 205 | 30% | 55% | 0.011571 | 0.0019172
32 | 11 | 21.6648 | 208 | 32 | 11 | FOR | 0.99108 | 0.072 | 76.522 | 5.578 | 0.88 | 0.881 | 0.872 | 0.064 | 67.33 | 4.916 | 21.6648 | 0.872 | 0.064 | 18.8917 | 1.3865 | 0.88 | 0.88134 | 519 | -1 |  |  | 0 |  | 372 | 11 | 567.8822 | 519.2849 | 11 | Wet Ponds | 208 | 30% | 55% | 5.6675 | 0.7626
32 | 13 | 0.93003 | 210 | 32 | 13 | WET | 4.0632 | 0.386 | 4091.911 | 389.057 | 0.876 | 0.879 | 3.561 | 0.34 | 3585.849 | 342.103 | 0.93003 | 3.561 | 0.34 | 3.3118 | 0.31621 | 0.876 | 0.87931 | 519 | -1 |  |  | 0 |  | 372 | 11 | 567.8822 | 519.2849 | 11 | Wet Ponds | 210 | 30% | 55% | 0.99355 | 0.17392
27 | 4 | 34.1606 | 162 | 27 | 4 | IND | 11.0624 | 1.21 | 10869.185 | 1188.593 | 0.31 | 0.307 | 3.425 | 0.372 | 3365.144 | 365.357 | 34.1606 | 3.425 | 0.372 | 117 | 12.7077 | 0.31 | 0.30739 | 520 | -1 |  |  | 0 |  | 373 | 11 | 49.5586 | 40.0902 | 11 | Wet Ponds | 162 | 30% | 55% | 35.1 | 6.9893
27 | 11 | 1.7281 | 168 | 27 | 11 | FOR | 1.1613 | 0.076 | 160.947 | 10.588 | 0.34 | 0.348 | 0.395 | 0.027 | 54.708 | 3.682 | 1.7281 | 0.395 | 0.027 | 0.68259 | 0.046658 | 0.34 | 0.34778 | 520 | -1 |  |  | 0 |  | 373 | 11 | 49.5586 | 40.0902 | 11 | Wet Ponds | 168 | 30% | 55% | 0.20478 | 0.025662
27 | 12 | 4.2015 | 169 | 27 | 12 | WAT | 0.25464 | 0.015 | 22.963 | 1.334 | 0.331 | 0.325 | 0.084 | 0.005 | 7.601 | 0.434 | 4.2015 | 0.084 | 0.005 | 0.35293 | 0.021007 | 0.331 | 0.32541 | 520 | -1 |  |  | 0 |  | 373 | 11 | 49.5586 | 40.0902 | 11 | Wet Ponds | 169 | 30% | 55% | 0.10588 | 0.011554
27 | 4 | 10.7355 | 162 | 27 | 4 | IND | 11.0624 | 1.21 | 10869.185 | 1188.593 | 0.31 | 0.307 | 3.425 | 0.372 | 3365.144 | 365.357 | 10.7355 | 3.425 | 0.372 | 36.7693 | 3.9936 | 0.31 | 0.30739 | 523 | -1 |  |  | 0 |  | 377 | 11 | 87.145 | 52.3912 | 11 | Wet Ponds | 162 | 30% | 55% | 11.0308 | 2.1965
27 | 13 | 4.712 | 170 | 27 | 13 | WET | 7.3681 | 0.61 | 1220.395 | 101.006 | 0.315 | 0.319 | 2.322 | 0.195 | 384.602 | 32.222 | 4.712 | 2.322 | 0.195 | 10.9413 | 0.91884 | 0.315 | 0.31901 | 523 | -1 |  |  | 0 |  | 377 | 11 | 87.145 | 52.3912 | 11 | Wet Ponds | 170 | 30% | 55% | 3.2824 | 0.50536
29 | 4 | 16.9407 | 184 | 29 | 4 | IND | 7.4292 | 0.95 | 607.511 | 77.702 | 0.605 | 0.563 | 4.493 | 0.535 | 367.397 | 43.769 | 16.9407 | 4.493 | 0.535 | 76.1144 | 9.0633 | 0.605 | 0.5633 | 523 | -1 |  |  | 0 |  | 377 | 11 | 87.145 | 52.3912 | 11 | Wet Ponds | 184 | 30% | 55% | 22.8343 | 4.9848
29 | 12 | 17.2445 | 190 | 29 | 12 | WAT | 0.23924 | 0.017 | 4.321 | 0.311 | 0.633 | 0.592 | 0.151 | 0.01 | 2.736 | 0.184 | 17.2445 | 0.151 | 0.01 | 2.6039 | 0.17244 | 0.633 | 0.59164 | 523 | -1 |  |  | 0 |  | 377 | 11 | 87.145 | 52.3912 | 11 | Wet Ponds | 190 | 30% | 55% | 0.78117 | 0.094845
29 | 13 | 2.7584 | 191 | 29 | 13 | WET | 6.0023 | 0.545 | 1573.466 | 142.761 | 0.604 | 0.564 | 3.628 | 0.307 | 951.085 | 80.508 | 2.7584 | 3.628 | 0.307 | 10.0076 | 0.84684 | 0.604 | 0.56394 | 523 | -1 |  |  | 0 |  | 377 | 11 | 87.145 | 52.3912 | 11 | Wet Ponds | 191 | 30% | 55% | 3.0023 | 0.46576
10 | 2 | 37.8215 | 11 | 10 | 2 | MDR | 8.9213 | 0.434 | 10274.538 | 499.47 | 0.218 | 0.108 | 1.945 | 0.047 | 2239.911 | 53.782 | 37.8215 | 0.929 | 0.024 | 35.1362 | 0.90772 | 0.104 | 0.054197 | 524 | 0 | Anchor Road Reconstruction | Reconstruction of Anchor Road with drainage improvements including upgraded detention/retention ponds | 11 | Wet Ponds | 27 | 5 | 1110.5239 | 41.8685 | 11 | Wet Ponds | 11 | 30% | 55% | 10.5408 | 0.49924
10 | 4 | 0.51796 | 13 | 10 | 4 | IND | 13.1528 | 1.186 | 6233.588 | 562.16 | 0.215 | 0.107 | 2.826 | 0.127 | 1339.375 | 60.359 | 0.51796 | 1.344 | 0.064 | 0.69614 | 0.033149 | 0.102 | 0.054107 | 524 | 0 | Anchor Road Reconstruction | Reconstruction of Anchor Road with drainage improvements including upgraded detention/retention ponds | 11 | Wet Ponds | 27 | 5 | 1110.5239 | 41.8685 | 11 | Wet Ponds | 13 | 30% | 55% | 0.20884 | 0.018232
10 | 6 | 0.0012492 | 14 | 10 | 6 | OPE | 4.3929 | 0.187 | 159.987 | 6.814 | 0.221 | 0.111 | 0.972 | 0.021 | 35.403 | 0.756 | 0.0012492 | 0.466 | 0.01 | 0.00058213 | 1.2492e-05 | 0.106 | 0.056015 | 524 | 0 | Anchor Road Reconstruction | Reconstruction of Anchor Road with drainage improvements including upgraded detention/retention ponds | 11 | Wet Ponds | 27 | 5 | 1110.5239 | 41.8685 | 11 | Wet Ponds | 14 | 30% | 55% | 0.00017464 | 6.8706e-06
10 | 11 | 0.61271 | 17 | 10 | 11 | FOR | 1.9398 | 0.077 | 122.463 | 4.863 | 0.239 | 0.122 | 0.463 | 0.009 | 29.233 | 0.593 | 0.61271 | 0.225 | 0.005 | 0.13786 | 0.0030635 | 0.116 | 0.06237 | 524 | 0 | Anchor Road Reconstruction | Reconstruction of Anchor Road with drainage improvements including upgraded detention/retention ponds | 11 | Wet Ponds | 27 | 5 | 1110.5239 | 41.8685 | 11 | Wet Ponds | 17 | 30% | 55% | 0.041358 | 0.001685
10 | 13 | 2.7509 | 19 | 10 | 13 | WET | 10.9043 | 0.715 | 2850.635 | 186.795 | 0.218 | 0.109 | 2.376 | 0.078 | 621.194 | 20.323 | 2.7509 | 1.134 | 0.039 | 3.1195 | 0.10728 | 0.104 | 0.054868 | 524 | 0 | Anchor Road Reconstruction | Reconstruction of Anchor Road with drainage improvements including upgraded detention/retention ponds | 11 | Wet Ponds | 27 | 5 | 1110.5239 | 41.8685 | 11 | Wet Ponds | 19 | 30% | 55% | 0.93584 | 0.059006
13 | 2 | 0.0031998 | 39 | 13 | 2 | MDR | 18.0436 | 0.628 | 3512.436 | 122.222 | 0.525 | 0.326 | 9.477 | 0.204 | 1844.865 | 39.803 | 0.0031998 | 4.532 | 0.103 | 0.014501 | 0.00032958 | 0.251 | 0.16422 | 524 | 0 | Anchor Road Reconstruction | Reconstruction of Anchor Road with drainage improvements including upgraded detention/retention ponds | 11 | Wet Ponds | 27 | 5 | 1110.5239 | 41.8685 | 11 | Wet Ponds | 39 | 30% | 55% | 0.0043504 | 0.00018127
13 | 4 | 0.072226 | 41 | 13 | 4 | IND | 26.0926 | 1.754 | 7076.808 | 475.796 | 0.518 | 0.323 | 13.52 | 0.566 | 3666.784 | 153.491 | 0.072226 | 6.43 | 0.285 | 0.46441 | 0.020584 | 0.246 | 0.16272 | 524 | 0 | Anchor Road Reconstruction | Reconstruction of Anchor Road with drainage improvements including upgraded detention/retention ponds | 11 | Wet Ponds | 27 | 5 | 1110.5239 | 41.8685 | 11 | Wet Ponds | 41 | 30% | 55% | 0.13932 | 0.011321
13 | 10 | 0.0050983 | 43 | 13 | 10 | RAN | 8.3067 | 0.238 | 11.746 | 0.337 | 0.537 | 0.34 | 4.458 | 0.081 | 6.304 | 0.114 | 0.0050983 | 2.151 | 0.041 | 0.010966 | 0.00020903 | 0.259 | 0.17264 | 524 | 0 | Anchor Road Reconstruction | Reconstruction of Anchor Road with drainage improvements including upgraded detention/retention ponds | 11 | Wet Ponds | 27 | 5 | 1110.5239 | 41.8685 | 11 | Wet Ponds | 43 | 30% | 55% | 0.0032899 | 0.00011497
13 | 11 | 0.083682 | 44 | 13 | 11 | FOR | 4.3969 | 0.124 | 76.567 | 2.155 | 0.55 | 0.353 | 2.42 | 0.044 | 42.139 | 0.761 | 0.083682 | 1.179 | 0.022 | 0.098661 | 0.001841 | 0.268 | 0.18132 | 524 | 0 | Anchor Road Reconstruction | Reconstruction of Anchor Road with drainage improvements including upgraded detention/retention ponds | 11 | Wet Ponds | 27 | 5 | 1110.5239 | 41.8685 | 11 | Wet Ponds | 44 | 30% | 55% | 0.029598 | 0.0010126
13 | 4 | 0.11908 | 41 | 13 | 4 | IND | 26.0926 | 1.754 | 7076.808 | 475.796 | 0.518 | 0.323 | 13.52 | 0.566 | 3666.784 | 153.491 | 0.11908 | 6.43 | 0.285 | 0.76569 | 0.033938 | 0.246 | 0.16272 | 525 | 0 | Anchor Road Reconstruction | Reconstruction of Anchor Road with drainage improvements including upgraded detention/retention ponds | 11 | Wet Ponds | 28 | 5 | 107.2843 | 0.12536 | 11 | Wet Ponds | 41 | 30% | 55% | 0.22971 | 0.018666
13 | 10 | 0.0062767 | 43 | 13 | 10 | RAN | 8.3067 | 0.238 | 11.746 | 0.337 | 0.537 | 0.34 | 4.458 | 0.081 | 6.304 | 0.114 | 0.0062767 | 2.151 | 0.041 | 0.013501 | 0.00025734 | 0.259 | 0.17264 | 525 | 0 | Anchor Road Reconstruction | Reconstruction of Anchor Road with drainage improvements including upgraded detention/retention ponds | 11 | Wet Ponds | 28 | 5 | 107.2843 | 0.12536 | 11 | Wet Ponds | 43 | 30% | 55% | 0.0040503 | 0.00014154
41 | 1 | 0.022895 | 282 | 41 | 1 | LDR | 6.4645 | 0.301 | 7159.582 | 333.43 | 0.961 | 0.923 | 6.211 | 0.278 | 6878.392 | 307.743 | 0.022895 | 5.446 | 0.246 | 0.12469 | 0.0056322 | 0.842 | 0.81555 | 546 | 20 | FM: 240167-1 SR434 | Central Ave N: Credit for 1/3 Wet Pond Treatment | 11 | Wet Ponds | 37 | 5 | 2697.9441 | 0.62403 | 11 | Wet Ponds | 282 | 30% | 55% | 0.037406 | 0.0030977
41 | 2 | 0.040686 | 283 | 41 | 2 | MDR | 11.9201 | 0.582 | 23513.664 | 1147.493 | 0.961 | 0.923 | 11.452 | 0.537 | 22589.972 | 1059.182 | 0.040686 | 10.039 | 0.474 | 0.40844 | 0.019285 | 0.842 | 0.81527 | 546 | 20 | FM: 240167-1 SR434 | Central Ave N: Credit for 1/3 Wet Pond Treatment | 11 | Wet Ponds | 37 | 5 | 2697.9441 | 0.62403 | 11 | Wet Ponds | 283 | 30% | 55% | 0.12253 | 0.010607
41 | 4 | 0.50065 | 285 | 41 | 4 | IND | 15.0465 | 1.299 | 22984.638 | 1984.314 | 0.961 | 0.924 | 14.457 | 1.2 | 22084.136 | 1832.828 | 0.50065 | 12.656 | 1.059 | 6.3363 | 0.53019 | 0.841 | 0.81549 | 546 | 20 | FM: 240167-1 SR434 | Central Ave N: Credit for 1/3 Wet Pond Treatment | 11 | Wet Ponds | 37 | 5 | 2697.9441 | 0.62403 | 11 | Wet Ponds | 285 | 30% | 55% | 1.9009 | 0.29161
41 | 10 | 0.0063553 | 290 | 41 | 10 | RAN | 5.062 | 0.211 | 1204.825 | 50.143 | 0.96 | 0.922 | 4.86 | 0.194 | 1156.789 | 46.234 | 0.0063553 | 4.268 | 0.172 | 0.027125 | 0.0010931 | 0.843 | 0.81592 | 546 | 20 | FM: 240167-1 SR434 | Central Ave N: Credit for 1/3 Wet Pond Treatment | 11 | Wet Ponds | 37 | 5 | 2697.9441 | 0.62403 | 11 | Wet Ponds | 290 | 30% | 55% | 0.0081374 | 0.00060122
41 | 11 | 0.013256 | 291 | 41 | 11 | FOR | 3.3637 | 0.139 | 1738.258 | 71.607 | 0.961 | 0.923 | 3.231 | 0.128 | 1669.641 | 66.092 | 0.013256 | 2.844 | 0.114 | 0.037701 | 0.0015112 | 0.846 | 0.81972 | 546 | 20 | FM: 240167-1 SR434 | Central Ave N: Credit for 1/3 Wet Pond Treatment | 11 | Wet Ponds | 37 | 5 | 2697.9441 | 0.62403 | 11 | Wet Ponds | 291 | 30% | 55% | 0.01131 | 0.00083117
41 | 12 | 0.00083695 | 292 | 41 | 12 | WAT | 1.0456 | 0.041 | 281.889 | 11.073 | 0.962 | 0.921 | 1.006 | 0.038 | 271.1 | 10.202 | 0.00083695 | 0.885 | 0.034 | 0.0007407 | 2.8456e-05 | 0.847 | 0.81969 | 546 | 20 | FM: 240167-1 SR434 | Central Ave N: Credit for 1/3 Wet Pond Treatment | 11 | Wet Ponds | 37 | 5 | 2697.9441 | 0.62403 | 11 | Wet Ponds | 292 | 30% | 55% | 0.00022221 | 1.5651e-05
41 | 13 | 0.039352 | 293 | 41 | 13 | WET | 1.0484 | 0.041 | 1567.871 | 61.608 | 0.962 | 0.921 | 1.008 | 0.038 | 1507.852 | 56.766 | 0.039352 | 0.888 | 0.034 | 0.034944 | 0.001338 | 0.847 | 0.81976 | 546 | 20 | FM: 240167-1 SR434 | Central Ave N: Credit for 1/3 Wet Pond Treatment | 11 | Wet Ponds | 37 | 5 | 2697.9441 | 0.62403 | 11 | Wet Ponds | 293 | 30% | 55% | 0.010483 | 0.00073588
41 | 1 | 0.0061613 | 282 | 41 | 1 | LDR | 6.4645 | 0.301 | 7159.582 | 333.43 | 0.961 | 0.923 | 6.211 | 0.278 | 6878.392 | 307.743 | 0.0061613 | 5.446 | 0.246 | 0.033554 | 0.0015157 | 0.842 | 0.81555 | 547 | 20 | FM: 240167-1 SR434 | Central Ave N: Credit for 1/3 Wet Pond Treatment | 11 | Wet Ponds | 38 | 5 | 508.2111 | 0.48464 | 11 | Wet Ponds | 282 | 30% | 55% | 0.010066 | 0.00083362
41 | 4 | 0.47848 | 285 | 41 | 4 | IND | 15.0465 | 1.299 | 22984.638 | 1984.314 | 0.961 | 0.924 | 14.457 | 1.2 | 22084.136 | 1832.828 | 0.47848 | 12.656 | 1.059 | 6.0557 | 0.50671 | 0.841 | 0.81549 | 547 | 20 | FM: 240167-1 SR434 | Central Ave N: Credit for 1/3 Wet Pond Treatment | 11 | Wet Ponds | 38 | 5 | 508.2111 | 0.48464 | 11 | Wet Ponds | 285 | 30% | 55% | 1.8167 | 0.27869
41 | 2 | 0.14985 | 283 | 41 | 2 | MDR | 11.9201 | 0.582 | 23513.664 | 1147.493 | 0.961 | 0.923 | 11.452 | 0.537 | 22589.972 | 1059.182 | 0.14985 | 10.039 | 0.474 | 1.5043 | 0.071028 | 0.842 | 0.81527 | 549 | 20 | FM: 240167-1 SR434 | Central Ave N: Credit for 1/3 Wet Pond Treatment | 11 | Wet Ponds | 41 | 11 | 4890.0743 | 6.0355 | 11 | Wet Ponds | 283 | 30% | 55% | 0.4513 | 0.039065
41 | 3 | 0.006403 | 284 | 41 | 3 | HDR | 25.4619 | 1.917 | 15674.111 | 1180.15 | 0.961 | 0.923 | 24.461 | 1.77 | 15057.713 | 1089.811 | 0.006403 | 21.44 | 1.565 | 0.13728 | 0.010021 | 0.842 | 0.81633 | 549 | 20 | FM: 240167-1 SR434 | Central Ave N: Credit for 1/3 Wet Pond Treatment | 11 | Wet Ponds | 41 | 11 | 4890.0743 | 6.0355 | 11 | Wet Ponds | 284 | 30% | 55% | 0.041184 | 0.0055114
41 | 4 | 5.7346 | 285 | 41 | 4 | IND | 15.0465 | 1.299 | 22984.638 | 1984.314 | 0.961 | 0.924 | 14.457 | 1.2 | 22084.136 | 1832.828 | 5.7346 | 12.656 | 1.059 | 72.5775 | 6.073 | 0.841 | 0.81549 | 549 | 20 | FM: 240167-1 SR434 | Central Ave N: Credit for 1/3 Wet Pond Treatment | 11 | Wet Ponds | 41 | 11 | 4890.0743 | 6.0355 | 11 | Wet Ponds | 285 | 30% | 55% | 21.7733 | 3.3401
41 | 10 | 0.1241 | 290 | 41 | 10 | RAN | 5.062 | 0.211 | 1204.825 | 50.143 | 0.96 | 0.922 | 4.86 | 0.194 | 1156.789 | 46.234 | 0.1241 | 4.268 | 0.172 | 0.52965 | 0.021345 | 0.843 | 0.81592 | 549 | 20 | FM: 240167-1 SR434 | Central Ave N: Credit for 1/3 Wet Pond Treatment | 11 | Wet Ponds | 41 | 11 | 4890.0743 | 6.0355 | 11 | Wet Ponds | 290 | 30% | 55% | 0.1589 | 0.01174
41 | 11 | 0.0044744 | 291 | 41 | 11 | FOR | 3.3637 | 0.139 | 1738.258 | 71.607 | 0.961 | 0.923 | 3.231 | 0.128 | 1669.641 | 66.092 | 0.0044744 | 2.844 | 0.114 | 0.012725 | 0.00051008 | 0.846 | 0.81972 | 549 | 20 | FM: 240167-1 SR434 | Central Ave N: Credit for 1/3 Wet Pond Treatment | 11 | Wet Ponds | 41 | 11 | 4890.0743 | 6.0355 | 11 | Wet Ponds | 291 | 30% | 55% | 0.0038175 | 0.00028054
41 | 13 | 0.016017 | 293 | 41 | 13 | WET | 1.0484 | 0.041 | 1567.871 | 61.608 | 0.962 | 0.921 | 1.008 | 0.038 | 1507.852 | 56.766 | 0.016017 | 0.888 | 0.034 | 0.014223 | 0.00054458 | 0.847 | 0.81976 | 549 | 20 | FM: 240167-1 SR434 | Central Ave N: Credit for 1/3 Wet Pond Treatment | 11 | Wet Ponds | 41 | 11 | 4890.0743 | 6.0355 | 11 | Wet Ponds | 293 | 30% | 55% | 0.004267 | 0.00029952
41 | 4 | 0.16557 | 285 | 41 | 4 | IND | 15.0465 | 1.299 | 22984.638 | 1984.314 | 0.961 | 0.924 | 14.457 | 1.2 | 22084.136 | 1832.828 | 0.16557 | 12.656 | 1.059 | 2.0955 | 0.17534 | 0.841 | 0.81549 | 550 | 20 | FM: 240167-1 SR434 | Central Ave N: Credit for 1/3 Wet Pond Treatment | 11 | Wet Ponds | 42 | 11 | 232.3769 | 0.16557 | 11 | Wet Ponds | 285 | 30% | 55% | 0.62864 | 0.096437
41 | 3 | 0.0052032 | 284 | 41 | 3 | HDR | 25.4619 | 1.917 | 15674.111 | 1180.15 | 0.961 | 0.923 | 24.461 | 1.77 | 15057.713 | 1089.811 | 0.0052032 | 21.44 | 1.565 | 0.11156 | 0.008143 | 0.842 | 0.81633 | 551 | 20 | FM: 240167-1 SR434 | Central Ave N: Credit for 1/3 Wet Pond Treatment | 11 | Wet Ponds | 60 | 11 | 16.053 | 0.67071 | 11 | Wet Ponds | 284 | 30% | 55% | 0.033467 | 0.0044787
41 | 4 | 0.6655 | 285 | 41 | 4 | IND | 15.0465 | 1.299 | 22984.638 | 1984.314 | 0.961 | 0.924 | 14.457 | 1.2 | 22084.136 | 1832.828 | 0.6655 | 12.656 | 1.059 | 8.4226 | 0.70477 | 0.841 | 0.81549 | 551 | 20 | FM: 240167-1 SR434 | Central Ave N: Credit for 1/3 Wet Pond Treatment | 11 | Wet Ponds | 60 | 11 | 16.053 | 0.67071 | 11 | Wet Ponds | 285 | 30% | 55% | 2.5268 | 0.38762
41 | 3 | 0.0059019 | 284 | 41 | 3 | HDR | 25.4619 | 1.917 | 15674.111 | 1180.15 | 0.961 | 0.923 | 24.461 | 1.77 | 15057.713 | 1089.811 | 0.0059019 | 21.44 | 1.565 | 0.12654 | 0.0092364 | 0.842 | 0.81633 | 552 | 20 | FM: 240167-1 SR434 | Central Ave N: Credit for 1/3 Wet Pond Treatment | 11 | Wet Ponds | 61 | 11 | 7.9344 | 0.52811 | 11 | Wet Ponds | 284 | 30% | 55% | 0.037961 | 0.00508
41 | 4 | 0.52221 | 285 | 41 | 4 | IND | 15.0465 | 1.299 | 22984.638 | 1984.314 | 0.961 | 0.924 | 14.457 | 1.2 | 22084.136 | 1832.828 | 0.52221 | 12.656 | 1.059 | 6.6091 | 0.55302 | 0.841 | 0.81549 | 552 | 20 | FM: 240167-1 SR434 | Central Ave N: Credit for 1/3 Wet Pond Treatment | 11 | Wet Ponds | 61 | 11 | 7.9344 | 0.52811 | 11 | Wet Ponds | 285 | 30% | 55% | 1.9827 | 0.30416
41 | 4 | 0.90959 | 285 | 41 | 4 | IND | 15.0465 | 1.299 | 22984.638 | 1984.314 | 0.961 | 0.924 | 14.457 | 1.2 | 22084.136 | 1832.828 | 0.90959 | 12.656 | 1.059 | 11.5117 | 0.96325 | 0.841 | 0.81549 | 553 | 20 | FM: 240167-1 SR434 | Central Ave N: Credit for 1/3 Wet Pond Treatment | 11 | Wet Ponds | 62 | 11 | 19.7913 | 0.90959 | 11 | Wet Ponds | 285 | 30% | 55% | 3.4535 | 0.52979
41 | 4 | 2.7283 | 285 | 41 | 4 | IND | 15.0465 | 1.299 | 22984.638 | 1984.314 | 0.961 | 0.924 | 14.457 | 1.2 | 22084.136 | 1832.828 | 2.7283 | 12.656 | 1.059 | 34.5299 | 2.8893 | 0.841 | 0.81549 | 554 | 20 | FM: 240167-1 SR434 | Central Ave N: Credit for 1/3 Wet Pond Treatment | 11 | Wet Ponds | 63 | 11 | 48.7857 | 2.7693 | 11 | Wet Ponds | 285 | 30% | 55% | 10.359 | 1.5891
41 | 11 | 0.0013908 | 291 | 41 | 11 | FOR | 3.3637 | 0.139 | 1738.258 | 71.607 | 0.961 | 0.923 | 3.231 | 0.128 | 1669.641 | 66.092 | 0.0013908 | 2.844 | 0.114 | 0.0039554 | 0.00015855 | 0.846 | 0.81972 | 554 | 20 | FM: 240167-1 SR434 | Central Ave N: Credit for 1/3 Wet Pond Treatment | 11 | Wet Ponds | 63 | 11 | 48.7857 | 2.7693 | 11 | Wet Ponds | 291 | 30% | 55% | 0.0011866 | 8.7202e-05
41 | 13 | 0.039594 | 293 | 41 | 13 | WET | 1.0484 | 0.041 | 1567.871 | 61.608 | 0.962 | 0.921 | 1.008 | 0.038 | 1507.852 | 56.766 | 0.039594 | 0.888 | 0.034 | 0.03516 | 0.0013462 | 0.847 | 0.81976 | 554 | 20 | FM: 240167-1 SR434 | Central Ave N: Credit for 1/3 Wet Pond Treatment | 11 | Wet Ponds | 63 | 11 | 48.7857 | 2.7693 | 11 | Wet Ponds | 293 | 30% | 55% | 0.010548 | 0.00074041
41 | 2 | 0.00019604 | 283 | 41 | 2 | MDR | 11.9201 | 0.582 | 23513.664 | 1147.493 | 0.961 | 0.923 | 11.452 | 0.537 | 22589.972 | 1059.182 | 0.00019604 | 10.039 | 0.474 | 0.001968 | 9.2921e-05 | 0.842 | 0.81527 | 556 | 20 | FM: 240167-1 SR434 | Central Ave N: Credit for 1/3 Wet Pond Treatment | 11 | Wet Ponds | 76 | 11 | 5.8152 | 0.69699 | 11 | Wet Ponds | 283 | 30% | 55% | 0.0005904 | 5.1107e-05
41 | 3 | 0.00035243 | 284 | 41 | 3 | HDR | 25.4619 | 1.917 | 15674.111 | 1180.15 | 0.961 | 0.923 | 24.461 | 1.77 | 15057.713 | 1089.811 | 0.00035243 | 21.44 | 1.565 | 0.0075562 | 0.00055156 | 0.842 | 0.81633 | 556 | 20 | FM: 240167-1 SR434 | Central Ave N: Credit for 1/3 Wet Pond Treatment | 11 | Wet Ponds | 76 | 11 | 5.8152 | 0.69699 | 11 | Wet Ponds | 284 | 30% | 55% | 0.0022669 | 0.00030336
41 | 4 | 0.66846 | 285 | 41 | 4 | IND | 15.0465 | 1.299 | 22984.638 | 1984.314 | 0.961 | 0.924 | 14.457 | 1.2 | 22084.136 | 1832.828 | 0.66846 | 12.656 | 1.059 | 8.4601 | 0.7079 | 0.841 | 0.81549 | 556 | 20 | FM: 240167-1 SR434 | Central Ave N: Credit for 1/3 Wet Pond Treatment | 11 | Wet Ponds | 76 | 11 | 5.8152 | 0.69699 | 11 | Wet Ponds | 285 | 30% | 55% | 2.538 | 0.38935
41 | 11 | 0.027976 | 291 | 41 | 11 | FOR | 3.3637 | 0.139 | 1738.258 | 71.607 | 0.961 | 0.923 | 3.231 | 0.128 | 1669.641 | 66.092 | 0.027976 | 2.844 | 0.114 | 0.079564 | 0.0031893 | 0.846 | 0.81972 | 556 | 20 | FM: 240167-1 SR434 | Central Ave N: Credit for 1/3 Wet Pond Treatment | 11 | Wet Ponds | 76 | 11 | 5.8152 | 0.69699 | 11 | Wet Ponds | 291 | 30% | 55% | 0.023869 | 0.0017541
41 | 1 | 0.020481 | 282 | 41 | 1 | LDR | 6.4645 | 0.301 | 7159.582 | 333.43 | 0.961 | 0.923 | 6.211 | 0.278 | 6878.392 | 307.743 | 0.020481 | 5.446 | 0.246 | 0.11154 | 0.0050382 | 0.842 | 0.81555 | 557 | 20 | FM: 240167-1 SR434 | Central Ave N: Credit for 1/3 Wet Pond Treatment | 11 | Wet Ponds | 77 | 5 | 1.9111 | 0.27105 | 11 | Wet Ponds | 282 | 30% | 55% | 0.033461 | 0.002771
41 | 4 | 0.25057 | 285 | 41 | 4 | IND | 15.0465 | 1.299 | 22984.638 | 1984.314 | 0.961 | 0.924 | 14.457 | 1.2 | 22084.136 | 1832.828 | 0.25057 | 12.656 | 1.059 | 3.1712 | 0.26535 | 0.841 | 0.81549 | 557 | 20 | FM: 240167-1 SR434 | Central Ave N: Credit for 1/3 Wet Pond Treatment | 11 | Wet Ponds | 77 | 5 | 1.9111 | 0.27105 | 11 | Wet Ponds | 285 | 30% | 55% | 0.95137 | 0.14594
41 | 4 | 0.25332 | 285 | 41 | 4 | IND | 15.0465 | 1.299 | 22984.638 | 1984.314 | 0.961 | 0.924 | 14.457 | 1.2 | 22084.136 | 1832.828 | 0.25332 | 12.656 | 1.059 | 3.206 | 0.26827 | 0.841 | 0.81549 | 558 | 20 | FM: 240167-1 SR434 | Central Ave N: Credit for 1/3 Wet Pond Treatment | 11 | Wet Ponds | 78 | 5 | 0.34289 | 0.25332 | 11 | Wet Ponds | 285 | 30% | 55% | 0.96181 | 0.14755
41 | 4 | 0.21183 | 285 | 41 | 4 | IND | 15.0465 | 1.299 | 22984.638 | 1984.314 | 0.961 | 0.924 | 14.457 | 1.2 | 22084.136 | 1832.828 | 0.21183 | 12.656 | 1.059 | 2.681 | 0.22433 | 0.841 | 0.81549 | 559 | 20 | FM: 240167-1 SR434 | Central Ave N: Credit for 1/3 Wet Pond Treatment | 11 | Wet Ponds | 79 | 11 | 2.6568 | 0.21183 | 11 | Wet Ponds | 285 | 30% | 55% | 0.80429 | 0.12338
41 | 2 | 0.0031426 | 283 | 41 | 2 | MDR | 11.9201 | 0.582 | 23513.664 | 1147.493 | 0.961 | 0.923 | 11.452 | 0.537 | 22589.972 | 1059.182 | 0.0031426 | 10.039 | 0.474 | 0.031549 | 0.0014896 | 0.842 | 0.81527 | 560 | 20 | FM: 240167-1 SR434 | Central Ave N: Credit for 1/3 Wet Pond Treatment | 11 | Wet Ponds | 118 | 5 | 0.94713 | 0.31274 | 11 | Wet Ponds | 283 | 30% | 55% | 0.0094647 | 0.00081928
41 | 4 | 0.30959 | 285 | 41 | 4 | IND | 15.0465 | 1.299 | 22984.638 | 1984.314 | 0.961 | 0.924 | 14.457 | 1.2 | 22084.136 | 1832.828 | 0.30959 | 12.656 | 1.059 | 3.9182 | 0.32786 | 0.841 | 0.81549 | 560 | 20 | FM: 240167-1 SR434 | Central Ave N: Credit for 1/3 Wet Pond Treatment | 11 | Wet Ponds | 118 | 5 | 0.94713 | 0.31274 | 11 | Wet Ponds | 285 | 30% | 55% | 1.1755 | 0.18032
41 | 4 | 0.19798 | 285 | 41 | 4 | IND | 15.0465 | 1.299 | 22984.638 | 1984.314 | 0.961 | 0.924 | 14.457 | 1.2 | 22084.136 | 1832.828 | 0.19798 | 12.656 | 1.059 | 2.5056 | 0.20966 | 0.841 | 0.81549 | 562 | 20 | FM: 240167-1 SR434 | Central Ave N: Credit for 1/3 Wet Pond Treatment | 11 | Wet Ponds | 141 | 5 | 0.20213 | 0.19798 | 11 | Wet Ponds | 285 | 30% | 55% | 0.75169 | 0.11531
41 | 4 | 0.0028466 | 285 | 41 | 4 | IND | 15.0465 | 1.299 | 22984.638 | 1984.314 | 0.961 | 0.924 | 14.457 | 1.2 | 22084.136 | 1832.828 | 0.0028466 | 12.656 | 1.059 | 0.036027 | 0.0030146 | 0.841 | 0.81549 | 563 | 20 | FM: 240167-1 SR434 | Central Ave N: Credit for 1/3 Wet Pond Treatment | 11 | Wet Ponds | 143 | 5 | 0.069064 | 0.0028466 | 11 | Wet Ponds | 285 | 30% | 55% | 0.010808 | 0.001658
41 | 4 | 0.010391 | 285 | 41 | 4 | IND | 15.0465 | 1.299 | 22984.638 | 1984.314 | 0.961 | 0.924 | 14.457 | 1.2 | 22084.136 | 1832.828 | 0.010391 | 12.656 | 1.059 | 0.13151 | 0.011004 | 0.841 | 0.81549 | 564 | 20 | FM: 240167-1 SR434 | Central Ave N: Credit for 1/3 Wet Pond Treatment | 11 | Wet Ponds | 284 | 5 | 1.1029 | 0.010391 | 11 | Wet Ponds | 285 | 30% | 55% | 0.039452 | 0.0060521
41 | 4 | 0.074718 | 285 | 41 | 4 | IND | 15.0465 | 1.299 | 22984.638 | 1984.314 | 0.961 | 0.924 | 14.457 | 1.2 | 22084.136 | 1832.828 | 0.074718 | 12.656 | 1.059 | 0.94564 | 0.079127 | 0.841 | 0.81549 | 565 | 20 | FM: 240167-1 SR434 | Central Ave N: Credit for 1/3 Wet Pond Treatment | 11 | Wet Ponds | 295 | 11 | 1.0445 | 0.074718 | 11 | Wet Ponds | 285 | 30% | 55% | 0.28369 | 0.04352
41 | 4 | 0.95075 | 285 | 41 | 4 | IND | 15.0465 | 1.299 | 22984.638 | 1984.314 | 0.961 | 0.924 | 14.457 | 1.2 | 22084.136 | 1832.828 | 0.95075 | 12.656 | 1.059 | 12.0328 | 1.0068 | 0.841 | 0.81549 | 566 | 20 | FM: 240167-1 SR434 | Central Ave N: Credit for 1/3 Wet Pond Treatment | 11 | Wet Ponds | 307 | 11 | 15.8684 | 0.95075 | 11 | Wet Ponds | 285 | 30% | 55% | 3.6098 | 0.55377
41 | 4 | 0.42548 | 285 | 41 | 4 | IND | 15.0465 | 1.299 | 22984.638 | 1984.314 | 0.961 | 0.924 | 14.457 | 1.2 | 22084.136 | 1832.828 | 0.42548 | 12.656 | 1.059 | 5.3849 | 0.45058 | 0.841 | 0.81549 | 567 | 20 | FM: 240167-1 SR434 | Central Ave N: Credit for 1/3 Wet Pond Treatment | 11 | Wet Ponds | 309 | 11 | 1.9827 | 0.42548 | 11 | Wet Ponds | 285 | 30% | 55% | 1.6155 | 0.24782
41 | 4 | 0.8346 | 285 | 41 | 4 | IND | 15.0465 | 1.299 | 22984.638 | 1984.314 | 0.961 | 0.924 | 14.457 | 1.2 | 22084.136 | 1832.828 | 0.8346 | 12.656 | 1.059 | 10.5628 | 0.88385 | 0.841 | 0.81549 | 568 | 20 | FM: 240167-1 SR434 | Central Ave N: Credit for 1/3 Wet Pond Treatment | 11 | Wet Ponds | 310 | 11 | 13.74 | 0.8346 | 11 | Wet Ponds | 285 | 30% | 55% | 3.1688 | 0.48612
41 | 4 | 0.052789 | 285 | 41 | 4 | IND | 15.0465 | 1.299 | 22984.638 | 1984.314 | 0.961 | 0.924 | 14.457 | 1.2 | 22084.136 | 1832.828 | 0.052789 | 12.656 | 1.059 | 0.6681 | 0.055904 | 0.841 | 0.81549 | 569 | 20 | FM: 240167-1 SR434 | Central Ave N: Credit for 1/3 Wet Pond Treatment | 11 | Wet Ponds | 311 | 11 | 1.0525 | 0.052789 | 11 | Wet Ponds | 285 | 30% | 55% | 0.20043 | 0.030747
41 | 4 | 0.51493 | 285 | 41 | 4 | IND | 15.0465 | 1.299 | 22984.638 | 1984.314 | 0.961 | 0.924 | 14.457 | 1.2 | 22084.136 | 1832.828 | 0.51493 | 12.656 | 1.059 | 6.517 | 0.54531 | 0.841 | 0.81549 | 570 | 20 | FM: 240167-1 SR434 | Central Ave N: Credit for 1/3 Wet Pond Treatment | 11 | Wet Ponds | 312 | 11 | 1.9191 | 0.51493 | 11 | Wet Ponds | 285 | 30% | 55% | 1.9551 | 0.29992
41 | 4 | 0.39831 | 285 | 41 | 4 | IND | 15.0465 | 1.299 | 22984.638 | 1984.314 | 0.961 | 0.924 | 14.457 | 1.2 | 22084.136 | 1832.828 | 0.39831 | 12.656 | 1.059 | 5.0411 | 0.42181 | 0.841 | 0.81549 | 571 | 20 | FM: 240167-1 SR434 | Central Ave N: Credit for 1/3 Wet Pond Treatment | 11 | Wet Ponds | 324 | 11 | 2.0863 | 0.39831 | 11 | Wet Ponds | 285 | 30% | 55% | 1.5123 | 0.232
41 | 4 | 0.11297 | 285 | 41 | 4 | IND | 15.0465 | 1.299 | 22984.638 | 1984.314 | 0.961 | 0.924 | 14.457 | 1.2 | 22084.136 | 1832.828 | 0.11297 | 12.656 | 1.059 | 1.4297 | 0.11963 | 0.841 | 0.81549 | 572 | 20 | FM: 240167-1 SR434 | Central Ave N: Credit for 1/3 Wet Pond Treatment | 11 | Wet Ponds | 325 | 11 | 6.3758 | 0.11297 | 11 | Wet Ponds | 285 | 30% | 55% | 0.42892 | 0.065799
41 | 4 | 0.059632 | 285 | 41 | 4 | IND | 15.0465 | 1.299 | 22984.638 | 1984.314 | 0.961 | 0.924 | 14.457 | 1.2 | 22084.136 | 1832.828 | 0.059632 | 12.656 | 1.059 | 0.75471 | 0.063151 | 0.841 | 0.81549 | 573 | 20 | FM: 240167-1 SR434 | Central Ave N: Credit for 1/3 Wet Pond Treatment | 11 | Wet Ponds | 326 | 11 | 0.94869 | 0.059632 | 11 | Wet Ponds | 285 | 30% | 55% | 0.22641 | 0.034733
41 | 4 | 0.0021543 | 285 | 41 | 4 | IND | 15.0465 | 1.299 | 22984.638 | 1984.314 | 0.961 | 0.924 | 14.457 | 1.2 | 22084.136 | 1832.828 | 0.0021543 | 12.656 | 1.059 | 0.027265 | 0.0022814 | 0.841 | 0.81549 | 574 | 20 | FM: 240167-1 SR434 | Central Ave N: Credit for 1/3 Wet Pond Treatment | 11 | Wet Ponds | 331 | 11 | 0.0021528 | 0.0021543 | 11 | Wet Ponds | 285 | 30% | 55% | 0.0081794 | 0.0012548
41 | 4 | 0.11481 | 285 | 41 | 4 | IND | 15.0465 | 1.299 | 22984.638 | 1984.314 | 0.961 | 0.924 | 14.457 | 1.2 | 22084.136 | 1832.828 | 0.11481 | 12.656 | 1.059 | 1.453 | 0.12158 | 0.841 | 0.81549 | 575 | 20 | FM: 240167-1 SR434 | Central Ave N: Credit for 1/3 Wet Pond Treatment | 11 | Wet Ponds | 338 | 11 | 0.98501 | 0.11481 | 11 | Wet Ponds | 285 | 30% | 55% | 0.4359 | 0.06687
41 | 4 | 0.16884 | 285 | 41 | 4 | IND | 15.0465 | 1.299 | 22984.638 | 1984.314 | 0.961 | 0.924 | 14.457 | 1.2 | 22084.136 | 1832.828 | 0.16884 | 12.656 | 1.059 | 2.1369 | 0.1788 | 0.841 | 0.81549 | 576 | 20 | FM: 240167-1 SR434 | Central Ave N: Credit for 1/3 Wet Pond Treatment | 11 | Wet Ponds | 345 | 11 | 1.979 | 0.16884 | 11 | Wet Ponds | 285 | 30% | 55% | 0.64106 | 0.098342
25 | 4 | 0.026236 | 145 | 25 | 4 | IND | 11.7335 | 1.455 | 10291.696 | 1276.442 | 0.56 | 0.476 | 6.567 | 0.692 | 5759.832 | 606.958 | 0.026236 | 6.567 | 0.692 | 0.17229 | 0.018155 | 0.56 | 0.47551 | 577 | 21 | FM: 240196-1 SR17-92 Basin C&D | US-17-92 | 11 | Wet Ponds | 21 | 5 | 2216.0989 | 0.026236 | 11 | Wet Ponds | 145 | 30% | 55% | 0.051688 | 0.0099855
25 | 2 | 0.016277 | 143 | 25 | 2 | MDR | 7.5947 | 0.683 | 4904.55 | 441.294 | 0.568 | 0.482 | 4.316 | 0.329 | 2787.239 | 212.506 | 0.016277 | 4.316 | 0.329 | 0.070253 | 0.0053553 | 0.568 | 0.48155 | 578 | 21 | FM: 240196-1 SR17-92 Basin C&D | US-17-92 | 11 | Wet Ponds | 25 | 11 | 656.1527 | 0.12686 | 11 | Wet Ponds | 143 | 30% | 55% | 0.021076 | 0.0029454
25 | 4 | 0.098131 | 145 | 25 | 4 | IND | 11.7335 | 1.455 | 10291.696 | 1276.442 | 0.56 | 0.476 | 6.567 | 0.692 | 5759.832 | 606.958 | 0.098131 | 6.567 | 0.692 | 0.64442 | 0.067906 | 0.56 | 0.47551 | 578 | 21 | FM: 240196-1 SR17-92 Basin C&D | US-17-92 | 11 | Wet Ponds | 25 | 11 | 656.1527 | 0.12686 | 11 | Wet Ponds | 145 | 30% | 55% | 0.19333 | 0.037349
25 | 6 | 0.01245 | 146 | 25 | 6 | OPE | 3.6205 | 0.302 | 81.319 | 6.781 | 0.574 | 0.489 | 2.08 | 0.148 | 46.71 | 3.314 | 0.01245 | 2.08 | 0.148 | 0.025897 | 0.0018427 | 0.574 | 0.48869 | 578 | 21 | FM: 240196-1 SR17-92 Basin C&D | US-17-92 | 11 | Wet Ponds | 25 | 11 | 656.1527 | 0.12686 | 11 | Wet Ponds | 146 | 30% | 55% | 0.007769 | 0.0010135
38 | 2 | 0.10893 | 248 | 38 | 2 | MDR | 8.5662 | 0.781 | 5390.011 | 491.366 | 0.752 | 0.731 | 6.439 | 0.571 | 4051.586 | 359.418 | 0.10893 | 6.439 | 0.571 | 0.70143 | 0.062202 | 0.752 | 0.73147 | 649 | 155 | Aulin Regional Stormwater Pond | BMP n estimated | 11 | Wet Ponds | 37 | 5 | 2697.9441 | 4.0296 | 11 | Wet Ponds | 248 | 30% | 55% | 0.21043 | 0.034211
41 | 1 | 0.001426 | 282 | 41 | 1 | LDR | 6.4645 | 0.301 | 7159.582 | 333.43 | 0.961 | 0.923 | 6.211 | 0.278 | 6878.392 | 307.743 | 0.001426 | 5.446 | 0.246 | 0.0077661 | 0.0003508 | 0.842 | 0.81555 | 649 | 155 | Aulin Regional Stormwater Pond | BMP n estimated | 11 | Wet Ponds | 37 | 5 | 2697.9441 | 4.0296 | 11 | Wet Ponds | 282 | 30% | 55% | 0.0023298 | 0.00019294
41 | 2 | 2.4157 | 283 | 41 | 2 | MDR | 11.9201 | 0.582 | 23513.664 | 1147.493 | 0.961 | 0.923 | 11.452 | 0.537 | 22589.972 | 1059.182 | 2.4157 | 10.039 | 0.474 | 24.2515 | 1.1451 | 0.842 | 0.81527 | 649 | 155 | Aulin Regional Stormwater Pond | BMP n estimated | 11 | Wet Ponds | 37 | 5 | 2697.9441 | 4.0296 | 11 | Wet Ponds | 283 | 30% | 55% | 7.2754 | 0.62978
41 | 3 | 0.051908 | 284 | 41 | 3 | HDR | 25.4619 | 1.917 | 15674.111 | 1180.15 | 0.961 | 0.923 | 24.461 | 1.77 | 15057.713 | 1089.811 | 0.051908 | 21.44 | 1.565 | 1.1129 | 0.081236 | 0.842 | 0.81633 | 649 | 155 | Aulin Regional Stormwater Pond | BMP n estimated | 11 | Wet Ponds | 37 | 5 | 2697.9441 | 4.0296 | 11 | Wet Ponds | 284 | 30% | 55% | 0.33387 | 0.04468
41 | 4 | 0.71882 | 285 | 41 | 4 | IND | 15.0465 | 1.299 | 22984.638 | 1984.314 | 0.961 | 0.924 | 14.457 | 1.2 | 22084.136 | 1832.828 | 0.71882 | 12.656 | 1.059 | 9.0973 | 0.76123 | 0.841 | 0.81549 | 649 | 155 | Aulin Regional Stormwater Pond | BMP n estimated | 11 | Wet Ponds | 37 | 5 | 2697.9441 | 4.0296 | 11 | Wet Ponds | 285 | 30% | 55% | 2.7292 | 0.41867
41 | 11 | 0.45155 | 291 | 41 | 11 | FOR | 3.3637 | 0.139 | 1738.258 | 71.607 | 0.961 | 0.923 | 3.231 | 0.128 | 1669.641 | 66.092 | 0.45155 | 2.844 | 0.114 | 1.2842 | 0.051477 | 0.846 | 0.81972 | 649 | 155 | Aulin Regional Stormwater Pond | BMP n estimated | 11 | Wet Ponds | 37 | 5 | 2697.9441 | 4.0296 | 11 | Wet Ponds | 291 | 30% | 55% | 0.38526 | 0.028312
41 | 13 | 0.2812 | 293 | 41 | 13 | WET | 1.0484 | 0.041 | 1567.871 | 61.608 | 0.962 | 0.921 | 1.008 | 0.038 | 1507.852 | 56.766 | 0.2812 | 0.888 | 0.034 | 0.24971 | 0.0095608 | 0.847 | 0.81976 | 649 | 155 | Aulin Regional Stormwater Pond | BMP n estimated | 11 | Wet Ponds | 37 | 5 | 2697.9441 | 4.0296 | 11 | Wet Ponds | 293 | 30% | 55% | 0.074912 | 0.0052584
41 | 1 | 0.071736 | 282 | 41 | 1 | LDR | 6.4645 | 0.301 | 7159.582 | 333.43 | 0.961 | 0.923 | 6.211 | 0.278 | 6878.392 | 307.743 | 0.071736 | 5.446 | 0.246 | 0.39067 | 0.017647 | 0.842 | 0.81555 | 650 | 155 | Aulin Regional Stormwater Pond | BMP n estimated | 11 | Wet Ponds | 38 | 5 | 508.2111 | 1.1978 | 11 | Wet Ponds | 282 | 30% | 55% | 0.1172 | 0.0097059
41 | 2 | 0.69035 | 283 | 41 | 2 | MDR | 11.9201 | 0.582 | 23513.664 | 1147.493 | 0.961 | 0.923 | 11.452 | 0.537 | 22589.972 | 1059.182 | 0.69035 | 10.039 | 0.474 | 6.9304 | 0.32722 | 0.842 | 0.81527 | 650 | 155 | Aulin Regional Stormwater Pond | BMP n estimated | 11 | Wet Ponds | 38 | 5 | 508.2111 | 1.1978 | 11 | Wet Ponds | 283 | 30% | 55% | 2.0791 | 0.17997
41 | 10 | 0.43569 | 290 | 41 | 10 | RAN | 5.062 | 0.211 | 1204.825 | 50.143 | 0.96 | 0.922 | 4.86 | 0.194 | 1156.789 | 46.234 | 0.43569 | 4.268 | 0.172 | 1.8595 | 0.074939 | 0.843 | 0.81592 | 650 | 155 | Aulin Regional Stormwater Pond | BMP n estimated | 11 | Wet Ponds | 38 | 5 | 508.2111 | 1.1978 | 11 | Wet Ponds | 290 | 30% | 55% | 0.55786 | 0.041217
38 | 2 | 0.23101 | 248 | 38 | 2 | MDR | 8.5662 | 0.781 | 5390.011 | 491.366 | 0.752 | 0.731 | 6.439 | 0.571 | 4051.586 | 359.418 | 0.23101 | 6.439 | 0.571 | 1.4874 | 0.1319 | 0.752 | 0.73147 | 651 | 155 | Aulin Regional Stormwater Pond | BMP n estimated | 11 | Wet Ponds | 41 | 11 | 4890.0743 | 23.8013 | 11 | Wet Ponds | 248 | 30% | 55% | 0.44623 | 0.072547
41 | 1 | 0.058076 | 282 | 41 | 1 | LDR | 6.4645 | 0.301 | 7159.582 | 333.43 | 0.961 | 0.923 | 6.211 | 0.278 | 6878.392 | 307.743 | 0.058076 | 5.446 | 0.246 | 0.31628 | 0.014287 | 0.842 | 0.81555 | 651 | 155 | Aulin Regional Stormwater Pond | BMP n estimated | 11 | Wet Ponds | 41 | 11 | 4890.0743 | 23.8013 | 11 | Wet Ponds | 282 | 30% | 55% | 0.094884 | 0.0078576
41 | 2 | 19.8286 | 283 | 41 | 2 | MDR | 11.9201 | 0.582 | 23513.664 | 1147.493 | 0.961 | 0.923 | 11.452 | 0.537 | 22589.972 | 1059.182 | 19.8286 | 10.039 | 0.474 | 199.0589 | 9.3987 | 0.842 | 0.81527 | 651 | 155 | Aulin Regional Stormwater Pond | BMP n estimated | 11 | Wet Ponds | 41 | 11 | 4890.0743 | 23.8013 | 11 | Wet Ponds | 283 | 30% | 55% | 59.7177 | 5.1693
41 | 3 | 3.4963 | 284 | 41 | 3 | HDR | 25.4619 | 1.917 | 15674.111 | 1180.15 | 0.961 | 0.923 | 24.461 | 1.77 | 15057.713 | 1089.811 | 3.4963 | 21.44 | 1.565 | 74.9599 | 5.4717 | 0.842 | 0.81633 | 651 | 155 | Aulin Regional Stormwater Pond | BMP n estimated | 11 | Wet Ponds | 41 | 11 | 4890.0743 | 23.8013 | 11 | Wet Ponds | 284 | 30% | 55% | 22.488 | 3.0094
41 | 4 | 0.00020901 | 285 | 41 | 4 | IND | 15.0465 | 1.299 | 22984.638 | 1984.314 | 0.961 | 0.924 | 14.457 | 1.2 | 22084.136 | 1832.828 | 0.00020901 | 12.656 | 1.059 | 0.0026453 | 0.00022134 | 0.841 | 0.81549 | 651 | 155 | Aulin Regional Stormwater Pond | BMP n estimated | 11 | Wet Ponds | 41 | 11 | 4890.0743 | 23.8013 | 11 | Wet Ponds | 285 | 30% | 55% | 0.00079358 | 0.00012174
41 | 11 | 0.18721 | 291 | 41 | 11 | FOR | 3.3637 | 0.139 | 1738.258 | 71.607 | 0.961 | 0.923 | 3.231 | 0.128 | 1669.641 | 66.092 | 0.18721 | 2.844 | 0.114 | 0.53243 | 0.021342 | 0.846 | 0.81972 | 651 | 155 | Aulin Regional Stormwater Pond | BMP n estimated | 11 | Wet Ponds | 41 | 11 | 4890.0743 | 23.8013 | 11 | Wet Ponds | 291 | 30% | 55% | 0.15973 | 0.011738
41 | 2 | 2.9548 | 283 | 41 | 2 | MDR | 11.9201 | 0.582 | 23513.664 | 1147.493 | 0.961 | 0.923 | 11.452 | 0.537 | 22589.972 | 1059.182 | 2.9548 | 10.039 | 0.474 | 29.663 | 1.4006 | 0.842 | 0.81527 | 652 | 155 | Aulin Regional Stormwater Pond | BMP n estimated | 11 | Wet Ponds | 42 | 11 | 232.3769 | 4.1039 | 11 | Wet Ponds | 283 | 30% | 55% | 8.8989 | 0.77031
41 | 3 | 1.132 | 284 | 41 | 3 | HDR | 25.4619 | 1.917 | 15674.111 | 1180.15 | 0.961 | 0.923 | 24.461 | 1.77 | 15057.713 | 1089.811 | 1.132 | 21.44 | 1.565 | 24.2693 | 1.7715 | 0.842 | 0.81633 | 652 | 155 | Aulin Regional Stormwater Pond | BMP n estimated | 11 | Wet Ponds | 42 | 11 | 232.3769 | 4.1039 | 11 | Wet Ponds | 284 | 30% | 55% | 7.2808 | 0.97434
41 | 11 | 0.017109 | 291 | 41 | 11 | FOR | 3.3637 | 0.139 | 1738.258 | 71.607 | 0.961 | 0.923 | 3.231 | 0.128 | 1669.641 | 66.092 | 0.017109 | 2.844 | 0.114 | 0.048657 | 0.0019504 | 0.846 | 0.81972 | 652 | 155 | Aulin Regional Stormwater Pond | BMP n estimated | 11 | Wet Ponds | 42 | 11 | 232.3769 | 4.1039 | 11 | Wet Ponds | 291 | 30% | 55% | 0.014597 | 0.0010727
41 | 3 | 0.0008979 | 284 | 41 | 3 | HDR | 25.4619 | 1.917 | 15674.111 | 1180.15 | 0.961 | 0.923 | 24.461 | 1.77 | 15057.713 | 1089.811 | 0.0008979 | 21.44 | 1.565 | 0.019251 | 0.0014052 | 0.842 | 0.81633 | 653 | 155 | Aulin Regional Stormwater Pond | BMP n estimated | 11 | Wet Ponds | 66 | 11 | 0.12343 | 0.0008979 | 11 | Wet Ponds | 284 | 30% | 55% | 0.0057753 | 0.00077287
41 | 2 | 0.037054 | 283 | 41 | 2 | MDR | 11.9201 | 0.582 | 23513.664 | 1147.493 | 0.961 | 0.923 | 11.452 | 0.537 | 22589.972 | 1059.182 | 0.037054 | 10.039 | 0.474 | 0.37198 | 0.017564 | 0.842 | 0.81527 | 654 | 155 | Aulin Regional Stormwater Pond | BMP n estimated | 11 | Wet Ponds | 81 | 5 | 24.4025 | 1.8707 | 11 | Wet Ponds | 283 | 30% | 55% | 0.1116 | 0.0096599
41 | 4 | 1.8337 | 285 | 41 | 4 | IND | 15.0465 | 1.299 | 22984.638 | 1984.314 | 0.961 | 0.924 | 14.457 | 1.2 | 22084.136 | 1832.828 | 1.8337 | 12.656 | 1.059 | 23.2071 | 1.9419 | 0.841 | 0.81549 | 654 | 155 | Aulin Regional Stormwater Pond | BMP n estimated | 11 | Wet Ponds | 81 | 5 | 24.4025 | 1.8707 | 11 | Wet Ponds | 285 | 30% | 55% | 6.9621 | 1.068
41 | 2 | 1.6643e-05 | 283 | 41 | 2 | MDR | 11.9201 | 0.582 | 23513.664 | 1147.493 | 0.961 | 0.923 | 11.452 | 0.537 | 22589.972 | 1059.182 | 1.6643e-05 | 10.039 | 0.474 | 0.00016708 | 7.8889e-06 | 0.842 | 0.81527 | 655 | 155 | Aulin Regional Stormwater Pond | BMP n estimated | 11 | Wet Ponds | 129 | 11 | 0.47505 | 0.022145 | 11 | Wet Ponds | 283 | 30% | 55% | 5.0124e-05 | 4.3389e-06
41 | 3 | 0.022128 | 284 | 41 | 3 | HDR | 25.4619 | 1.917 | 15674.111 | 1180.15 | 0.961 | 0.923 | 24.461 | 1.77 | 15057.713 | 1089.811 | 0.022128 | 21.44 | 1.565 | 0.47442 | 0.03463 | 0.842 | 0.81633 | 655 | 155 | Aulin Regional Stormwater Pond | BMP n estimated | 11 | Wet Ponds | 129 | 11 | 0.47505 | 0.022145 | 11 | Wet Ponds | 284 | 30% | 55% | 0.14233 | 0.019047
41 | 2 | 0.007114 | 283 | 41 | 2 | MDR | 11.9201 | 0.582 | 23513.664 | 1147.493 | 0.961 | 0.923 | 11.452 | 0.537 | 22589.972 | 1059.182 | 0.007114 | 10.039 | 0.474 | 0.071417 | 0.003372 | 0.842 | 0.81527 | 656 | 155 | Aulin Regional Stormwater Pond | BMP n estimated | 11 | Wet Ponds | 130 | 11 | 0.46271 | 0.07952 | 11 | Wet Ponds | 283 | 30% | 55% | 0.021425 | 0.0018546
41 | 4 | 0.043384 | 285 | 41 | 4 | IND | 15.0465 | 1.299 | 22984.638 | 1984.314 | 0.961 | 0.924 | 14.457 | 1.2 | 22084.136 | 1832.828 | 0.043384 | 12.656 | 1.059 | 0.54907 | 0.045944 | 0.841 | 0.81549 | 656 | 155 | Aulin Regional Stormwater Pond | BMP n estimated | 11 | Wet Ponds | 130 | 11 | 0.46271 | 0.07952 | 11 | Wet Ponds | 285 | 30% | 55% | 0.16472 | 0.025269
41 | 11 | 0.029022 | 291 | 41 | 11 | FOR | 3.3637 | 0.139 | 1738.258 | 71.607 | 0.961 | 0.923 | 3.231 | 0.128 | 1669.641 | 66.092 | 0.029022 | 2.844 | 0.114 | 0.082539 | 0.0033085 | 0.846 | 0.81972 | 656 | 155 | Aulin Regional Stormwater Pond | BMP n estimated | 11 | Wet Ponds | 130 | 11 | 0.46271 | 0.07952 | 11 | Wet Ponds | 291 | 30% | 55% | 0.024762 | 0.0018197
41 | 3 | 0.020709 | 284 | 41 | 3 | HDR | 25.4619 | 1.917 | 15674.111 | 1180.15 | 0.961 | 0.923 | 24.461 | 1.77 | 15057.713 | 1089.811 | 0.020709 | 21.44 | 1.565 | 0.44399 | 0.032409 | 0.842 | 0.81633 | 657 | 155 | Aulin Regional Stormwater Pond | BMP n estimated | 11 | Wet Ponds | 262 | 5 | 7.5842 | 0.020709 | 11 | Wet Ponds | 284 | 30% | 55% | 0.1332 | 0.017825
41 | 2 | 0.0018341 | 283 | 41 | 2 | MDR | 11.9201 | 0.582 | 23513.664 | 1147.493 | 0.961 | 0.923 | 11.452 | 0.537 | 22589.972 | 1059.182 | 0.0018341 | 10.039 | 0.474 | 0.018413 | 0.00086938 | 0.842 | 0.81527 | 658 | 155 | Aulin Regional Stormwater Pond | BMP n estimated | 11 | Wet Ponds | 277 | 5 | 0.002003 | 0.0020044 | 11 | Wet Ponds | 283 | 30% | 55% | 0.0055238 | 0.00047816
41 | 11 | 0.00017026 | 291 | 41 | 11 | FOR | 3.3637 | 0.139 | 1738.258 | 71.607 | 0.961 | 0.923 | 3.231 | 0.128 | 1669.641 | 66.092 | 0.00017026 | 2.844 | 0.114 | 0.00048421 | 1.9409e-05 | 0.846 | 0.81972 | 658 | 155 | Aulin Regional Stormwater Pond | BMP n estimated | 11 | Wet Ponds | 277 | 5 | 0.002003 | 0.0020044 | 11 | Wet Ponds | 291 | 30% | 55% | 0.00014526 | 1.0675e-05
41 | 2 | 0.39502 | 283 | 41 | 2 | MDR | 11.9201 | 0.582 | 23513.664 | 1147.493 | 0.961 | 0.923 | 11.452 | 0.537 | 22589.972 | 1059.182 | 0.39502 | 10.039 | 0.474 | 3.9656 | 0.18724 | 0.842 | 0.81527 | 659 | 155 | Aulin Regional Stormwater Pond | BMP n estimated | 11 | Wet Ponds | 316 | 11 | 16.2705 | 2.7423 | 11 | Wet Ponds | 283 | 30% | 55% | 1.1897 | 0.10298
41 | 3 | 2.0639 | 284 | 41 | 3 | HDR | 25.4619 | 1.917 | 15674.111 | 1180.15 | 0.961 | 0.923 | 24.461 | 1.77 | 15057.713 | 1089.811 | 2.0639 | 21.44 | 1.565 | 44.2509 | 3.2301 | 0.842 | 0.81633 | 659 | 155 | Aulin Regional Stormwater Pond | BMP n estimated | 11 | Wet Ponds | 316 | 11 | 16.2705 | 2.7423 | 11 | Wet Ponds | 284 | 30% | 55% | 13.2753 | 1.7765
41 | 4 | 0.28331 | 285 | 41 | 4 | IND | 15.0465 | 1.299 | 22984.638 | 1984.314 | 0.961 | 0.924 | 14.457 | 1.2 | 22084.136 | 1832.828 | 0.28331 | 12.656 | 1.059 | 3.5855 | 0.30002 | 0.841 | 0.81549 | 659 | 155 | Aulin Regional Stormwater Pond | BMP n estimated | 11 | Wet Ponds | 316 | 11 | 16.2705 | 2.7423 | 11 | Wet Ponds | 285 | 30% | 55% | 1.0757 | 0.16501
41 | 2 | 0.75625 | 283 | 41 | 2 | MDR | 11.9201 | 0.582 | 23513.664 | 1147.493 | 0.961 | 0.923 | 11.452 | 0.537 | 22589.972 | 1059.182 | 0.75625 | 10.039 | 0.474 | 7.592 | 0.35846 | 0.842 | 0.81527 | 660 | 155 | Aulin Regional Stormwater Pond | BMP n estimated | 11 | Wet Ponds | 317 | 11 | 7.0236 | 6.7246 | 11 | Wet Ponds | 283 | 30% | 55% | 2.2776 | 0.19716
41 | 4 | 3.6961 | 285 | 41 | 4 | IND | 15.0465 | 1.299 | 22984.638 | 1984.314 | 0.961 | 0.924 | 14.457 | 1.2 | 22084.136 | 1832.828 | 3.6961 | 12.656 | 1.059 | 46.7775 | 3.9141 | 0.841 | 0.81549 | 660 | 155 | Aulin Regional Stormwater Pond | BMP n estimated | 11 | Wet Ponds | 317 | 11 | 7.0236 | 6.7246 | 11 | Wet Ponds | 285 | 30% | 55% | 14.0333 | 2.1528
41 | 11 | 1.907 | 291 | 41 | 11 | FOR | 3.3637 | 0.139 | 1738.258 | 71.607 | 0.961 | 0.923 | 3.231 | 0.128 | 1669.641 | 66.092 | 1.907 | 2.844 | 0.114 | 5.4235 | 0.2174 | 0.846 | 0.81972 | 660 | 155 | Aulin Regional Stormwater Pond | BMP n estimated | 11 | Wet Ponds | 317 | 11 | 7.0236 | 6.7246 | 11 | Wet Ponds | 291 | 30% | 55% | 1.627 | 0.11957
41 | 12 | 0.36524 | 292 | 41 | 12 | WAT | 1.0456 | 0.041 | 281.889 | 11.073 | 0.962 | 0.921 | 1.006 | 0.038 | 271.1 | 10.202 | 0.36524 | 0.885 | 0.034 | 0.32323 | 0.012418 | 0.847 | 0.81969 | 660 | 155 | Aulin Regional Stormwater Pond | BMP n estimated | 11 | Wet Ponds | 317 | 11 | 7.0236 | 6.7246 | 11 | Wet Ponds | 292 | 30% | 55% | 0.09697 | 0.0068299
41 | 2 | 0.46591 | 283 | 41 | 2 | MDR | 11.9201 | 0.582 | 23513.664 | 1147.493 | 0.961 | 0.923 | 11.452 | 0.537 | 22589.972 | 1059.182 | 0.46591 | 10.039 | 0.474 | 4.6773 | 0.22084 | 0.842 | 0.81527 | 661 | 155 | Aulin Regional Stormwater Pond | BMP n estimated | 11 | Wet Ponds | 342 | 11 | 4.5756 | 0.69796 | 11 | Wet Ponds | 283 | 30% | 55% | 1.4032 | 0.12146
41 | 3 | 0.23083 | 284 | 41 | 3 | HDR | 25.4619 | 1.917 | 15674.111 | 1180.15 | 0.961 | 0.923 | 24.461 | 1.77 | 15057.713 | 1089.811 | 0.23083 | 21.44 | 1.565 | 4.9489 | 0.36124 | 0.842 | 0.81633 | 661 | 155 | Aulin Regional Stormwater Pond | BMP n estimated | 11 | Wet Ponds | 342 | 11 | 4.5756 | 0.69796 | 11 | Wet Ponds | 284 | 30% | 55% | 1.4847 | 0.19868
41 | 4 | 0.0012203 | 285 | 41 | 4 | IND | 15.0465 | 1.299 | 22984.638 | 1984.314 | 0.961 | 0.924 | 14.457 | 1.2 | 22084.136 | 1832.828 | 0.0012203 | 12.656 | 1.059 | 0.015444 | 0.0012923 | 0.841 | 0.81549 | 661 | 155 | Aulin Regional Stormwater Pond | BMP n estimated | 11 | Wet Ponds | 342 | 11 | 4.5756 | 0.69796 | 11 | Wet Ponds | 285 | 30% | 55% | 0.0046333 | 0.00071078
41 | 2 | 0.0019518 | 283 | 41 | 2 | MDR | 11.9201 | 0.582 | 23513.664 | 1147.493 | 0.961 | 0.923 | 11.452 | 0.537 | 22589.972 | 1059.182 | 0.0019518 | 10.039 | 0.474 | 0.019594 | 0.00092516 | 0.842 | 0.81527 | 662 | 155 | Aulin Regional Stormwater Pond | BMP n estimated | 11 | Wet Ponds | 343 | 11 | 0.0019505 | 0.0019518 | 11 | Wet Ponds | 283 | 30% | 55% | 0.0058783 | 0.00050884
30 | 1 | 4.085 | 192 | 30 | 1 | LDR | 3.643 | 0.311 | 95.569 | 8.148 | 0.863 | 1.06 | 3.144 | 0.329 | 82.484 | 8.636 | 4.085 | 3.144 | 0.308 | 12.8433 | 1.2582 | 0.863 | 0.99054 | 663 | 156 | Cameron Ditch Stormwater Facility | CDM ; Figure 1-2 | 11 | Wet Ponds | 21 | 5 | 2216.0989 | 6.0215 | 11 | Wet Ponds | 192 | 30% | 55% | 3.853 | 0.692
30 | 4 | 0.010508 | 193 | 30 | 4 | IND | 11.0583 | 1.322 | 303.121 | 36.235 | 0.86 | 1.054 | 9.514 | 1.394 | 260.793 | 38.209 | 0.010508 | 9.514 | 1.303 | 0.099974 | 0.013692 | 0.86 | 0.98549 | 663 | 156 | Cameron Ditch Stormwater Facility | CDM ; Figure 1-2 | 11 | Wet Ponds | 21 | 5 | 2216.0989 | 6.0215 | 11 | Wet Ponds | 193 | 30% | 55% | 0.029992 | 0.0075306
30 | 8 | 0.83722 | 195 | 30 | 8 | AGR | 6.6936 | 0.594 | 217.559 | 19.315 | 0.866 | 1.065 | 5.795 | 0.633 | 188.35 | 20.578 | 0.83722 | 5.795 | 0.592 | 4.8517 | 0.49564 | 0.866 | 0.9957 | 663 | 156 | Cameron Ditch Stormwater Facility | CDM ; Figure 1-2 | 11 | Wet Ponds | 21 | 5 | 2216.0989 | 6.0215 | 11 | Wet Ponds | 195 | 30% | 55% | 1.4555 | 0.2726
30 | 13 | 0.014008 | 199 | 30 | 13 | WET | 0.46253 | 0.033 | 39.572 | 2.848 | 0.867 | 1.064 | 0.401 | 0.035 | 34.324 | 3.031 | 0.014008 | 0.401 | 0.033 | 0.0056172 | 0.00046226 | 0.867 | 0.99449 | 663 | 156 | Cameron Ditch Stormwater Facility | CDM ; Figure 1-2 | 11 | Wet Ponds | 21 | 5 | 2216.0989 | 6.0215 | 11 | Wet Ponds | 199 | 30% | 55% | 0.0016851 | 0.00025424
95 | 4 | 1.0604 | 593 | 95 | 4 | IND | 13.7951 | 1.628 | 835.91 | 98.655 | 0.797 | 0.754 | 10.999 | 1.228 | 666.514 | 74.381 | 1.0604 | 10.744 | 4.258 | 11.3927 | 4.5151 | 0.779 | 2.615 | 663 | 156 | Cameron Ditch Stormwater Facility | CDM ; Figure 1-2 | 11 | Wet Ponds | 21 | 5 | 2216.0989 | 6.0215 | 11 | Wet Ponds | 593 | 30% | 55% | 3.4178 | 2.4833
96 | 1 | 0.0023935 | 599 | 96 | 1 | LDR | 4.157 | 0.346 | 111.48 | 9.287 | 0.996 | 3.4 | 4.139 | 1.177 | 110.992 | 31.576 | 0.0023935 | 4.058 | 0.346 | 0.0097127 | 0.00082814 | 0.976 | 1 | 663 | 156 | Cameron Ditch Stormwater Facility | CDM ; Figure 1-2 | 11 | Wet Ponds | 21 | 5 | 2216.0989 | 6.0215 | 11 | Wet Ponds | 599 | 30% | 55% | 0.0029138 | 0.00045548
96 | 4 | 0.011918 | 600 | 96 | 4 | IND | 12.891 | 1.483 | 1017.657 | 117.073 | 0.995 | 3.4 | 12.829 | 5.042 | 1012.795 | 398.047 | 0.011918 | 12.578 | 1.483 | 0.14991 | 0.017675 | 0.976 | 1 | 663 | 156 | Cameron Ditch Stormwater Facility | CDM ; Figure 1-2 | 11 | Wet Ponds | 21 | 5 | 2216.0989 | 6.0215 | 11 | Wet Ponds | 600 | 30% | 55% | 0.044973 | 0.0097213
95 | 4 | 3.7986 | 593 | 95 | 4 | IND | 13.7951 | 1.628 | 835.91 | 98.655 | 0.797 | 0.754 | 10.999 | 1.228 | 666.514 | 74.381 | 3.7986 | 10.744 | 4.258 | 40.8125 | 16.1746 | 0.779 | 2.615 | 664 | 156 | Cameron Ditch Stormwater Facility | CDM ; Figure 1-2 | 11 | Wet Ponds | 22 | 5 | 961.4739 | 5.6438 | 11 | Wet Ponds | 593 | 30% | 55% | 12.2438 | 8.896
95 | 12 | 0.0096719 | 597 | 95 | 12 | WAT | 0.41724 | 0.029 | 5.064 | 0.351 | 0.804 | 0.762 | 0.335 | 0.022 | 4.069 | 0.267 | 0.0096719 | 0.329 | 0.078 | 0.0031821 | 0.00075441 | 0.788 | 2.6876 | 664 | 156 | Cameron Ditch Stormwater Facility | CDM ; Figure 1-2 | 11 | Wet Ponds | 22 | 5 | 961.4739 | 5.6438 | 11 | Wet Ponds | 597 | 30% | 55% | 0.00095462 | 0.00041493
95 | 13 | 0.14471 | 598 | 95 | 13 | WET | 1.3043 | 0.095 | 958.113 | 70.059 | 0.802 | 0.759 | 1.047 | 0.072 | 768.799 | 53.208 | 0.14471 | 1.023 | 0.282 | 0.14804 | 0.040808 | 0.785 | 2.9522 | 664 | 156 | Cameron Ditch Stormwater Facility | CDM ; Figure 1-2 | 11 | Wet Ponds | 22 | 5 | 961.4739 | 5.6438 | 11 | Wet Ponds | 598 | 30% | 55% | 0.044412 | 0.022445
96 | 4 | 1.6908 | 600 | 96 | 4 | IND | 12.891 | 1.483 | 1017.657 | 117.073 | 0.995 | 3.4 | 12.829 | 5.042 | 1012.795 | 398.047 | 1.6908 | 12.578 | 1.483 | 21.2665 | 2.5074 | 0.976 | 1 | 664 | 156 | Cameron Ditch Stormwater Facility | CDM ; Figure 1-2 | 11 | Wet Ponds | 22 | 5 | 961.4739 | 5.6438 | 11 | Wet Ponds | 600 | 30% | 55% | 6.38 | 1.3791
95 | 4 | 0.063895 | 593 | 95 | 4 | IND | 13.7951 | 1.628 | 835.91 | 98.655 | 0.797 | 0.754 | 10.999 | 1.228 | 666.514 | 74.381 | 0.063895 | 10.744 | 4.258 | 0.68649 | 0.27206 | 0.779 | 2.615 | 665 | 156 | Cameron Ditch Stormwater Facility | CDM ; Figure 1-2 | 11 | Wet Ponds | 376 | 5 | 46.0645 | 0.29332 | 11 | Wet Ponds | 593 | 30% | 55% | 0.20595 | 0.14964
95 | 13 | 0.048063 | 598 | 95 | 13 | WET | 1.3043 | 0.095 | 958.113 | 70.059 | 0.802 | 0.759 | 1.047 | 0.072 | 768.799 | 53.208 | 0.048063 | 1.023 | 0.282 | 0.049168 | 0.013554 | 0.785 | 2.9522 | 665 | 156 | Cameron Ditch Stormwater Facility | CDM ; Figure 1-2 | 11 | Wet Ponds | 376 | 5 | 46.0645 | 0.29332 | 11 | Wet Ponds | 598 | 30% | 55% | 0.014751 | 0.0074546
96 | 4 | 0.18136 | 600 | 96 | 4 | IND | 12.891 | 1.483 | 1017.657 | 117.073 | 0.995 | 3.4 | 12.829 | 5.042 | 1012.795 | 398.047 | 0.18136 | 12.578 | 1.483 | 2.2811 | 0.26896 | 0.976 | 1 | 665 | 156 | Cameron Ditch Stormwater Facility | CDM ; Figure 1-2 | 11 | Wet Ponds | 376 | 5 | 46.0645 | 0.29332 | 11 | Wet Ponds | 600 | 30% | 55% | 0.68434 | 0.14793
46 | 3 | 0.017379 | 342 | 46 | 3 | HDR | 29.2966 | 2.128 | 15135.696 | 1099.348 | 0.585 | 0.841 | 17.131 | 1.789 | 8850.484 | 924.087 | 0.017379 | 13.118 | 1.05 | 0.22798 | 0.018248 | 0.448 | 0.49364 | 675 | 161 | Lake Howell Road Stormwater Improvements | PS-5165-04/AJR ; CIP No. 2091-03 ; Figure 7 | 11 | Wet Ponds | 37 | 5 | 2697.9441 | 0.45088 | 11 | Wet Ponds | 342 | 30% | 55% | 0.068393 | 0.010036
46 | 4 | 0.4335 | 343 | 46 | 4 | IND | 17.0006 | 1.432 | 5136.665 | 432.629 | 0.581 | 0.828 | 9.877 | 1.185 | 2984.427 | 358.031 | 0.4335 | 7.542 | 0.694 | 3.2695 | 0.30085 | 0.444 | 0.48499 | 675 | 161 | Lake Howell Road Stormwater Improvements | PS-5165-04/AJR ; CIP No. 2091-03 ; Figure 7 | 11 | Wet Ponds | 37 | 5 | 2697.9441 | 0.45088 | 11 | Wet Ponds | 343 | 30% | 55% | 0.98084 | 0.16547
46 | 2 | 0.040738 | 341 | 46 | 2 | MDR | 13.7343 | 0.645 | 12517.372 | 587.845 | 0.585 | 0.835 | 8.036 | 0.539 | 7324.398 | 490.966 | 0.040738 | 6.155 | 0.317 | 0.25074 | 0.012914 | 0.448 | 0.49116 | 676 | 162 | Lake Howell Road Stormwater Improvements | PS-5165-04/AJR ; CIP No. 2091-03 ; Figure 7 | 11 | Wet Ponds | 37 | 5 | 2697.9441 | 0.81523 | 11 | Wet Ponds | 341 | 30% | 55% | 0.075222 | 0.0071026
46 | 4 | 0.19514 | 343 | 46 | 4 | IND | 17.0006 | 1.432 | 5136.665 | 432.629 | 0.581 | 0.828 | 9.877 | 1.185 | 2984.427 | 358.031 | 0.19514 | 7.542 | 0.694 | 1.4718 | 0.13543 | 0.444 | 0.48499 | 676 | 162 | Lake Howell Road Stormwater Improvements | PS-5165-04/AJR ; CIP No. 2091-03 ; Figure 7 | 11 | Wet Ponds | 37 | 5 | 2697.9441 | 0.81523 | 11 | Wet Ponds | 343 | 30% | 55% | 0.44153 | 0.074486
47 | 2 | 0.48816 | 351 | 47 | 2 | MDR | 28.2266 | 1.305 | 1525.204 | 70.53 | 0.791 | 0.733 | 22.329 | 0.957 | 1206.523 | 51.714 | 0.48816 | 10.132 | 0.512 | 4.946 | 0.24994 | 0.359 | 0.3925 | 676 | 162 | Lake Howell Road Stormwater Improvements | PS-5165-04/AJR ; CIP No. 2091-03 ; Figure 7 | 11 | Wet Ponds | 37 | 5 | 2697.9441 | 0.81523 | 11 | Wet Ponds | 351 | 30% | 55% | 1.4838 | 0.13746
47 | 4 | 0.055468 | 353 | 47 | 4 | IND | 35.0404 | 2.912 | 196.109 | 16.3 | 0.789 | 0.729 | 27.632 | 2.124 | 154.649 | 11.89 | 0.055468 | 12.419 | 1.133 | 0.68886 | 0.062845 | 0.354 | 0.38913 | 676 | 162 | Lake Howell Road Stormwater Improvements | PS-5165-04/AJR ; CIP No. 2091-03 ; Figure 7 | 11 | Wet Ponds | 37 | 5 | 2697.9441 | 0.81523 | 11 | Wet Ponds | 353 | 30% | 55% | 0.20666 | 0.034565
47 | 13 | 0.035727 | 355 | 47 | 13 | WET | 2.568 | 0.096 | 21.286 | 0.794 | 0.789 | 0.749 | 2.025 | 0.072 | 16.785 | 0.594 | 0.035727 | 0.929 | 0.042 | 0.033191 | 0.0015005 | 0.362 | 0.43471 | 676 | 162 | Lake Howell Road Stormwater Improvements | PS-5165-04/AJR ; CIP No. 2091-03 ; Figure 7 | 11 | Wet Ponds | 37 | 5 | 2697.9441 | 0.81523 | 11 | Wet Ponds | 355 | 30% | 55% | 0.0099572 | 0.0008253
46 | 4 | 0.1735 | 343 | 46 | 4 | IND | 17.0006 | 1.432 | 5136.665 | 432.629 | 0.581 | 0.828 | 9.877 | 1.185 | 2984.427 | 358.031 | 0.1735 | 7.542 | 0.694 | 1.3085 | 0.12041 | 0.444 | 0.48499 | 677 | 162 | Lake Howell Road Stormwater Improvements | PS-5165-04/AJR ; CIP No. 2091-03 ; Figure 7 | 11 | Wet Ponds | 38 | 5 | 508.2111 | 0.25973 | 11 | Wet Ponds | 343 | 30% | 55% | 0.39255 | 0.066223
47 | 4 | 0.08623 | 353 | 47 | 4 | IND | 35.0404 | 2.912 | 196.109 | 16.3 | 0.789 | 0.729 | 27.632 | 2.124 | 154.649 | 11.89 | 0.08623 | 12.419 | 1.133 | 1.0709 | 0.097699 | 0.354 | 0.38913 | 677 | 162 | Lake Howell Road Stormwater Improvements | PS-5165-04/AJR ; CIP No. 2091-03 ; Figure 7 | 11 | Wet Ponds | 38 | 5 | 508.2111 | 0.25973 | 11 | Wet Ponds | 353 | 30% | 55% | 0.32127 | 0.053734
27 | 1 | 8.6137 | 160 | 27 | 1 | LDR | 3.5863 | 0.278 | 520.236 | 40.302 | 0.318 | 0.314 | 1.14 | 0.087 | 165.438 | 12.639 | 8.6137 | 1.14 | 0.087 | 9.8196 | 0.74939 | 0.318 | 0.31361 | 678 | 163 | Navy Canal | CDM ; Figure 1-2 ; Sanford Airport | 11 | Wet Ponds | 21 | 5 | 2216.0989 | 19.7316 | 11 | Wet Ponds | 160 | 30% | 55% | 2.9459 | 0.41217
27 | 4 | 3.9781 | 162 | 27 | 4 | IND | 11.0624 | 1.21 | 10869.185 | 1188.593 | 0.31 | 0.307 | 3.425 | 0.372 | 3365.144 | 365.357 | 3.9781 | 3.425 | 0.372 | 13.6249 | 1.4798 | 0.31 | 0.30739 | 678 | 163 | Navy Canal | CDM ; Figure 1-2 ; Sanford Airport | 11 | Wet Ponds | 21 | 5 | 2216.0989 | 19.7316 | 11 | Wet Ponds | 162 | 30% | 55% | 4.0875 | 0.81391
27 | 7 | 2.7891 | 164 | 27 | 7 | PAS | 5.695 | 0.446 | 525.602 | 41.141 | 0.328 | 0.329 | 1.869 | 0.147 | 172.478 | 13.55 | 2.7891 | 1.869 | 0.147 | 5.2129 | 0.41 | 0.328 | 0.32937 | 678 | 163 | Navy Canal | CDM ; Figure 1-2 ; Sanford Airport | 11 | Wet Ponds | 21 | 5 | 2216.0989 | 19.7316 | 11 | Wet Ponds | 164 | 30% | 55% | 1.5639 | 0.2255
27 | 8 | 1.3945 | 165 | 27 | 8 | AGR | 6.339 | 0.515 | 127.884 | 10.392 | 0.334 | 0.337 | 2.114 | 0.173 | 42.658 | 3.5 | 1.3945 | 2.114 | 0.173 | 2.948 | 0.24125 | 0.334 | 0.33678 | 678 | 163 | Navy Canal | CDM ; Figure 1-2 ; Sanford Airport | 11 | Wet Ponds | 21 | 5 | 2216.0989 | 19.7316 | 11 | Wet Ponds | 165 | 30% | 55% | 0.88439 | 0.13269
27 | 10 | 2.0008 | 167 | 27 | 10 | RAN | 2.1264 | 0.146 | 101.046 | 6.961 | 0.331 | 0.331 | 0.703 | 0.048 | 33.419 | 2.302 | 2.0008 | 0.703 | 0.048 | 1.4066 | 0.096038 | 0.331 | 0.33077 | 678 | 163 | Navy Canal | CDM ; Figure 1-2 ; Sanford Airport | 11 | Wet Ponds | 21 | 5 | 2216.0989 | 19.7316 | 11 | Wet Ponds | 167 | 30% | 55% | 0.42197 | 0.052821
27 | 11 | 0.19902 | 168 | 27 | 11 | FOR | 1.1613 | 0.076 | 160.947 | 10.588 | 0.34 | 0.348 | 0.395 | 0.027 | 54.708 | 3.682 | 0.19902 | 0.395 | 0.027 | 0.078614 | 0.0053736 | 0.34 | 0.34778 | 678 | 163 | Navy Canal | CDM ; Figure 1-2 ; Sanford Airport | 11 | Wet Ponds | 21 | 5 | 2216.0989 | 19.7316 | 11 | Wet Ponds | 168 | 30% | 55% | 0.023584 | 0.0029555
27 | 12 | 0.24537 | 169 | 27 | 12 | WAT | 0.25464 | 0.015 | 22.963 | 1.334 | 0.331 | 0.325 | 0.084 | 0.005 | 7.601 | 0.434 | 0.24537 | 0.084 | 0.005 | 0.020611 | 0.0012269 | 0.331 | 0.32541 | 678 | 163 | Navy Canal | CDM ; Figure 1-2 ; Sanford Airport | 11 | Wet Ponds | 21 | 5 | 2216.0989 | 19.7316 | 11 | Wet Ponds | 169 | 30% | 55% | 0.0061834 | 0.00067478
27 | 13 | 0.34453 | 170 | 27 | 13 | WET | 7.3681 | 0.61 | 1220.395 | 101.006 | 0.315 | 0.319 | 2.322 | 0.195 | 384.602 | 32.222 | 0.34453 | 2.322 | 0.195 | 0.8 | 0.067184 | 0.315 | 0.31901 | 678 | 163 | Navy Canal | CDM ; Figure 1-2 ; Sanford Airport | 11 | Wet Ponds | 21 | 5 | 2216.0989 | 19.7316 | 11 | Wet Ponds | 170 | 30% | 55% | 0.24 | 0.036951
29 | 1 | 0.16649 | 183 | 29 | 1 | LDR | 2.5221 | 0.231 | 258.866 | 23.702 | 0.617 | 0.575 | 1.557 | 0.133 | 159.765 | 13.626 | 0.16649 | 1.557 | 0.133 | 0.25923 | 0.022143 | 0.617 | 0.57488 | 678 | 163 | Navy Canal | CDM ; Figure 1-2 ; Sanford Airport | 11 | Wet Ponds | 21 | 5 | 2216.0989 | 19.7316 | 11 | Wet Ponds | 183 | 30% | 55% | 0.077768 | 0.012179
27 | 1 | 20.0914 | 160 | 27 | 1 | LDR | 3.5863 | 0.278 | 520.236 | 40.302 | 0.318 | 0.314 | 1.14 | 0.087 | 165.438 | 12.639 | 20.0914 | 1.14 | 0.087 | 22.9042 | 1.748 | 0.318 | 0.31361 | 679 | 163 | Navy Canal | CDM ; Figure 1-2 ; Sanford Airport | 11 | Wet Ponds | 22 | 5 | 961.4739 | 22.8113 | 11 | Wet Ponds | 160 | 30% | 55% | 6.8713 | 0.96137
27 | 9 | 0.84261 | 166 | 27 | 9 | AGT | 3.9485 | 0.309 | 50.92 | 3.982 | 0.334 | 0.336 | 1.318 | 0.104 | 16.991 | 1.336 | 0.84261 | 1.318 | 0.104 | 1.1106 | 0.087631 | 0.334 | 0.33552 | 679 | 163 | Navy Canal | CDM ; Figure 1-2 ; Sanford Airport | 11 | Wet Ponds | 22 | 5 | 961.4739 | 22.8113 | 11 | Wet Ponds | 166 | 30% | 55% | 0.33317 | 0.048197
27 | 11 | 0.4566 | 168 | 27 | 11 | FOR | 1.1613 | 0.076 | 160.947 | 10.588 | 0.34 | 0.348 | 0.395 | 0.027 | 54.708 | 3.682 | 0.4566 | 0.395 | 0.027 | 0.18036 | 0.012328 | 0.34 | 0.34778 | 679 | 163 | Navy Canal | CDM ; Figure 1-2 ; Sanford Airport | 11 | Wet Ponds | 22 | 5 | 961.4739 | 22.8113 | 11 | Wet Ponds | 168 | 30% | 55% | 0.054107 | 0.0067805
27 | 12 | 0.86878 | 169 | 27 | 12 | WAT | 0.25464 | 0.015 | 22.963 | 1.334 | 0.331 | 0.325 | 0.084 | 0.005 | 7.601 | 0.434 | 0.86878 | 0.084 | 0.005 | 0.072978 | 0.0043439 | 0.331 | 0.32541 | 679 | 163 | Navy Canal | CDM ; Figure 1-2 ; Sanford Airport | 11 | Wet Ponds | 22 | 5 | 961.4739 | 22.8113 | 11 | Wet Ponds | 169 | 30% | 55% | 0.021893 | 0.0023891
27 | 13 | 0.19337 | 170 | 27 | 13 | WET | 7.3681 | 0.61 | 1220.395 | 101.006 | 0.315 | 0.319 | 2.322 | 0.195 | 384.602 | 32.222 | 0.19337 | 2.322 | 0.195 | 0.44899 | 0.037706 | 0.315 | 0.31901 | 679 | 163 | Navy Canal | CDM ; Figure 1-2 ; Sanford Airport | 11 | Wet Ponds | 22 | 5 | 961.4739 | 22.8113 | 11 | Wet Ponds | 170 | 30% | 55% | 0.1347 | 0.020738
29 | 1 | 0.35852 | 183 | 29 | 1 | LDR | 2.5221 | 0.231 | 258.866 | 23.702 | 0.617 | 0.575 | 1.557 | 0.133 | 159.765 | 13.626 | 0.35852 | 1.557 | 0.133 | 0.55822 | 0.047684 | 0.617 | 0.57488 | 679 | 163 | Navy Canal | CDM ; Figure 1-2 ; Sanford Airport | 11 | Wet Ponds | 22 | 5 | 961.4739 | 22.8113 | 11 | Wet Ponds | 183 | 30% | 55% | 0.16747 | 0.026226
27 | 4 | 48.9855 | 162 | 27 | 4 | IND | 11.0624 | 1.21 | 10869.185 | 1188.593 | 0.31 | 0.307 | 3.425 | 0.372 | 3365.144 | 365.357 | 48.9855 | 3.425 | 0.372 | 167.7753 | 18.2226 | 0.31 | 0.30739 | 680 | 163 | Navy Canal | CDM ; Figure 1-2 ; Sanford Airport | 11 | Wet Ponds | 372 | 11 | 567.8822 | 48.9855 | 11 | Wet Ponds | 162 | 30% | 55% | 50.3326 | 10.0224
27 | 4 | 9.4055 | 162 | 27 | 4 | IND | 11.0624 | 1.21 | 10869.185 | 1188.593 | 0.31 | 0.307 | 3.425 | 0.372 | 3365.144 | 365.357 | 9.4055 | 3.425 | 0.372 | 32.2139 | 3.4989 | 0.31 | 0.30739 | 681 | 163 | Navy Canal | CDM ; Figure 1-2 ; Sanford Airport | 11 | Wet Ponds | 373 | 11 | 49.5586 | 9.4055 | 11 | Wet Ponds | 162 | 30% | 55% | 9.6642 | 1.9244
27 | 4 | 9.9045 | 162 | 27 | 4 | IND | 11.0624 | 1.21 | 10869.185 | 1188.593 | 0.31 | 0.307 | 3.425 | 0.372 | 3365.144 | 365.357 | 9.9045 | 3.425 | 0.372 | 33.9228 | 3.6845 | 0.31 | 0.30739 | 682 | 163 | Navy Canal | CDM ; Figure 1-2 ; Sanford Airport | 11 | Wet Ponds | 374 | 5 | 10.3886 | 9.9045 | 11 | Wet Ponds | 162 | 30% | 55% | 10.1768 | 2.0265
27 | 4 | 70.522 | 162 | 27 | 4 | IND | 11.0624 | 1.21 | 10869.185 | 1188.593 | 0.31 | 0.307 | 3.425 | 0.372 | 3365.144 | 365.357 | 70.522 | 3.425 | 0.372 | 241.5378 | 26.2342 | 0.31 | 0.30739 | 683 | 163 | Navy Canal | CDM ; Figure 1-2 ; Sanford Airport | 11 | Wet Ponds | 375 | 5 | 70.4738 | 70.522 | 11 | Wet Ponds | 162 | 30% | 55% | 72.4614 | 14.4288
27 | 4 | 7.3101 | 162 | 27 | 4 | IND | 11.0624 | 1.21 | 10869.185 | 1188.593 | 0.31 | 0.307 | 3.425 | 0.372 | 3365.144 | 365.357 | 7.3101 | 3.425 | 0.372 | 25.0372 | 2.7194 | 0.31 | 0.30739 | 684 | 163 | Navy Canal | CDM ; Figure 1-2 ; Sanford Airport | 11 | Wet Ponds | 376 | 5 | 46.0645 | 7.3101 | 11 | Wet Ponds | 162 | 30% | 55% | 7.5112 | 1.4957
27 | 4 | 34.8135 | 162 | 27 | 4 | IND | 11.0624 | 1.21 | 10869.185 | 1188.593 | 0.31 | 0.307 | 3.425 | 0.372 | 3365.144 | 365.357 | 34.8135 | 3.425 | 0.372 | 119.2361 | 12.9506 | 0.31 | 0.30739 | 685 | 163 | Navy Canal | CDM ; Figure 1-2 ; Sanford Airport | 11 | Wet Ponds | 377 | 11 | 87.145 | 34.8135 | 11 | Wet Ponds | 162 | 30% | 55% | 35.7708 | 7.1228
10 | 2 | 0.078967 | 11 | 10 | 2 | MDR | 8.9213 | 0.434 | 10274.538 | 499.47 | 0.218 | 0.108 | 1.945 | 0.047 | 2239.911 | 53.782 | 0.078967 | 0.929 | 0.024 | 0.07336 | 0.0018952 | 0.104 | 0.054197 | 686 | 164 | Red Bug Lake Road RSF | 15504.00 ; Figure 5 ; Deer Run Drainage Basin Map | 11 | Wet Ponds | 27 | 5 | 1110.5239 | 0.078967 | 11 | Wet Ponds | 11 | 30% | 55% | 0.022008 | 0.0010424
46 | 2 | 0.0012886 | 341 | 46 | 2 | MDR | 13.7343 | 0.645 | 12517.372 | 587.845 | 0.585 | 0.835 | 8.036 | 0.539 | 7324.398 | 490.966 | 0.0012886 | 6.155 | 0.317 | 0.0079314 | 0.00040849 | 0.448 | 0.49116 | 687 | 164 | Red Bug Lake Road RSF | 15504.00 ; Figure 5 ; Deer Run Drainage Basin Map | 11 | Wet Ponds | 29 | 11 | 826.5867 | 0.46156 | 11 | Wet Ponds | 341 | 30% | 55% | 0.0023794 | 0.00022467
90 | 2 | 0.45726 | 546 | 90 | 2 | MDR | 11.3664 | 0.605 | 14884.136 | 791.874 | 0.804 | 0.836 | 9.135 | 0.506 | 11961.814 | 662.37 | 0.45726 | 4.317 | 0.251 | 1.974 | 0.11477 | 0.38 | 0.41575 | 687 | 164 | Red Bug Lake Road RSF | 15504.00 ; Figure 5 ; Deer Run Drainage Basin Map | 11 | Wet Ponds | 29 | 11 | 826.5867 | 0.46156 | 11 | Wet Ponds | 546 | 30% | 55% | 0.5922 | 0.063125
90 | 1 | 0.0057482 | 545 | 90 | 1 | LDR | 6.1079 | 0.308 | 1822.248 | 91.801 | 0.804 | 0.837 | 4.91 | 0.257 | 1464.821 | 76.812 | 0.0057482 | 2.322 | 0.128 | 0.013347 | 0.00073576 | 0.38 | 0.41636 | 688 | 164 | Red Bug Lake Road RSF | 15504.00 ; Figure 5 ; Deer Run Drainage Basin Map | 11 | Wet Ponds | 31 | 5 | 739.0071 | 0.031703 | 11 | Wet Ponds | 545 | 30% | 55% | 0.0040042 | 0.00040467
90 | 2 | 0.025955 | 546 | 90 | 2 | MDR | 11.3664 | 0.605 | 14884.136 | 791.874 | 0.804 | 0.836 | 9.135 | 0.506 | 11961.814 | 662.37 | 0.025955 | 4.317 | 0.251 | 0.11205 | 0.0065146 | 0.38 | 0.41575 | 688 | 164 | Red Bug Lake Road RSF | 15504.00 ; Figure 5 ; Deer Run Drainage Basin Map | 11 | Wet Ponds | 31 | 5 | 739.0071 | 0.031703 | 11 | Wet Ponds | 546 | 30% | 55% | 0.033614 | 0.003583
46 | 1 | 0.012325 | 340 | 46 | 1 | LDR | 7.475 | 0.335 | 892.731 | 39.971 | 0.586 | 0.84 | 4.38 | 0.281 | 523.1 | 33.572 | 0.012325 | 3.356 | 0.165 | 0.041363 | 0.0020336 | 0.449 | 0.49425 | 689 | 164 | Red Bug Lake Road RSF | 15504.00 ; Figure 5 ; Deer Run Drainage Basin Map | 11 | Wet Ponds | 33 | 11 | 974.3923 | 28.4992 | 11 | Wet Ponds | 340 | 30% | 55% | 0.012409 | 0.0011185
46 | 2 | 0.026623 | 341 | 46 | 2 | MDR | 13.7343 | 0.645 | 12517.372 | 587.845 | 0.585 | 0.835 | 8.036 | 0.539 | 7324.398 | 490.966 | 0.026623 | 6.155 | 0.317 | 0.16386 | 0.0084394 | 0.448 | 0.49116 | 689 | 164 | Red Bug Lake Road RSF | 15504.00 ; Figure 5 ; Deer Run Drainage Basin Map | 11 | Wet Ponds | 33 | 11 | 974.3923 | 28.4992 | 11 | Wet Ponds | 341 | 30% | 55% | 0.049159 | 0.0046416
46 | 3 | 0.039221 | 342 | 46 | 3 | HDR | 29.2966 | 2.128 | 15135.696 | 1099.348 | 0.585 | 0.841 | 17.131 | 1.789 | 8850.484 | 924.087 | 0.039221 | 13.118 | 1.05 | 0.51449 | 0.041182 | 0.448 | 0.49364 | 689 | 164 | Red Bug Lake Road RSF | 15504.00 ; Figure 5 ; Deer Run Drainage Basin Map | 11 | Wet Ponds | 33 | 11 | 974.3923 | 28.4992 | 11 | Wet Ponds | 342 | 30% | 55% | 0.15435 | 0.02265
46 | 8 | 0.0091834 | 346 | 46 | 8 | AGR | 19.7719 | 0.99 | 2490.361 | 124.701 | 0.59 | 0.855 | 11.662 | 0.846 | 1468.921 | 106.602 | 0.0091834 | 8.972 | 0.499 | 0.082393 | 0.0045825 | 0.454 | 0.50375 | 689 | 164 | Red Bug Lake Road RSF | 15504.00 ; Figure 5 ; Deer Run Drainage Basin Map | 11 | Wet Ponds | 33 | 11 | 974.3923 | 28.4992 | 11 | Wet Ponds | 346 | 30% | 55% | 0.024718 | 0.0025204
46 | 12 | 0.00044164 | 349 | 46 | 12 | WAT | 1.258 | 0.048 | 618.54 | 23.423 | 0.591 | 0.9 | 0.744 | 0.043 | 365.844 | 21.08 | 0.00044164 | 0.569 | 0.025 | 0.00025129 | 1.1041e-05 | 0.452 | 0.53317 | 689 | 164 | Red Bug Lake Road RSF | 15504.00 ; Figure 5 ; Deer Run Drainage Basin Map | 11 | Wet Ponds | 33 | 11 | 974.3923 | 28.4992 | 11 | Wet Ponds | 349 | 30% | 55% | 7.5387e-05 | 6.0725e-06
90 | 1 | 0.8758 | 545 | 90 | 1 | LDR | 6.1079 | 0.308 | 1822.248 | 91.801 | 0.804 | 0.837 | 4.91 | 0.257 | 1464.821 | 76.812 | 0.8758 | 2.322 | 0.128 | 2.0336 | 0.1121 | 0.38 | 0.41636 | 689 | 164 | Red Bug Lake Road RSF | 15504.00 ; Figure 5 ; Deer Run Drainage Basin Map | 11 | Wet Ponds | 33 | 11 | 974.3923 | 28.4992 | 11 | Wet Ponds | 545 | 30% | 55% | 0.61008 | 0.061656
90 | 2 | 21.8073 | 546 | 90 | 2 | MDR | 11.3664 | 0.605 | 14884.136 | 791.874 | 0.804 | 0.836 | 9.135 | 0.506 | 11961.814 | 662.37 | 21.8073 | 4.317 | 0.251 | 94.1423 | 5.4736 | 0.38 | 0.41575 | 689 | 164 | Red Bug Lake Road RSF | 15504.00 ; Figure 5 ; Deer Run Drainage Basin Map | 11 | Wet Ponds | 33 | 11 | 974.3923 | 28.4992 | 11 | Wet Ponds | 546 | 30% | 55% | 28.2427 | 3.0105
90 | 3 | 0.89907 | 547 | 90 | 3 | HDR | 24.4137 | 2.012 | 3405.251 | 280.671 | 0.804 | 0.836 | 19.617 | 1.683 | 2736.254 | 234.726 | 0.89907 | 9.268 | 0.84 | 8.3326 | 0.75522 | 0.38 | 0.4172 | 689 | 164 | Red Bug Lake Road RSF | 15504.00 ; Figure 5 ; Deer Run Drainage Basin Map | 11 | Wet Ponds | 33 | 11 | 974.3923 | 28.4992 | 11 | Wet Ponds | 547 | 30% | 55% | 2.4998 | 0.41537
90 | 8 | 1.8305 | 551 | 90 | 8 | AGR | 14.8163 | 0.836 | 539.79 | 30.457 | 0.804 | 0.837 | 11.911 | 0.7 | 433.944 | 25.486 | 1.8305 | 5.671 | 0.35 | 10.3806 | 0.64067 | 0.383 | 0.4187 | 689 | 164 | Red Bug Lake Road RSF | 15504.00 ; Figure 5 ; Deer Run Drainage Basin Map | 11 | Wet Ponds | 33 | 11 | 974.3923 | 28.4992 | 11 | Wet Ponds | 551 | 30% | 55% | 3.1142 | 0.35237
90 | 11 | 0.017978 | 553 | 90 | 11 | FOR | 2.8901 | 0.129 | 722.975 | 32.197 | 0.805 | 0.838 | 2.326 | 0.108 | 581.805 | 26.979 | 0.017978 | 1.119 | 0.054 | 0.020117 | 0.0009708 | 0.387 | 0.42305 | 689 | 164 | Red Bug Lake Road RSF | 15504.00 ; Figure 5 ; Deer Run Drainage Basin Map | 11 | Wet Ponds | 33 | 11 | 974.3923 | 28.4992 | 11 | Wet Ponds | 553 | 30% | 55% | 0.0060352 | 0.00053394
90 | 12 | 1.244 | 554 | 90 | 12 | WAT | 0.83586 | 0.028 | 130.779 | 4.341 | 0.808 | 0.839 | 0.676 | 0.023 | 105.721 | 3.643 | 1.244 | 0.322 | 0.012 | 0.40055 | 0.014928 | 0.385 | 0.41867 | 689 | 164 | Red Bug Lake Road RSF | 15504.00 ; Figure 5 ; Deer Run Drainage Basin Map | 11 | Wet Ponds | 33 | 11 | 974.3923 | 28.4992 | 11 | Wet Ponds | 554 | 30% | 55% | 0.12017 | 0.0082101
91 | 2 | 1.5148 | 557 | 91 | 2 | MDR | 17.0725 | 0.876 | 2453.124 | 125.823 | 0.218 | 0.115 | 3.73 | 0.101 | 535.951 | 14.489 | 1.5148 | 1.431 | 0.043 | 2.1676 | 0.065135 | 0.084 | 0.048784 | 689 | 164 | Red Bug Lake Road RSF | 15504.00 ; Figure 5 ; Deer Run Drainage Basin Map | 11 | Wet Ponds | 33 | 11 | 974.3923 | 28.4992 | 11 | Wet Ponds | 557 | 30% | 55% | 0.65029 | 0.035824
91 | 3 | 0.22202 | 558 | 91 | 3 | HDR | 36.6865 | 2.933 | 21.329 | 1.705 | 0.218 | 0.118 | 8.015 | 0.346 | 4.66 | 0.201 | 0.22202 | 3.074 | 0.147 | 0.68249 | 0.032637 | 0.084 | 0.050185 | 689 | 164 | Red Bug Lake Road RSF | 15504.00 ; Figure 5 ; Deer Run Drainage Basin Map | 11 | Wet Ponds | 33 | 11 | 974.3923 | 28.4992 | 11 | Wet Ponds | 558 | 30% | 55% | 0.20475 | 0.01795
46 | 2 | 7.0233 | 341 | 46 | 2 | MDR | 13.7343 | 0.645 | 12517.372 | 587.845 | 0.585 | 0.835 | 8.036 | 0.539 | 7324.398 | 490.966 | 7.0233 | 6.155 | 0.317 | 43.2283 | 2.2264 | 0.448 | 0.49116 | 690 | 164 | Red Bug Lake Road RSF | 15504.00 ; Figure 5 ; Deer Run Drainage Basin Map | 11 | Wet Ponds | 37 | 5 | 2697.9441 | 45.2085 | 11 | Wet Ponds | 341 | 30% | 55% | 12.9685 | 1.2245
46 | 3 | 31.8909 | 342 | 46 | 3 | HDR | 29.2966 | 2.128 | 15135.696 | 1099.348 | 0.585 | 0.841 | 17.131 | 1.789 | 8850.484 | 924.087 | 31.8909 | 13.118 | 1.05 | 418.345 | 33.4855 | 0.448 | 0.49364 | 690 | 164 | Red Bug Lake Road RSF | 15504.00 ; Figure 5 ; Deer Run Drainage Basin Map | 11 | Wet Ponds | 37 | 5 | 2697.9441 | 45.2085 | 11 | Wet Ponds | 342 | 30% | 55% | 125.5035 | 18.417
46 | 4 | 1.2497 | 343 | 46 | 4 | IND | 17.0006 | 1.432 | 5136.665 | 432.629 | 0.581 | 0.828 | 9.877 | 1.185 | 2984.427 | 358.031 | 1.2497 | 7.542 | 0.694 | 9.4249 | 0.86726 | 0.444 | 0.48499 | 690 | 164 | Red Bug Lake Road RSF | 15504.00 ; Figure 5 ; Deer Run Drainage Basin Map | 11 | Wet Ponds | 37 | 5 | 2697.9441 | 45.2085 | 11 | Wet Ponds | 343 | 30% | 55% | 2.8275 | 0.47699
46 | 6 | 0.19399 | 344 | 46 | 6 | OPE | 7.8531 | 0.34 | 453.903 | 19.632 | 0.587 | 0.847 | 4.613 | 0.288 | 266.622 | 16.626 | 0.19399 | 3.539 | 0.17 | 0.68654 | 0.032979 | 0.451 | 0.49916 | 690 | 164 | Red Bug Lake Road RSF | 15504.00 ; Figure 5 ; Deer Run Drainage Basin Map | 11 | Wet Ponds | 37 | 5 | 2697.9441 | 45.2085 | 11 | Wet Ponds | 344 | 30% | 55% | 0.20596 | 0.018138
46 | 10 | 1.3257 | 347 | 46 | 10 | RAN | 6.179 | 0.249 | 242.464 | 9.764 | 0.59 | 0.855 | 3.643 | 0.213 | 142.966 | 8.351 | 1.3257 | 2.801 | 0.126 | 3.7133 | 0.16704 | 0.453 | 0.5045 | 690 | 164 | Red Bug Lake Road RSF | 15504.00 ; Figure 5 ; Deer Run Drainage Basin Map | 11 | Wet Ponds | 37 | 5 | 2697.9441 | 45.2085 | 11 | Wet Ponds | 347 | 30% | 55% | 1.114 | 0.091872
46 | 11 | 0.34062 | 348 | 46 | 11 | FOR | 4.1376 | 0.165 | 692.937 | 27.684 | 0.596 | 0.881 | 2.465 | 0.146 | 412.881 | 24.4 | 0.34062 | 1.91 | 0.086 | 0.65058 | 0.029293 | 0.462 | 0.51922 | 690 | 164 | Red Bug Lake Road RSF | 15504.00 ; Figure 5 ; Deer Run Drainage Basin Map | 11 | Wet Ponds | 37 | 5 | 2697.9441 | 45.2085 | 11 | Wet Ponds | 348 | 30% | 55% | 0.19517 | 0.016111
46 | 12 | 0.0019795 | 349 | 46 | 12 | WAT | 1.258 | 0.048 | 618.54 | 23.423 | 0.591 | 0.9 | 0.744 | 0.043 | 365.844 | 21.08 | 0.0019795 | 0.569 | 0.025 | 0.0011263 | 4.9488e-05 | 0.452 | 0.53317 | 690 | 164 | Red Bug Lake Road RSF | 15504.00 ; Figure 5 ; Deer Run Drainage Basin Map | 11 | Wet Ponds | 37 | 5 | 2697.9441 | 45.2085 | 11 | Wet Ponds | 349 | 30% | 55% | 0.0003379 | 2.7218e-05
46 | 13 | 3.1823 | 350 | 46 | 13 | WET | 1.2605 | 0.048 | 423.33 | 16.035 | 0.592 | 0.901 | 0.746 | 0.043 | 250.472 | 14.442 | 3.1823 | 0.571 | 0.025 | 1.8171 | 0.079558 | 0.453 | 0.53354 | 690 | 164 | Red Bug Lake Road RSF | 15504.00 ; Figure 5 ; Deer Run Drainage Basin Map | 11 | Wet Ponds | 37 | 5 | 2697.9441 | 45.2085 | 11 | Wet Ponds | 350 | 30% | 55% | 0.54513 | 0.043757
46 | 6 | 0.0099754 | 344 | 46 | 6 | OPE | 7.8531 | 0.34 | 453.903 | 19.632 | 0.587 | 0.847 | 4.613 | 0.288 | 266.622 | 16.626 | 0.0099754 | 3.539 | 0.17 | 0.035303 | 0.0016958 | 0.451 | 0.49916 | 691 | 164 | Red Bug Lake Road RSF | 15504.00 ; Figure 5 ; Deer Run Drainage Basin Map | 11 | Wet Ponds | 38 | 5 | 508.2111 | 0.81583 | 11 | Wet Ponds | 344 | 30% | 55% | 0.010591 | 0.0009327
46 | 13 | 0.80585 | 350 | 46 | 13 | WET | 1.2605 | 0.048 | 423.33 | 16.035 | 0.592 | 0.901 | 0.746 | 0.043 | 250.472 | 14.442 | 0.80585 | 0.571 | 0.025 | 0.46014 | 0.020146 | 0.453 | 0.53354 | 691 | 164 | Red Bug Lake Road RSF | 15504.00 ; Figure 5 ; Deer Run Drainage Basin Map | 11 | Wet Ponds | 38 | 5 | 508.2111 | 0.81583 | 11 | Wet Ponds | 350 | 30% | 55% | 0.13804 | 0.01108
40 | 2 | 1.8845 | 272 | 40 | 2 | MDR | 11.6613 | 0.577 | 15641.833 | 773.896 | 0.877 | 0.884 | 10.225 | 0.51 | 13715.384 | 683.794 | 1.8845 | 10.225 | 0.51 | 19.2693 | 0.96111 | 0.877 | 0.88357 | 692 | 164 | Red Bug Lake Road RSF | 15504.00 ; Figure 5 ; Deer Run Drainage Basin Map | 11 | Wet Ponds | 41 | 11 | 4890.0743 | 642.7886 | 11 | Wet Ponds | 272 | 30% | 55% | 5.7808 | 0.52861
40 | 3 | 1.1417 | 273 | 40 | 3 | HDR | 24.9268 | 1.943 | 9876.14 | 769.988 | 0.877 | 0.884 | 21.854 | 1.718 | 8658.806 | 680.793 | 1.1417 | 21.854 | 1.718 | 24.9498 | 1.9614 | 0.877 | 0.88416 | 692 | 164 | Red Bug Lake Road RSF | 15504.00 ; Figure 5 ; Deer Run Drainage Basin Map | 11 | Wet Ponds | 41 | 11 | 4890.0743 | 642.7886 | 11 | Wet Ponds | 273 | 30% | 55% | 7.4849 | 1.0788
46 | 1 | 2.3275 | 340 | 46 | 1 | LDR | 7.475 | 0.335 | 892.731 | 39.971 | 0.586 | 0.84 | 4.38 | 0.281 | 523.1 | 33.572 | 2.3275 | 3.356 | 0.165 | 7.8111 | 0.38404 | 0.449 | 0.49425 | 692 | 164 | Red Bug Lake Road RSF | 15504.00 ; Figure 5 ; Deer Run Drainage Basin Map | 11 | Wet Ponds | 41 | 11 | 4890.0743 | 642.7886 | 11 | Wet Ponds | 340 | 30% | 55% | 2.3433 | 0.21122
46 | 2 | 355.1699 | 341 | 46 | 2 | MDR | 13.7343 | 0.645 | 12517.372 | 587.845 | 0.585 | 0.835 | 8.036 | 0.539 | 7324.398 | 490.966 | 355.1699 | 6.155 | 0.317 | 2186.0706 | 112.5889 | 0.448 | 0.49116 | 692 | 164 | Red Bug Lake Road RSF | 15504.00 ; Figure 5 ; Deer Run Drainage Basin Map | 11 | Wet Ponds | 41 | 11 | 4890.0743 | 642.7886 | 11 | Wet Ponds | 341 | 30% | 55% | 655.8212 | 61.9239
46 | 3 | 85.1023 | 342 | 46 | 3 | HDR | 29.2966 | 2.128 | 15135.696 | 1099.348 | 0.585 | 0.841 | 17.131 | 1.789 | 8850.484 | 924.087 | 85.1023 | 13.118 | 1.05 | 1116.3715 | 89.3574 | 0.448 | 0.49364 | 692 | 164 | Red Bug Lake Road RSF | 15504.00 ; Figure 5 ; Deer Run Drainage Basin Map | 11 | Wet Ponds | 41 | 11 | 4890.0743 | 642.7886 | 11 | Wet Ponds | 342 | 30% | 55% | 334.9114 | 49.1466
46 | 4 | 6.7571 | 343 | 46 | 4 | IND | 17.0006 | 1.432 | 5136.665 | 432.629 | 0.581 | 0.828 | 9.877 | 1.185 | 2984.427 | 358.031 | 6.7571 | 7.542 | 0.694 | 50.962 | 4.6894 | 0.444 | 0.48499 | 692 | 164 | Red Bug Lake Road RSF | 15504.00 ; Figure 5 ; Deer Run Drainage Basin Map | 11 | Wet Ponds | 41 | 11 | 4890.0743 | 642.7886 | 11 | Wet Ponds | 343 | 30% | 55% | 15.2886 | 2.5792
46 | 6 | 5.3616 | 344 | 46 | 6 | OPE | 7.8531 | 0.34 | 453.903 | 19.632 | 0.587 | 0.847 | 4.613 | 0.288 | 266.622 | 16.626 | 5.3616 | 3.539 | 0.17 | 18.9747 | 0.91147 | 0.451 | 0.49916 | 692 | 164 | Red Bug Lake Road RSF | 15504.00 ; Figure 5 ; Deer Run Drainage Basin Map | 11 | Wet Ponds | 41 | 11 | 4890.0743 | 642.7886 | 11 | Wet Ponds | 344 | 30% | 55% | 5.6924 | 0.50131
46 | 8 | 126.0319 | 346 | 46 | 8 | AGR | 19.7719 | 0.99 | 2490.361 | 124.701 | 0.59 | 0.855 | 11.662 | 0.846 | 1468.921 | 106.602 | 126.0319 | 8.972 | 0.499 | 1130.7583 | 62.8899 | 0.454 | 0.50375 | 692 | 164 | Red Bug Lake Road RSF | 15504.00 ; Figure 5 ; Deer Run Drainage Basin Map | 11 | Wet Ponds | 41 | 11 | 4890.0743 | 642.7886 | 11 | Wet Ponds | 346 | 30% | 55% | 339.2275 | 34.5895
46 | 12 | 42.3611 | 349 | 46 | 12 | WAT | 1.258 | 0.048 | 618.54 | 23.423 | 0.591 | 0.9 | 0.744 | 0.043 | 365.844 | 21.08 | 42.3611 | 0.569 | 0.025 | 24.1034 | 1.059 | 0.452 | 0.53317 | 692 | 164 | Red Bug Lake Road RSF | 15504.00 ; Figure 5 ; Deer Run Drainage Basin Map | 11 | Wet Ponds | 41 | 11 | 4890.0743 | 642.7886 | 11 | Wet Ponds | 349 | 30% | 55% | 7.231 | 0.58246
46 | 13 | 16.6006 | 350 | 46 | 13 | WET | 1.2605 | 0.048 | 423.33 | 16.035 | 0.592 | 0.901 | 0.746 | 0.043 | 250.472 | 14.442 | 16.6006 | 0.571 | 0.025 | 9.479 | 0.41502 | 0.453 | 0.53354 | 692 | 164 | Red Bug Lake Road RSF | 15504.00 ; Figure 5 ; Deer Run Drainage Basin Map | 11 | Wet Ponds | 41 | 11 | 4890.0743 | 642.7886 | 11 | Wet Ponds | 350 | 30% | 55% | 2.8437 | 0.22826
90 | 1 | 0.00074474 | 545 | 90 | 1 | LDR | 6.1079 | 0.308 | 1822.248 | 91.801 | 0.804 | 0.837 | 4.91 | 0.257 | 1464.821 | 76.812 | 0.00074474 | 2.322 | 0.128 | 0.0017293 | 9.5327e-05 | 0.38 | 0.41636 | 692 | 164 | Red Bug Lake Road RSF | 15504.00 ; Figure 5 ; Deer Run Drainage Basin Map | 11 | Wet Ponds | 41 | 11 | 4890.0743 | 642.7886 | 11 | Wet Ponds | 545 | 30% | 55% | 0.00051879 | 5.243e-05
90 | 2 | 0.012998 | 546 | 90 | 2 | MDR | 11.3664 | 0.605 | 14884.136 | 791.874 | 0.804 | 0.836 | 9.135 | 0.506 | 11961.814 | 662.37 | 0.012998 | 4.317 | 0.251 | 0.056111 | 0.0032624 | 0.38 | 0.41575 | 692 | 164 | Red Bug Lake Road RSF | 15504.00 ; Figure 5 ; Deer Run Drainage Basin Map | 11 | Wet Ponds | 41 | 11 | 4890.0743 | 642.7886 | 11 | Wet Ponds | 546 | 30% | 55% | 0.016833 | 0.0017943
90 | 8 | 0.016466 | 551 | 90 | 8 | AGR | 14.8163 | 0.836 | 539.79 | 30.457 | 0.804 | 0.837 | 11.911 | 0.7 | 433.944 | 25.486 | 0.016466 | 5.671 | 0.35 | 0.093381 | 0.0057633 | 0.383 | 0.4187 | 692 | 164 | Red Bug Lake Road RSF | 15504.00 ; Figure 5 ; Deer Run Drainage Basin Map | 11 | Wet Ponds | 41 | 11 | 4890.0743 | 642.7886 | 11 | Wet Ponds | 551 | 30% | 55% | 0.028014 | 0.0031698
90 | 12 | 0.00055622 | 554 | 90 | 12 | WAT | 0.83586 | 0.028 | 130.779 | 4.341 | 0.808 | 0.839 | 0.676 | 0.023 | 105.721 | 3.643 | 0.00055622 | 0.322 | 0.012 | 0.0001791 | 6.6746e-06 | 0.385 | 0.41867 | 692 | 164 | Red Bug Lake Road RSF | 15504.00 ; Figure 5 ; Deer Run Drainage Basin Map | 11 | Wet Ponds | 41 | 11 | 4890.0743 | 642.7886 | 11 | Wet Ponds | 554 | 30% | 55% | 5.3731e-05 | 3.671e-06
91 | 2 | 0.015952 | 557 | 91 | 2 | MDR | 17.0725 | 0.876 | 2453.124 | 125.823 | 0.218 | 0.115 | 3.73 | 0.101 | 535.951 | 14.489 | 0.015952 | 1.431 | 0.043 | 0.022827 | 0.00068593 | 0.084 | 0.048784 | 692 | 164 | Red Bug Lake Road RSF | 15504.00 ; Figure 5 ; Deer Run Drainage Basin Map | 11 | Wet Ponds | 41 | 11 | 4890.0743 | 642.7886 | 11 | Wet Ponds | 557 | 30% | 55% | 0.0068481 | 0.00037726
91 | 3 | 0.0037617 | 558 | 91 | 3 | HDR | 36.6865 | 2.933 | 21.329 | 1.705 | 0.218 | 0.118 | 8.015 | 0.346 | 4.66 | 0.201 | 0.0037617 | 3.074 | 0.147 | 0.011563 | 0.00055297 | 0.084 | 0.050185 | 692 | 164 | Red Bug Lake Road RSF | 15504.00 ; Figure 5 ; Deer Run Drainage Basin Map | 11 | Wet Ponds | 41 | 11 | 4890.0743 | 642.7886 | 11 | Wet Ponds | 558 | 30% | 55% | 0.003469 | 0.00030413
46 | 1 | 2.3846 | 340 | 46 | 1 | LDR | 7.475 | 0.335 | 892.731 | 39.971 | 0.586 | 0.84 | 4.38 | 0.281 | 523.1 | 33.572 | 2.3846 | 3.356 | 0.165 | 8.0028 | 0.39346 | 0.449 | 0.49425 | 693 | 164 | Red Bug Lake Road RSF | 15504.00 ; Figure 5 ; Deer Run Drainage Basin Map | 11 | Wet Ponds | 42 | 11 | 232.3769 | 10.3687 | 11 | Wet Ponds | 340 | 30% | 55% | 2.4008 | 0.2164
46 | 6 | 0.24915 | 344 | 46 | 6 | OPE | 7.8531 | 0.34 | 453.903 | 19.632 | 0.587 | 0.847 | 4.613 | 0.288 | 266.622 | 16.626 | 0.24915 | 3.539 | 0.17 | 0.88174 | 0.042356 | 0.451 | 0.49916 | 693 | 164 | Red Bug Lake Road RSF | 15504.00 ; Figure 5 ; Deer Run Drainage Basin Map | 11 | Wet Ponds | 42 | 11 | 232.3769 | 10.3687 | 11 | Wet Ponds | 344 | 30% | 55% | 0.26452 | 0.023296
46 | 12 | 0.024732 | 349 | 46 | 12 | WAT | 1.258 | 0.048 | 618.54 | 23.423 | 0.591 | 0.9 | 0.744 | 0.043 | 365.844 | 21.08 | 0.024732 | 0.569 | 0.025 | 0.014073 | 0.00061831 | 0.452 | 0.53317 | 693 | 164 | Red Bug Lake Road RSF | 15504.00 ; Figure 5 ; Deer Run Drainage Basin Map | 11 | Wet Ponds | 42 | 11 | 232.3769 | 10.3687 | 11 | Wet Ponds | 349 | 30% | 55% | 0.0042218 | 0.00034007
46 | 13 | 7.7102 | 350 | 46 | 13 | WET | 1.2605 | 0.048 | 423.33 | 16.035 | 0.592 | 0.901 | 0.746 | 0.043 | 250.472 | 14.442 | 7.7102 | 0.571 | 0.025 | 4.4025 | 0.19275 | 0.453 | 0.53354 | 693 | 164 | Red Bug Lake Road RSF | 15504.00 ; Figure 5 ; Deer Run Drainage Basin Map | 11 | Wet Ponds | 42 | 11 | 232.3769 | 10.3687 | 11 | Wet Ponds | 350 | 30% | 55% | 1.3207 | 0.10601
27 | 4 | 0.096781 | 162 | 27 | 4 | IND | 11.0624 | 1.21 | 10869.185 | 1188.593 | 0.31 | 0.307 | 3.425 | 0.372 | 3365.144 | 365.357 | 0.096781 | 3.425 | 0.372 | 0.33147 | 0.036002 | 0.31 | 0.30739 | 737 | -1 |  |  | 0 |  | 373 | 11 | 49.5586 | 0.096781 | 11 | Wet Ponds | 162 | 30% | 55% | 0.099442 | 0.019801
41 | 2 | 0.01144 | 283 | 41 | 2 | MDR | 11.9201 | 0.582 | 23513.664 | 1147.493 | 0.961 | 0.923 | 11.452 | 0.537 | 22589.972 | 1059.182 | 0.01144 | 10.039 | 0.474 | 0.11484 | 0.0054224 | 0.842 | 0.81527 | 740 | -1 |  |  | 0 |  | 360 | 11 | 0.011432 | 0.01144 | 11 | Wet Ponds | 283 | 30% | 55% | 0.034453 | 0.0029823
41 | 2 | 0.01144 | 283 | 41 | 2 | MDR | 11.9201 | 0.582 | 23513.664 | 1147.493 | 0.961 | 0.923 | 11.452 | 0.537 | 22589.972 | 1059.182 | 0.01144 | 10.039 | 0.474 | 0.11484 | 0.0054224 | 0.842 | 0.81527 | 741 | -1 |  |  | 0 |  | 361 | 11 | 0.011432 | 0.01144 | 11 | Wet Ponds | 283 | 30% | 55% | 0.034453 | 0.0029823
41 | 4 | 0.0021763 | 285 | 41 | 4 | IND | 15.0465 | 1.299 | 22984.638 | 1984.314 | 0.961 | 0.924 | 14.457 | 1.2 | 22084.136 | 1832.828 | 0.0021763 | 12.656 | 1.059 | 0.027543 | 0.0023047 | 0.841 | 0.81549 | 743 | -1 |  |  | 0 |  | 363 | 11 | 0.029514 | 0.029534 | 11 | Wet Ponds | 285 | 30% | 55% | 0.008263 | 0.0012676
41 | 13 | 0.027358 | 293 | 41 | 13 | WET | 1.0484 | 0.041 | 1567.871 | 61.608 | 0.962 | 0.921 | 1.008 | 0.038 | 1507.852 | 56.766 | 0.027358 | 0.888 | 0.034 | 0.024294 | 0.00093017 | 0.847 | 0.81976 | 743 | -1 |  |  | 0 |  | 363 | 11 | 0.029514 | 0.029534 | 11 | Wet Ponds | 293 | 30% | 55% | 0.0072881 | 0.00051159
41 | 2 | 0.00012214 | 283 | 41 | 2 | MDR | 11.9201 | 0.582 | 23513.664 | 1147.493 | 0.961 | 0.923 | 11.452 | 0.537 | 22589.972 | 1059.182 | 0.00012214 | 10.039 | 0.474 | 0.0012262 | 5.7896e-05 | 0.842 | 0.81527 | 746 | -1 |  |  | 0 |  | 366 | 11 | 0.01078 | 0.010787 | 11 | Wet Ponds | 283 | 30% | 55% | 0.00036786 | 3.1843e-05
41 | 2 | 0.00012214 | 283 | 41 | 2 | MDR | 11.9201 | 0.582 | 23513.664 | 1147.493 | 0.961 | 0.923 | 11.452 | 0.537 | 22589.972 | 1059.182 | 0.00012214 | 10.039 | 0.474 | 0.0012262 | 5.7896e-05 | 0.842 | 0.81527 | 747 | -1 |  |  | 0 |  | 367 | 11 | 0.01078 | 0.010787 | 11 | Wet Ponds | 283 | 30% | 55% | 0.00036786 | 3.1843e-05
41 | 11 | 0.0081968 | 291 | 41 | 11 | FOR | 3.3637 | 0.139 | 1738.258 | 71.607 | 0.961 | 0.923 | 3.231 | 0.128 | 1669.641 | 66.092 | 0.0081968 | 2.844 | 0.114 | 0.023312 | 0.00093444 | 0.846 | 0.81972 | 746 | -1 |  |  | 0 |  | 366 | 11 | 0.01078 | 0.010787 | 11 | Wet Ponds | 291 | 30% | 55% | 0.0069935 | 0.00051394
41 | 11 | 0.0081968 | 291 | 41 | 11 | FOR | 3.3637 | 0.139 | 1738.258 | 71.607 | 0.961 | 0.923 | 3.231 | 0.128 | 1669.641 | 66.092 | 0.0081968 | 2.844 | 0.114 | 0.023312 | 0.00093444 | 0.846 | 0.81972 | 747 | -1 |  |  | 0 |  | 367 | 11 | 0.01078 | 0.010787 | 11 | Wet Ponds | 291 | 30% | 55% | 0.0069935 | 0.00051394
41 | 13 | 0.0024678 | 293 | 41 | 13 | WET | 1.0484 | 0.041 | 1567.871 | 61.608 | 0.962 | 0.921 | 1.008 | 0.038 | 1507.852 | 56.766 | 0.0024678 | 0.888 | 0.034 | 0.0021914 | 8.3904e-05 | 0.847 | 0.81976 | 746 | -1 |  |  | 0 |  | 366 | 11 | 0.01078 | 0.010787 | 11 | Wet Ponds | 293 | 30% | 55% | 0.00065741 | 4.6147e-05
41 | 13 | 0.0024678 | 293 | 41 | 13 | WET | 1.0484 | 0.041 | 1567.871 | 61.608 | 0.962 | 0.921 | 1.008 | 0.038 | 1507.852 | 56.766 | 0.0024678 | 0.888 | 0.034 | 0.0021914 | 8.3904e-05 | 0.847 | 0.81976 | 747 | -1 |  |  | 0 |  | 367 | 11 | 0.01078 | 0.010787 | 11 | Wet Ponds | 293 | 30% | 55% | 0.00065741 | 4.6147e-05
41 | 2 | 0.0076503 | 283 | 41 | 2 | MDR | 11.9201 | 0.582 | 23513.664 | 1147.493 | 0.961 | 0.923 | 11.452 | 0.537 | 22589.972 | 1059.182 | 0.0076503 | 10.039 | 0.474 | 0.076801 | 0.0036262 | 0.842 | 0.81527 | 750 | -1 |  |  | 0 |  | 370 | 11 | 0.007645 | 0.0076503 | 11 | Wet Ponds | 283 | 30% | 55% | 0.02304 | 0.0019944
41 | 2 | 0.0076503 | 283 | 41 | 2 | MDR | 11.9201 | 0.582 | 23513.664 | 1147.493 | 0.961 | 0.923 | 11.452 | 0.537 | 22589.972 | 1059.182 | 0.0076503 | 10.039 | 0.474 | 0.076801 | 0.0036262 | 0.842 | 0.81527 | 751 | -1 |  |  | 0 |  | 371 | 11 | 0.007645 | 0.0076503 | 11 | Wet Ponds | 283 | 30% | 55% | 0.02304 | 0.0019944
10 | 4 | 1.3827 | 13 | 10 | 4 | IND | 13.1528 | 1.186 | 6233.588 | 562.16 | 0.215 | 0.107 | 2.826 | 0.127 | 1339.375 | 60.359 | 1.3827 | 1.344 | 0.064 | 1.8583 | 0.08849 | 0.102 | 0.054107 | 8 | 8 | Lake Concord Stormwater Park/ Anniversary Park - Exfiltration Trench | Exfiltration System - Portion of Redevelopment and Retrofit of City-owned property into an educational stormwater Park including installation of 2 baffle boxes and an exfiltration trench, and other BMPs (1) | 3 | Exfiltration | -1 | 0 | 0 | 1.3827 | 12 | Wet Ponds Improved | 13 | 30% | 55% | 0.55749 | 0.04867
46 | 3 | 3.2903 | 342 | 46 | 3 | HDR | 29.2966 | 2.128 | 15135.696 | 1099.348 | 0.585 | 0.841 | 17.131 | 1.789 | 8850.484 | 924.087 | 3.2903 | 13.118 | 1.05 | 43.1617 | 3.4548 | 0.448 | 0.49364 | 15 | 16 | E - 436: Exfiltration | SR 436_SC: Exfiltration treatment | 3 | Exfiltration | -1 | 0 | 0 | 33.5497 | 12 | Wet Ponds Improved | 342 | 30% | 55% | 12.9485 | 1.9001
46 | 4 | 29.9893 | 343 | 46 | 4 | IND | 17.0006 | 1.432 | 5136.665 | 432.629 | 0.581 | 0.828 | 9.877 | 1.185 | 2984.427 | 358.031 | 29.9893 | 7.542 | 0.694 | 226.1792 | 20.8126 | 0.444 | 0.48499 | 15 | 16 | E - 436: Exfiltration | SR 436_SC: Exfiltration treatment | 3 | Exfiltration | -1 | 0 | 0 | 33.5497 | 12 | Wet Ponds Improved | 343 | 30% | 55% | 67.8538 | 11.4469
46 | 13 | 0.27014 | 350 | 46 | 13 | WET | 1.2605 | 0.048 | 423.33 | 16.035 | 0.592 | 0.901 | 0.746 | 0.043 | 250.472 | 14.442 | 0.27014 | 0.571 | 0.025 | 0.15425 | 0.0067534 | 0.453 | 0.53354 | 15 | 16 | E - 436: Exfiltration | SR 436_SC: Exfiltration treatment | 3 | Exfiltration | -1 | 0 | 0 | 33.5497 | 12 | Wet Ponds Improved | 350 | 30% | 55% | 0.046274 | 0.0037144
10 | 4 | 10.3523 | 13 | 10 | 4 | IND | 13.1528 | 1.186 | 6233.588 | 562.16 | 0.215 | 0.107 | 2.826 | 0.127 | 1339.375 | 60.359 | 10.3523 | 1.344 | 0.064 | 13.9135 | 0.66255 | 0.102 | 0.054107 | 16 | 17 | E - 436: Exfiltration | SR 436_SC: Exfiltration treatment | 3 | Exfiltration | -1 | 0 | 0 | 12.0116 | 12 | Wet Ponds Improved | 13 | 30% | 55% | 4.1741 | 0.3644
10 | 13 | 0.067249 | 19 | 10 | 13 | WET | 10.9043 | 0.715 | 2850.635 | 186.795 | 0.218 | 0.109 | 2.376 | 0.078 | 621.194 | 20.323 | 0.067249 | 1.134 | 0.039 | 0.076261 | 0.0026227 | 0.104 | 0.054868 | 16 | 17 | E - 436: Exfiltration | SR 436_SC: Exfiltration treatment | 3 | Exfiltration | -1 | 0 | 0 | 12.0116 | 12 | Wet Ponds Improved | 19 | 30% | 55% | 0.022878 | 0.0014425
70 | 2 | 0.00025805 | 497 | 70 | 2 | MDR | 5.5229 | 0.254 | 1760.42 | 81.108 | 0.385 | 0.206 | 2.127 | 0.052 | 677.966 | 16.675 | 0.00025805 | 0.036 | 0.002 | 9.2898e-06 | 5.161e-07 | 0.007 | 0.0084055 | 17 | 18 | E - I-4: linear retention swale |  | 12 | Retention | -1 | 0 | 0 | 0.008386 | 12 | Wet Ponds Improved | 497 | 30% | 55% | 2.7869e-06 | 2.8386e-07
70 | 4 | 0.001123 | 499 | 70 | 4 | IND | 8.7985 | 0.717 | 2253.879 | 183.718 | 0.374 | 0.198 | 3.292 | 0.142 | 843.264 | 36.33 | 0.001123 | 0.05 | 0.006 | 5.615e-05 | 6.738e-06 | 0.006 | 0.0076716 | 17 | 18 | E - I-4: linear retention swale |  | 12 | Retention | -1 | 0 | 0 | 0.008386 | 12 | Wet Ponds Improved | 499 | 30% | 55% | 1.6845e-05 | 3.7059e-06
73 | 4 | 0.0026707 | 516 | 73 | 4 | IND | 8.0329 | 0.602 | 1692.908 | 126.871 | 0.248 | 0.201 | 1.992 | 0.121 | 419.906 | 25.485 | 0.0026707 | 0.014 | 0.001 | 3.739e-05 | 2.6707e-06 | 0.002 | 0.002163 | 17 | 18 | E - I-4: linear retention swale |  | 12 | Retention | -1 | 0 | 0 | 0.008386 | 12 | Wet Ponds Improved | 516 | 30% | 55% | 1.1217e-05 | 1.4689e-06
74 | 4 | 0.0043342 | 521 | 74 | 4 | IND | 12.7547 | 1.119 | 2575.779 | 225.942 | 0.464 | 0.585 | 5.915 | 0.654 | 1194.586 | 132.125 | 0.0043342 | 0.011 | 0.001 | 4.7676e-05 | 4.3342e-06 | 0.001 | 0.0013108 | 17 | 18 | E - I-4: linear retention swale |  | 12 | Retention | -1 | 0 | 0 | 0.008386 | 12 | Wet Ponds Improved | 521 | 30% | 55% | 1.4303e-05 | 2.3838e-06
53 | 4 | 0.15939 | 397 | 53 | 4 | IND | 14.2092 | 1.148 | 5078.608 | 410.432 | 0.376 | 0.28 | 5.338 | 0.321 | 1907.765 | 114.742 | 0.15939 | 0.948 | 0.097 | 0.1511 | 0.015461 | 0.067 | 0.084638 | 18 | 19 | E - I-4: linear retention swale |  | 12 | Retention | -1 | 0 | 0 | 0.22446 | 12 | Wet Ponds Improved | 397 | 30% | 55% | 0.04533 | 0.0085034
54 | 4 | 0.065074 | 405 | 54 | 4 | IND | 12.8914 | 1.1 | 4692.599 | 400.236 | 0.246 | 0.095 | 3.169 | 0.104 | 1153.707 | 37.957 | 0.065074 | 0.239 | 0.011 | 0.015553 | 0.00071582 | 0.019 | 0.010459 | 18 | 19 | E - I-4: linear retention swale |  | 12 | Retention | -1 | 0 | 0 | 0.22446 | 12 | Wet Ponds Improved | 405 | 30% | 55% | 0.0046658 | 0.0003937
51 | 2 | 3.0957 | 381 | 51 | 2 | MDR | 12.3118 | 0.61 | 8989.592 | 445.055 | 0.471 | 0.624 | 5.799 | 0.38 | 4234.099 | 277.813 | 3.0957 | 2.104 | 0.147 | 6.5133 | 0.45507 | 0.171 | 0.24118 | 22 | 23 | MA10 | Offline 0.25" Retention Infiltration Trench | 12 | Retention | -1 | 0 | 0 | 3.8746 | 12 | Wet Ponds Improved | 381 | 30% | 55% | 1.954 | 0.25029
51 | 3 | 0.77895 | 382 | 51 | 3 | HDR | 28.1915 | 2.122 | 1333.612 | 100.381 | 0.471 | 0.635 | 13.277 | 1.348 | 628.08 | 63.761 | 0.77895 | 4.817 | 0.53 | 3.7522 | 0.41284 | 0.171 | 0.24955 | 22 | 23 | MA10 | Offline 0.25" Retention Infiltration Trench | 12 | Retention | -1 | 0 | 0 | 3.8746 | 12 | Wet Ponds Improved | 382 | 30% | 55% | 1.1257 | 0.22706
51 | 2 | 11.8863 | 381 | 51 | 2 | MDR | 12.3118 | 0.61 | 8989.592 | 445.055 | 0.471 | 0.624 | 5.799 | 0.38 | 4234.099 | 277.813 | 11.8863 | 2.104 | 0.147 | 25.0088 | 1.7473 | 0.171 | 0.24118 | 23 | 24 | MA12 | Offline 0.25" Retention Infiltration Trench | 12 | Retention | -1 | 0 | 0 | 15.0287 | 12 | Wet Ponds Improved | 381 | 30% | 55% | 7.5026 | 0.96101
51 | 3 | 1.967 | 382 | 51 | 3 | HDR | 28.1915 | 2.122 | 1333.612 | 100.381 | 0.471 | 0.635 | 13.277 | 1.348 | 628.08 | 63.761 | 1.967 | 4.817 | 0.53 | 9.4751 | 1.0425 | 0.171 | 0.24955 | 23 | 24 | MA12 | Offline 0.25" Retention Infiltration Trench | 12 | Retention | -1 | 0 | 0 | 15.0287 | 12 | Wet Ponds Improved | 382 | 30% | 55% | 2.8425 | 0.57338
51 | 4 | 1.1754 | 383 | 51 | 4 | IND | 19.6928 | 1.698 | 1955.829 | 168.617 | 0.466 | 0.612 | 9.186 | 1.039 | 912.359 | 103.211 | 1.1754 | 3.274 | 0.399 | 3.8483 | 0.46899 | 0.166 | 0.23497 | 23 | 24 | MA12 | Offline 0.25" Retention Infiltration Trench | 12 | Retention | -1 | 0 | 0 | 15.0287 | 12 | Wet Ponds Improved | 383 | 30% | 55% | 1.1545 | 0.25794
51 | 2 | 7.4715 | 381 | 51 | 2 | MDR | 12.3118 | 0.61 | 8989.592 | 445.055 | 0.471 | 0.624 | 5.799 | 0.38 | 4234.099 | 277.813 | 7.4715 | 2.104 | 0.147 | 15.7201 | 1.0983 | 0.171 | 0.24118 | 24 | 25 | MA17 | Offline 0.25" Retention Infiltration Trench | 12 | Retention | -1 | 0 | 0 | 7.4982 | 12 | Wet Ponds Improved | 381 | 30% | 55% | 4.716 | 0.60407
51 | 4 | 0.026658 | 383 | 51 | 4 | IND | 19.6928 | 1.698 | 1955.829 | 168.617 | 0.466 | 0.612 | 9.186 | 1.039 | 912.359 | 103.211 | 0.026658 | 3.274 | 0.399 | 0.087279 | 0.010637 | 0.166 | 0.23497 | 24 | 25 | MA17 | Offline 0.25" Retention Infiltration Trench | 12 | Retention | -1 | 0 | 0 | 7.4982 | 12 | Wet Ponds Improved | 383 | 30% | 55% | 0.026184 | 0.0058501
51 | 2 | 12.8329 | 381 | 51 | 2 | MDR | 12.3118 | 0.61 | 8989.592 | 445.055 | 0.471 | 0.624 | 5.799 | 0.38 | 4234.099 | 277.813 | 12.8329 | 2.104 | 0.147 | 27.0004 | 1.8864 | 0.171 | 0.24118 | 26 | 27 | MA93 | Offline 0.25" Retention Infiltration Trench | 12 | Retention | -1 | 0 | 0 | 12.8329 | 12 | Wet Ponds Improved | 381 | 30% | 55% | 8.1001 | 1.0375
75 | 2 | 0.34938 | 525 | 75 | 2 | MDR | 4.0181 | 0.212 | 821.93 | 43.453 | 0.398 | 0.494 | 1.599 | 0.105 | 327.079 | 21.486 | 0.34938 | 0.004 | 0 | 0.0013975 | 0 | 0.001 | 0.0018526 | 82 | 90 | BMP-08: Ivanhoe Plaza Park Exfiltration | Exfiltration Trench | 3 | Exfiltration | -1 | 0 | 0 | 1.9276 | 12 | Wet Ponds Improved | 525 | 30% | 55% | 0.00041925 | 0
75 | 4 | 0.74336 | 527 | 75 | 4 | IND | 6.4171 | 0.599 | 216.238 | 20.191 | 0.386 | 0.477 | 2.475 | 0.286 | 83.408 | 9.627 | 0.74336 | 0.005 | 0.001 | 0.0037168 | 0.00074336 | 0.001 | 0.0016881 | 82 | 90 | BMP-08: Ivanhoe Plaza Park Exfiltration | Exfiltration Trench | 3 | Exfiltration | -1 | 0 | 0 | 1.9276 | 12 | Wet Ponds Improved | 527 | 30% | 55% | 0.001115 | 0.00040885
75 | 6 | 0.039469 | 528 | 75 | 6 | OPE | 1.7853 | 0.082 | 8.335 | 0.384 | 0.411 | 0.533 | 0.734 | 0.044 | 3.425 | 0.205 | 0.039469 | 0.002 | 0 | 7.8938e-05 | 0 | 0.001 | 0.0021679 | 82 | 90 | BMP-08: Ivanhoe Plaza Park Exfiltration | Exfiltration Trench | 3 | Exfiltration | -1 | 0 | 0 | 1.9276 | 12 | Wet Ponds Improved | 528 | 30% | 55% | 2.3681e-05 | 0
75 | 4 | 0.075233 | 527 | 75 | 4 | IND | 6.4171 | 0.599 | 216.238 | 20.191 | 0.386 | 0.477 | 2.475 | 0.286 | 83.408 | 9.627 | 0.075233 | 0.005 | 0.001 | 0.00037616 | 7.5233e-05 | 0.001 | 0.0016881 | 83 | 92 | BMP-08: Ivanhoe Plaza Park Exfiltration |  | 3 | Exfiltration | -1 | 0 | 0 | 0.082113 | 12 | Wet Ponds Improved | 527 | 30% | 55% | 0.00011285 | 4.1378e-05
59 | 2 | 1.0438 | 437 | 59 | 2 | MDR | 8.787 | 0.433 | 2451.334 | 120.688 | 0.245 | 0.087 | 2.154 | 0.038 | 600.843 | 10.559 | 1.0438 | 0.164 | 0.003 | 0.17118 | 0.0031313 | 0.019 | 0.0066397 | 135 | 166 | Banchory Exfiltration | Exfiltration | 3 | Exfiltration | -1 | 0 | 0 | 8.288 | 12 | Wet Ponds Improved | 437 | 30% | 55% | 0.051354 | 0.0017222
60 | 2 | 7.2442 | 444 | 60 | 2 | MDR | 10.4609 | 0.537 | 2663.688 | 136.786 | 0.205 | 0.067 | 2.148 | 0.036 | 546.941 | 9.2 | 7.2442 | 0.164 | 0.003 | 1.1881 | 0.021733 | 0.016 | 0.0051881 | 135 | 166 | Banchory Exfiltration | Exfiltration | 3 | Exfiltration | -1 | 0 | 0 | 8.288 | 12 | Wet Ponds Improved | 444 | 30% | 55% | 0.35642 | 0.011953
51 | 2 | 15.7836 | 381 | 51 | 2 | MDR | 12.3118 | 0.61 | 8989.592 | 445.055 | 0.471 | 0.624 | 5.799 | 0.38 | 4234.099 | 277.813 | 15.7836 | 2.104 | 0.147 | 33.2086 | 2.3202 | 0.171 | 0.24118 | 142 | 173 | Golf Course Exfiltration | Exfiltration | 3 | Exfiltration | -1 | 0 | 0 | 57.3675 | 12 | Wet Ponds Improved | 381 | 30% | 55% | 9.9626 | 1.2761
51 | 3 | 6.8322 | 382 | 51 | 3 | HDR | 28.1915 | 2.122 | 1333.612 | 100.381 | 0.471 | 0.635 | 13.277 | 1.348 | 628.08 | 63.761 | 6.8322 | 4.817 | 0.53 | 32.9106 | 3.6211 | 0.171 | 0.24955 | 142 | 173 | Golf Course Exfiltration | Exfiltration | 3 | Exfiltration | -1 | 0 | 0 | 57.3675 | 12 | Wet Ponds Improved | 382 | 30% | 55% | 9.8732 | 1.9916
51 | 4 | 21.8692 | 383 | 51 | 4 | IND | 19.6928 | 1.698 | 1955.829 | 168.617 | 0.466 | 0.612 | 9.186 | 1.039 | 912.359 | 103.211 | 21.8692 | 3.274 | 0.399 | 71.5996 | 8.7258 | 0.166 | 0.23497 | 142 | 173 | Golf Course Exfiltration | Exfiltration | 3 | Exfiltration | -1 | 0 | 0 | 57.3675 | 12 | Wet Ponds Improved | 383 | 30% | 55% | 21.4799 | 4.7992
51 | 6 | 1.0884 | 384 | 51 | 6 | OPE | 5.4756 | 0.237 | 44.616 | 1.932 | 0.474 | 0.653 | 2.597 | 0.155 | 21.161 | 1.262 | 1.0884 | 0.958 | 0.061 | 1.0427 | 0.066392 | 0.175 | 0.25879 | 142 | 173 | Golf Course Exfiltration | Exfiltration | 3 | Exfiltration | -1 | 0 | 0 | 57.3675 | 12 | Wet Ponds Improved | 384 | 30% | 55% | 0.3128 | 0.036516
51 | 8 | 11.6541 | 385 | 51 | 8 | AGR | 11.8279 | 0.639 | 192.513 | 10.397 | 0.484 | 0.72 | 5.724 | 0.46 | 93.165 | 7.491 | 11.6541 | 2.204 | 0.194 | 25.6856 | 2.2609 | 0.186 | 0.30445 | 142 | 173 | Golf Course Exfiltration | Exfiltration | 3 | Exfiltration | -1 | 0 | 0 | 57.3675 | 12 | Wet Ponds Improved | 385 | 30% | 55% | 7.7057 | 1.2435
53 | 4 | 0.030887 | 397 | 53 | 4 | IND | 14.2092 | 1.148 | 5078.608 | 410.432 | 0.376 | 0.28 | 5.338 | 0.321 | 1907.765 | 114.742 | 0.030887 | 0.948 | 0.097 | 0.029281 | 0.0029961 | 0.067 | 0.084638 | 142 | 173 | Golf Course Exfiltration | Exfiltration | 3 | Exfiltration | -1 | 0 | 0 | 57.3675 | 12 | Wet Ponds Improved | 397 | 30% | 55% | 0.0087844 | 0.0016478
53 | 6 | 0.018405 | 398 | 53 | 6 | OPE | 3.7267 | 0.149 | 69.498 | 2.783 | 0.398 | 0.296 | 1.481 | 0.044 | 27.627 | 0.823 | 0.018405 | 0.277 | 0.014 | 0.0050981 | 0.00025766 | 0.074 | 0.095584 | 142 | 173 | Golf Course Exfiltration | Exfiltration | 3 | Exfiltration | -1 | 0 | 0 | 57.3675 | 12 | Wet Ponds Improved | 398 | 30% | 55% | 0.0015294 | 0.00014172
57 | 4 | 0.002587 | 420 | 57 | 4 | IND | 14.965 | 1.118 | 1618.052 | 120.881 | 0.652 | 0.441 | 9.757 | 0.493 | 1054.976 | 53.299 | 0.002587 | 1.717 | 0.151 | 0.004442 | 0.00039064 | 0.115 | 0.13464 | 142 | 173 | Golf Course Exfiltration | Exfiltration | 3 | Exfiltration | -1 | 0 | 0 | 57.3675 | 12 | Wet Ponds Improved | 420 | 30% | 55% | 0.0013326 | 0.00021485
57 | 6 | 0.072854 | 421 | 57 | 6 | OPE | 4.1886 | 0.157 | 14.253 | 0.535 | 0.663 | 0.461 | 2.778 | 0.073 | 9.452 | 0.247 | 0.072854 | 0.51 | 0.023 | 0.037156 | 0.0016757 | 0.122 | 0.14893 | 142 | 173 | Golf Course Exfiltration | Exfiltration | 3 | Exfiltration | -1 | 0 | 0 | 57.3675 | 12 | Wet Ponds Improved | 421 | 30% | 55% | 0.011147 | 0.00092161
57 | 8 | 0.015374 | 422 | 57 | 8 | AGR | 9.0386 | 0.423 | 258.618 | 12.091 | 0.682 | 0.481 | 6.164 | 0.203 | 176.355 | 5.816 | 0.015374 | 1.198 | 0.076 | 0.018418 | 0.0011684 | 0.133 | 0.18051 | 142 | 173 | Golf Course Exfiltration | Exfiltration | 3 | Exfiltration | -1 | 0 | 0 | 57.3675 | 12 | Wet Ponds Improved | 422 | 30% | 55% | 0.0055254 | 0.00064263
57 | 2 | 0.74797 | 418 | 57 | 2 | MDR | 9.3885 | 0.403 | 3228.257 | 138.483 | 0.658 | 0.448 | 6.173 | 0.181 | 2122.675 | 62.088 | 0.74797 | 1.112 | 0.056 | 0.83174 | 0.041886 | 0.118 | 0.13805 | 149 | 181 | Lakewood Exfiltration | Exfiltration | 3 | Exfiltration | -1 | 0 | 0 | 0.74797 | 12 | Wet Ponds Improved | 418 | 30% | 55% | 0.24952 | 0.023037
51 | 2 | 3.0383 | 381 | 51 | 2 | MDR | 12.3118 | 0.61 | 8989.592 | 445.055 | 0.471 | 0.624 | 5.799 | 0.38 | 4234.099 | 277.813 | 3.0383 | 2.104 | 0.147 | 6.3925 | 0.44663 | 0.171 | 0.24118 | 157 | 189 | N.Park Exfiltration | Exfiltration | 3 | Exfiltration | -1 | 0 | 0 | 3.1077 | 12 | Wet Ponds Improved | 381 | 30% | 55% | 1.9178 | 0.24564
51 | 3 | 0.0013347 | 382 | 51 | 3 | HDR | 28.1915 | 2.122 | 1333.612 | 100.381 | 0.471 | 0.635 | 13.277 | 1.348 | 628.08 | 63.761 | 0.0013347 | 4.817 | 0.53 | 0.0064293 | 0.00070739 | 0.171 | 0.24955 | 157 | 189 | N.Park Exfiltration | Exfiltration | 3 | Exfiltration | -1 | 0 | 0 | 3.1077 | 12 | Wet Ponds Improved | 382 | 30% | 55% | 0.0019288 | 0.00038907
51 | 4 | 0.042744 | 383 | 51 | 4 | IND | 19.6928 | 1.698 | 1955.829 | 168.617 | 0.466 | 0.612 | 9.186 | 1.039 | 912.359 | 103.211 | 0.042744 | 3.274 | 0.399 | 0.13994 | 0.017055 | 0.166 | 0.23497 | 157 | 189 | N.Park Exfiltration | Exfiltration | 3 | Exfiltration | -1 | 0 | 0 | 3.1077 | 12 | Wet Ponds Improved | 383 | 30% | 55% | 0.041983 | 0.0093801
51 | 6 | 0.025365 | 384 | 51 | 6 | OPE | 5.4756 | 0.237 | 44.616 | 1.932 | 0.474 | 0.653 | 2.597 | 0.155 | 21.161 | 1.262 | 0.025365 | 0.958 | 0.061 | 0.024299 | 0.0015472 | 0.175 | 0.25879 | 157 | 189 | N.Park Exfiltration | Exfiltration | 3 | Exfiltration | -1 | 0 | 0 | 3.1077 | 12 | Wet Ponds Improved | 384 | 30% | 55% | 0.0072898 | 0.00085098
51 | 2 | 2.0082 | 381 | 51 | 2 | MDR | 12.3118 | 0.61 | 8989.592 | 445.055 | 0.471 | 0.624 | 5.799 | 0.38 | 4234.099 | 277.813 | 2.0082 | 2.104 | 0.147 | 4.2253 | 0.29521 | 0.171 | 0.24118 | 164 | 196 | Via Lugano exfiltration | Exfiltration | 3 | Exfiltration | -1 | 0 | 0 | 2.0559 | 12 | Wet Ponds Improved | 381 | 30% | 55% | 1.2676 | 0.16236
57 | 2 | 0.047691 | 418 | 57 | 2 | MDR | 9.3885 | 0.403 | 3228.257 | 138.483 | 0.658 | 0.448 | 6.173 | 0.181 | 2122.675 | 62.088 | 0.047691 | 1.112 | 0.056 | 0.053032 | 0.0026707 | 0.118 | 0.13805 | 164 | 196 | Via Lugano exfiltration | Exfiltration | 3 | Exfiltration | -1 | 0 | 0 | 2.0559 | 12 | Wet Ponds Improved | 418 | 30% | 55% | 0.01591 | 0.0014689
54 | 2 | 0.039087 | 403 | 54 | 2 | MDR | 7.7954 | 0.381 | 2954.832 | 144.529 | 0.256 | 0.097 | 1.997 | 0.037 | 756.882 | 14.091 | 0.039087 | 0.157 | 0.004 | 0.0061367 | 0.00015635 | 0.02 | 0.010971 | 212 | -1 |  |  | 0 |  | 44 | 13 | 2.743 | 2.7449 | 12 | Wet Ponds Improved | 403 | 30% | 55% | 0.001841 | 8.5992e-05
54 | 4 | 1.597 | 405 | 54 | 4 | IND | 12.8914 | 1.1 | 4692.599 | 400.236 | 0.246 | 0.095 | 3.169 | 0.104 | 1153.707 | 37.957 | 1.597 | 0.239 | 0.011 | 0.38169 | 0.017567 | 0.019 | 0.010459 | 212 | -1 |  |  | 0 |  | 44 | 13 | 2.743 | 2.7449 | 12 | Wet Ponds Improved | 405 | 30% | 55% | 0.11451 | 0.009662
54 | 12 | 0.61548 | 407 | 54 | 12 | WAT | 0.19348 | 0.005 | 46.617 | 1.179 | 0.255 | 0.108 | 0.049 | 0.001 | 11.875 | 0.128 | 0.61548 | 0.004 | 0 | 0.0024619 | 0 | 0.019 | 0.014625 | 212 | -1 |  |  | 0 |  | 44 | 13 | 2.743 | 2.7449 | 12 | Wet Ponds Improved | 407 | 30% | 55% | 0.00073857 | 0
54 | 13 | 0.49328 | 408 | 54 | 13 | WET | 0.52782 | 0.02 | 0.639 | 0.024 | 0.258 | 0.114 | 0.136 | 0.002 | 0.165 | 0.003 | 0.49328 | 0.01 | 0 | 0.0049328 | 0 | 0.019 | 0.013789 | 212 | -1 |  |  | 0 |  | 44 | 13 | 2.743 | 2.7449 | 12 | Wet Ponds Improved | 408 | 30% | 55% | 0.0014798 | 0
54 | 4 | 0.58661 | 405 | 54 | 4 | IND | 12.8914 | 1.1 | 4692.599 | 400.236 | 0.246 | 0.095 | 3.169 | 0.104 | 1153.707 | 37.957 | 0.58661 | 0.239 | 0.011 | 0.1402 | 0.0064527 | 0.019 | 0.010459 | 213 | -1 |  |  | 0 |  | 45 | 13 | 0.58621 | 0.58661 | 12 | Wet Ponds Improved | 405 | 30% | 55% | 0.04206 | 0.003549
54 | 4 | 4.6285 | 405 | 54 | 4 | IND | 12.8914 | 1.1 | 4692.599 | 400.236 | 0.246 | 0.095 | 3.169 | 0.104 | 1153.707 | 37.957 | 4.6285 | 0.239 | 0.011 | 1.1062 | 0.050913 | 0.019 | 0.010459 | 216 | -1 |  |  | 0 |  | 48 | 13 | 5.1386 | 5.1421 | 12 | Wet Ponds Improved | 405 | 30% | 55% | 0.33186 | 0.028002
54 | 12 | 0.51364 | 407 | 54 | 12 | WAT | 0.19348 | 0.005 | 46.617 | 1.179 | 0.255 | 0.108 | 0.049 | 0.001 | 11.875 | 0.128 | 0.51364 | 0.004 | 0 | 0.0020545 | 0 | 0.019 | 0.014625 | 216 | -1 |  |  | 0 |  | 48 | 13 | 5.1386 | 5.1421 | 12 | Wet Ponds Improved | 407 | 30% | 55% | 0.00061636 | 0
54 | 4 | 15.716 | 405 | 54 | 4 | IND | 12.8914 | 1.1 | 4692.599 | 400.236 | 0.246 | 0.095 | 3.169 | 0.104 | 1153.707 | 37.957 | 15.716 | 0.239 | 0.011 | 3.7561 | 0.17288 | 0.019 | 0.010459 | 219 | -1 |  |  | 0 |  | 51 | 13 | 21.1994 | 16.2742 | 12 | Wet Ponds Improved | 405 | 30% | 55% | 1.1268 | 0.095082
54 | 12 | 0.55824 | 407 | 54 | 12 | WAT | 0.19348 | 0.005 | 46.617 | 1.179 | 0.255 | 0.108 | 0.049 | 0.001 | 11.875 | 0.128 | 0.55824 | 0.004 | 0 | 0.002233 | 0 | 0.019 | 0.014625 | 219 | -1 |  |  | 0 |  | 51 | 13 | 21.1994 | 16.2742 | 12 | Wet Ponds Improved | 407 | 30% | 55% | 0.00066989 | 0
54 | 4 | 2.3657 | 405 | 54 | 4 | IND | 12.8914 | 1.1 | 4692.599 | 400.236 | 0.246 | 0.095 | 3.169 | 0.104 | 1153.707 | 37.957 | 2.3657 | 0.239 | 0.011 | 0.5654 | 0.026022 | 0.019 | 0.010459 | 220 | -1 |  |  | 0 |  | 52 | 13 | 2.5196 | 2.5213 | 12 | Wet Ponds Improved | 405 | 30% | 55% | 0.16962 | 0.014312
54 | 12 | 0.15567 | 407 | 54 | 12 | WAT | 0.19348 | 0.005 | 46.617 | 1.179 | 0.255 | 0.108 | 0.049 | 0.001 | 11.875 | 0.128 | 0.15567 | 0.004 | 0 | 0.00062267 | 0 | 0.019 | 0.014625 | 220 | -1 |  |  | 0 |  | 52 | 13 | 2.5196 | 2.5213 | 12 | Wet Ponds Improved | 407 | 30% | 55% | 0.0001868 | 0
54 | 4 | 0.19227 | 405 | 54 | 4 | IND | 12.8914 | 1.1 | 4692.599 | 400.236 | 0.246 | 0.095 | 3.169 | 0.104 | 1153.707 | 37.957 | 0.19227 | 0.239 | 0.011 | 0.045954 | 0.002115 | 0.019 | 0.010459 | 221 | -1 |  |  | 0 |  | 53 | 13 | 0.19214 | 0.19227 | 12 | Wet Ponds Improved | 405 | 30% | 55% | 0.013786 | 0.0011633
10 | 4 | 0.3654 | 13 | 10 | 4 | IND | 13.1528 | 1.186 | 6233.588 | 562.16 | 0.215 | 0.107 | 2.826 | 0.127 | 1339.375 | 60.359 | 0.3654 | 1.344 | 0.064 | 0.4911 | 0.023385 | 0.102 | 0.054107 | 531 | 8 | Lake Concord Stormwater Park/ Anniversary Park - Exfiltration Trench | Exfiltration System - Portion of Redevelopment and Retrofit of City-owned property into an educational stormwater Park including installation of 2 baffle boxes and an exfiltration trench, and other BMPs (1) | 3 | Exfiltration | 27 | 5 | 1110.5239 | 0.3654 | 12 | Wet Ponds Improved | 13 | 30% | 55% | 0.14733 | 0.012862
46 | 3 | 0.097909 | 342 | 46 | 3 | HDR | 29.2966 | 2.128 | 15135.696 | 1099.348 | 0.585 | 0.841 | 17.131 | 1.789 | 8850.484 | 924.087 | 0.097909 | 13.118 | 1.05 | 1.2844 | 0.1028 | 0.448 | 0.49364 | 540 | 16 | E - 436: Exfiltration | SR 436_SC: Exfiltration treatment | 3 | Exfiltration | 37 | 5 | 2697.9441 | 0.44221 | 12 | Wet Ponds Improved | 342 | 30% | 55% | 0.38531 | 0.056543
46 | 4 | 0.3443 | 343 | 46 | 4 | IND | 17.0006 | 1.432 | 5136.665 | 432.629 | 0.581 | 0.828 | 9.877 | 1.185 | 2984.427 | 358.031 | 0.3443 | 7.542 | 0.694 | 2.5967 | 0.23895 | 0.444 | 0.48499 | 540 | 16 | E - 436: Exfiltration | SR 436_SC: Exfiltration treatment | 3 | Exfiltration | 37 | 5 | 2697.9441 | 0.44221 | 12 | Wet Ponds Improved | 343 | 30% | 55% | 0.77902 | 0.13142
10 | 4 | 2.5521 | 13 | 10 | 4 | IND | 13.1528 | 1.186 | 6233.588 | 562.16 | 0.215 | 0.107 | 2.826 | 0.127 | 1339.375 | 60.359 | 2.5521 | 1.344 | 0.064 | 3.43 | 0.16333 | 0.102 | 0.054107 | 541 | 17 | E - 436: Exfiltration | SR 436_SC: Exfiltration treatment | 3 | Exfiltration | 27 | 5 | 1110.5239 | 2.5521 | 12 | Wet Ponds Improved | 13 | 30% | 55% | 1.029 | 0.089834
10 | 4 | 0.75955 | 13 | 10 | 4 | IND | 13.1528 | 1.186 | 6233.588 | 562.16 | 0.215 | 0.107 | 2.826 | 0.127 | 1339.375 | 60.359 | 0.75955 | 1.344 | 0.064 | 1.0208 | 0.048611 | 0.102 | 0.054107 | 542 | 17 | E - 436: Exfiltration | SR 436_SC: Exfiltration treatment | 3 | Exfiltration | 29 | 11 | 826.5867 | 0.75955 | 12 | Wet Ponds Improved | 13 | 30% | 55% | 0.30625 | 0.026736
41 | 4 | 0.1524 | 285 | 41 | 4 | IND | 15.0465 | 1.299 | 22984.638 | 1984.314 | 0.961 | 0.924 | 14.457 | 1.2 | 22084.136 | 1832.828 | 0.1524 | 12.656 | 1.059 | 1.9287 | 0.16139 | 0.841 | 0.81549 | 548 | 20 | FM: 240167-1 SR434 | Central Ave N: Credit for 1/3 Wet Pond Treatment | 11 | Wet Ponds | 39 | 9 | 40.2247 | 0.1524 | 12 | Wet Ponds Improved | 285 | 30% | 55% | 0.57862 | 0.088763
41 | 4 | 0.051969 | 285 | 41 | 4 | IND | 15.0465 | 1.299 | 22984.638 | 1984.314 | 0.961 | 0.924 | 14.457 | 1.2 | 22084.136 | 1832.828 | 0.051969 | 12.656 | 1.059 | 0.65772 | 0.055035 | 0.841 | 0.81549 | 555 | 20 | FM: 240167-1 SR434 | Central Ave N: Credit for 1/3 Wet Pond Treatment | 11 | Wet Ponds | 73 | 9 | 3.744 | 0.051969 | 12 | Wet Ponds Improved | 285 | 30% | 55% | 0.19732 | 0.030269
41 | 4 | 0.043152 | 285 | 41 | 4 | IND | 15.0465 | 1.299 | 22984.638 | 1984.314 | 0.961 | 0.924 | 14.457 | 1.2 | 22084.136 | 1832.828 | 0.043152 | 12.656 | 1.059 | 0.54613 | 0.045698 | 0.841 | 0.81549 | 561 | 20 | FM: 240167-1 SR434 | Central Ave N: Credit for 1/3 Wet Pond Treatment | 11 | Wet Ponds | 121 | 9 | 7.2103 | 0.043152 | 12 | Wet Ponds Improved | 285 | 30% | 55% | 0.16384 | 0.025134
51 | 2 | 1.4832 | 381 | 51 | 2 | MDR | 12.3118 | 0.61 | 8989.592 | 445.055 | 0.471 | 0.624 | 5.799 | 0.38 | 4234.099 | 277.813 | 1.4832 | 2.104 | 0.147 | 3.1206 | 0.21802 | 0.171 | 0.24118 | 579 | 25 | MA17 | Offline 0.25" Retention Infiltration Trench | 12 | Retention | 1 | 9 | 95.9609 | 1.4832 | 12 | Wet Ponds Improved | 381 | 30% | 55% | 0.93617 | 0.11991
51 | 2 | 0.99129 | 381 | 51 | 2 | MDR | 12.3118 | 0.61 | 8989.592 | 445.055 | 0.471 | 0.624 | 5.799 | 0.38 | 4234.099 | 277.813 | 0.99129 | 2.104 | 0.147 | 2.0857 | 0.14572 | 0.171 | 0.24118 | 580 | 27 | MA93 | Offline 0.25" Retention Infiltration Trench | 12 | Retention | 1 | 9 | 95.9609 | 0.99129 | 12 | Wet Ponds Improved | 381 | 30% | 55% | 0.6257 | 0.080146
74 | 4 | 0.0074144 | 521 | 74 | 4 | IND | 12.7547 | 1.119 | 2575.779 | 225.942 | 0.464 | 0.585 | 5.915 | 0.654 | 1194.586 | 132.125 | 0.0074144 | 0.011 | 0.001 | 8.1559e-05 | 7.4144e-06 | 0.001 | 0.0013108 | 581 | 33 | BMP-01: Lake Dot Water Quality Restoration | 2nd Generation Baffle Box | 2 | Baffle Boxes | 55 | 13 | 0.71175 | 0.0074144 | 12 | Wet Ponds Improved | 521 | 30% | 55% | 2.4468e-05 | 4.0779e-06
74 | 4 | 0.70482 | 521 | 74 | 4 | IND | 12.7547 | 1.119 | 2575.779 | 225.942 | 0.464 | 0.585 | 5.915 | 0.654 | 1194.586 | 132.125 | 0.70482 | 0.011 | 0.001 | 0.007753 | 0.00070482 | 0.001 | 0.0013108 | 585 | 39 | BMP-01: Lake Dot Water Quality Restoration |  | 2 | Baffle Boxes | 55 | 13 | 0.71175 | 0.70482 | 12 | Wet Ponds Improved | 521 | 30% | 55% | 0.0023259 | 0.00038765
54 | 2 | 0.44774 | 403 | 54 | 2 | MDR | 7.7954 | 0.381 | 2954.832 | 144.529 | 0.256 | 0.097 | 1.997 | 0.037 | 756.882 | 14.091 | 0.44774 | 0.157 | 0.004 | 0.070295 | 0.001791 | 0.02 | 0.010971 | 589 | 48 | BMP-02: Hazel St Outfall Improvements | Inlet Basket | 18 | Inlet Baskets | 51 | 13 | 21.1994 | 4.9397 | 12 | Wet Ponds Improved | 403 | 30% | 55% | 0.021089 | 0.00098503
54 | 4 | 2.0081 | 405 | 54 | 4 | IND | 12.8914 | 1.1 | 4692.599 | 400.236 | 0.246 | 0.095 | 3.169 | 0.104 | 1153.707 | 37.957 | 2.0081 | 0.239 | 0.011 | 0.47993 | 0.022089 | 0.019 | 0.010459 | 589 | 48 | BMP-02: Hazel St Outfall Improvements | Inlet Basket | 18 | Inlet Baskets | 51 | 13 | 21.1994 | 4.9397 | 12 | Wet Ponds Improved | 405 | 30% | 55% | 0.14398 | 0.012149
68 | 2 | 0.30775 | 482 | 68 | 2 | MDR | 8.1781 | 0.451 | 3278.673 | 180.849 | 0.368 | 0.359 | 3.013 | 0.162 | 1208.098 | 65.009 | 0.30775 | 0.029 | 0.003 | 0.0089249 | 0.00092326 | 0.004 | 0.0066584 | 589 | 48 | BMP-02: Hazel St Outfall Improvements | Inlet Basket | 18 | Inlet Baskets | 51 | 13 | 21.1994 | 4.9397 | 12 | Wet Ponds Improved | 482 | 30% | 55% | 0.0026775 | 0.00050779
68 | 4 | 2.1761 | 484 | 68 | 4 | IND | 13.0109 | 1.271 | 1684.79 | 164.641 | 0.356 | 0.352 | 4.638 | 0.448 | 600.604 | 57.953 | 2.1761 | 0.04 | 0.008 | 0.087044 | 0.017409 | 0.003 | 0.00609 | 589 | 48 | BMP-02: Hazel St Outfall Improvements | Inlet Basket | 18 | Inlet Baskets | 51 | 13 | 21.1994 | 4.9397 | 12 | Wet Ponds Improved | 484 | 30% | 55% | 0.026113 | 0.0095749
58 | 4 | 0.027086 | 429 | 58 | 4 | IND | 15.6534 | 1.223 | 3061.189 | 239.111 | 0.496 | 0.309 | 7.77 | 0.378 | 1519.482 | 73.842 | 0.027086 | 0.973 | 0.063 | 0.026354 | 0.0017064 | 0.062 | 0.051479 | 694 | 165 | 9nth Grade Ctr Pond | Pond | 11 | Wet Ponds | 2 | 9 | 72.4096 | 0.027086 | 12 | Wet Ponds Improved | 429 | 30% | 55% | 0.0079063 | 0.00093852
55 | 2 | 0.27181 | 409 | 55 | 2 | MDR | 5.7108 | 0.271 | 531.225 | 25.229 | 0.23 | 0.231 | 1.312 | 0.063 | 122.064 | 5.84 | 0.27181 | 0.029 | 0.001 | 0.0078826 | 0.00027181 | 0.005 | 0.0029035 | 695 | 165 | 9nth Grade Ctr Pond | Pond | 11 | Wet Ponds | 11 | 9 | 110.3412 | 104.5856 | 12 | Wet Ponds Improved | 409 | 30% | 55% | 0.0023648 | 0.0001495
55 | 4 | 0.3883 | 410 | 55 | 4 | IND | 9.3984 | 0.78 | 1374.955 | 114.092 | 0.224 | 0.227 | 2.103 | 0.177 | 307.589 | 25.895 | 0.3883 | 0.043 | 0.002 | 0.016697 | 0.00077661 | 0.005 | 0.0027609 | 695 | 165 | 9nth Grade Ctr Pond | Pond | 11 | Wet Ponds | 11 | 9 | 110.3412 | 104.5856 | 12 | Wet Ponds Improved | 410 | 30% | 55% | 0.0050091 | 0.00042714
57 | 4 | 0.82522 | 420 | 57 | 4 | IND | 14.965 | 1.118 | 1618.052 | 120.881 | 0.652 | 0.441 | 9.757 | 0.493 | 1054.976 | 53.299 | 0.82522 | 1.717 | 0.151 | 1.4169 | 0.12461 | 0.115 | 0.13464 | 695 | 165 | 9nth Grade Ctr Pond | Pond | 11 | Wet Ponds | 11 | 9 | 110.3412 | 104.5856 | 12 | Wet Ponds Improved | 420 | 30% | 55% | 0.42507 | 0.068534
58 | 2 | 46.8238 | 427 | 58 | 2 | MDR | 9.8281 | 0.44 | 3808.185 | 170.631 | 0.501 | 0.315 | 4.924 | 0.139 | 1908.105 | 53.755 | 46.8238 | 0.633 | 0.023 | 29.6395 | 1.0769 | 0.064 | 0.052984 | 695 | 165 | 9nth Grade Ctr Pond | Pond | 11 | Wet Ponds | 11 | 9 | 110.3412 | 104.5856 | 12 | Wet Ponds Improved | 427 | 30% | 55% | 8.8918 | 0.59232
58 | 3 | 5.2997 | 428 | 58 | 3 | HDR | 22.5044 | 1.53 | 928.517 | 63.139 | 0.501 | 0.315 | 11.275 | 0.483 | 465.213 | 19.91 | 5.2997 | 1.45 | 0.085 | 7.6846 | 0.45048 | 0.064 | 0.055471 | 695 | 165 | 9nth Grade Ctr Pond | Pond | 11 | Wet Ponds | 11 | 9 | 110.3412 | 104.5856 | 12 | Wet Ponds Improved | 428 | 30% | 55% | 2.3054 | 0.24776
58 | 4 | 48.3976 | 429 | 58 | 4 | IND | 15.6534 | 1.223 | 3061.189 | 239.111 | 0.496 | 0.309 | 7.77 | 0.378 | 1519.482 | 73.842 | 48.3976 | 0.973 | 0.063 | 47.0908 | 3.049 | 0.062 | 0.051479 | 695 | 165 | 9nth Grade Ctr Pond | Pond | 11 | Wet Ponds | 11 | 9 | 110.3412 | 104.5856 | 12 | Wet Ponds Improved | 429 | 30% | 55% | 14.1273 | 1.677
58 | 6 | 1.6887 | 430 | 58 | 6 | OPE | 4.3897 | 0.172 | 211.467 | 8.278 | 0.506 | 0.326 | 2.221 | 0.056 | 106.999 | 2.698 | 1.6887 | 0.292 | 0.01 | 0.49311 | 0.016887 | 0.066 | 0.057901 | 695 | 165 | 9nth Grade Ctr Pond | Pond | 11 | Wet Ponds | 11 | 9 | 110.3412 | 104.5856 | 12 | Wet Ponds Improved | 430 | 30% | 55% | 0.14793 | 0.0092881
58 | 12 | 0.89045 | 434 | 58 | 12 | WAT | 0.32908 | 0.007 | 74.025 | 1.564 | 0.474 | 0.364 | 0.156 | 0.003 | 35.077 | 0.569 | 0.89045 | 0.018 | 0.001 | 0.016028 | 0.00089045 | 0.056 | 0.0793 | 695 | 165 | 9nth Grade Ctr Pond | Pond | 11 | Wet Ponds | 11 | 9 | 110.3412 | 104.5856 | 12 | Wet Ponds Improved | 434 | 30% | 55% | 0.0048084 | 0.00048975
51 | 2 | 0.001844 | 381 | 51 | 2 | MDR | 12.3118 | 0.61 | 8989.592 | 445.055 | 0.471 | 0.624 | 5.799 | 0.38 | 4234.099 | 277.813 | 0.001844 | 2.104 | 0.147 | 0.0038797 | 0.00027106 | 0.171 | 0.24118 | 698 | 173 | Golf Course Exfiltration | Exfiltration | 3 | Exfiltration | 1 | 9 | 95.9609 | 0.001844 | 12 | Wet Ponds Improved | 381 | 30% | 55% | 0.0011639 | 0.00014908
51 | 8 | 0.0091819 | 385 | 51 | 8 | AGR | 11.8279 | 0.639 | 192.513 | 10.397 | 0.484 | 0.72 | 5.724 | 0.46 | 93.165 | 7.491 | 0.0091819 | 2.204 | 0.194 | 0.020237 | 0.0017813 | 0.186 | 0.30445 | 699 | 173 | Golf Course Exfiltration | Exfiltration | 3 | Exfiltration | 4 | 9 | 79.4825 | 0.020196 | 12 | Wet Ponds Improved | 385 | 30% | 55% | 0.006071 | 0.0009797
57 | 8 | 0.011015 | 422 | 57 | 8 | AGR | 9.0386 | 0.423 | 258.618 | 12.091 | 0.682 | 0.481 | 6.164 | 0.203 | 176.355 | 5.816 | 0.011015 | 1.198 | 0.076 | 0.013195 | 0.00083711 | 0.133 | 0.18051 | 699 | 173 | Golf Course Exfiltration | Exfiltration | 3 | Exfiltration | 4 | 9 | 79.4825 | 0.020196 | 12 | Wet Ponds Improved | 422 | 30% | 55% | 0.0039586 | 0.00046041
54 | 2 | 1.3475 | 403 | 54 | 2 | MDR | 7.7954 | 0.381 | 2954.832 | 144.529 | 0.256 | 0.097 | 1.997 | 0.037 | 756.882 | 14.091 | 1.3475 | 0.157 | 0.004 | 0.21156 | 0.0053902 | 0.02 | 0.010971 | 701 | 175 | Lake Island Interconnect | Pond | 11 | Wet Ponds | 8 | 9 | 133.6807 | 27.8655 | 12 | Wet Ponds Improved | 403 | 30% | 55% | 0.063469 | 0.0029646
54 | 3 | 2.2547 | 404 | 54 | 3 | HDR | 17.8456 | 1.33 | 737.078 | 54.952 | 0.256 | 0.098 | 4.572 | 0.131 | 188.841 | 5.401 | 2.2547 | 0.36 | 0.015 | 0.81168 | 0.03382 | 0.02 | 0.011434 | 701 | 175 | Lake Island Interconnect | Pond | 11 | Wet Ponds | 8 | 9 | 133.6807 | 27.8655 | 12 | Wet Ponds Improved | 404 | 30% | 55% | 0.2435 | 0.018601
54 | 4 | 13.3266 | 405 | 54 | 4 | IND | 12.8914 | 1.1 | 4692.599 | 400.236 | 0.246 | 0.095 | 3.169 | 0.104 | 1153.707 | 37.957 | 13.3266 | 0.239 | 0.011 | 3.1851 | 0.14659 | 0.019 | 0.010459 | 701 | 175 | Lake Island Interconnect | Pond | 11 | Wet Ponds | 8 | 9 | 133.6807 | 27.8655 | 12 | Wet Ponds Improved | 405 | 30% | 55% | 0.95552 | 0.080626
55 | 4 | 1.8416 | 410 | 55 | 4 | IND | 9.3984 | 0.78 | 1374.955 | 114.092 | 0.224 | 0.227 | 2.103 | 0.177 | 307.589 | 25.895 | 1.8416 | 0.043 | 0.002 | 0.079187 | 0.0036831 | 0.005 | 0.0027609 | 701 | 175 | Lake Island Interconnect | Pond | 11 | Wet Ponds | 8 | 9 | 133.6807 | 27.8655 | 12 | Wet Ponds Improved | 410 | 30% | 55% | 0.023756 | 0.0020257
56 | 2 | 0.65818 | 413 | 56 | 2 | MDR | 7.8606 | 0.394 | 147.967 | 7.417 | 0.412 | 0.514 | 3.235 | 0.203 | 60.899 | 3.814 | 0.65818 | 0.068 | 0.002 | 0.044756 | 0.0013164 | 0.009 | 0.0057861 | 701 | 175 | Lake Island Interconnect | Pond | 11 | Wet Ponds | 8 | 9 | 133.6807 | 27.8655 | 12 | Wet Ponds Improved | 413 | 30% | 55% | 0.013427 | 0.000724
56 | 4 | 4.5442 | 414 | 56 | 4 | IND | 12.8876 | 1.133 | 627.544 | 55.151 | 0.41 | 0.515 | 5.286 | 0.583 | 257.416 | 28.402 | 4.5442 | 0.103 | 0.006 | 0.46805 | 0.027265 | 0.008 | 0.0055424 | 701 | 175 | Lake Island Interconnect | Pond | 11 | Wet Ponds | 8 | 9 | 133.6807 | 27.8655 | 12 | Wet Ponds Improved | 414 | 30% | 55% | 0.14042 | 0.014996
58 | 2 | 0.040854 | 427 | 58 | 2 | MDR | 9.8281 | 0.44 | 3808.185 | 170.631 | 0.501 | 0.315 | 4.924 | 0.139 | 1908.105 | 53.755 | 0.040854 | 0.633 | 0.023 | 0.025861 | 0.00093965 | 0.064 | 0.052984 | 701 | 175 | Lake Island Interconnect | Pond | 11 | Wet Ponds | 8 | 9 | 133.6807 | 27.8655 | 12 | Wet Ponds Improved | 427 | 30% | 55% | 0.0077582 | 0.00051681
58 | 3 | 0.075706 | 428 | 58 | 3 | HDR | 22.5044 | 1.53 | 928.517 | 63.139 | 0.501 | 0.315 | 11.275 | 0.483 | 465.213 | 19.91 | 0.075706 | 1.45 | 0.085 | 0.10977 | 0.006435 | 0.064 | 0.055471 | 701 | 175 | Lake Island Interconnect | Pond | 11 | Wet Ponds | 8 | 9 | 133.6807 | 27.8655 | 12 | Wet Ponds Improved | 428 | 30% | 55% | 0.032932 | 0.0035392
58 | 4 | 0.17479 | 429 | 58 | 4 | IND | 15.6534 | 1.223 | 3061.189 | 239.111 | 0.496 | 0.309 | 7.77 | 0.378 | 1519.482 | 73.842 | 0.17479 | 0.973 | 0.063 | 0.17007 | 0.011012 | 0.062 | 0.051479 | 701 | 175 | Lake Island Interconnect | Pond | 11 | Wet Ponds | 8 | 9 | 133.6807 | 27.8655 | 12 | Wet Ponds Improved | 429 | 30% | 55% | 0.051022 | 0.0060566
58 | 6 | 0.069585 | 430 | 58 | 6 | OPE | 4.3897 | 0.172 | 211.467 | 8.278 | 0.506 | 0.326 | 2.221 | 0.056 | 106.999 | 2.698 | 0.069585 | 0.292 | 0.01 | 0.020319 | 0.00069585 | 0.066 | 0.057901 | 701 | 175 | Lake Island Interconnect | Pond | 11 | Wet Ponds | 8 | 9 | 133.6807 | 27.8655 | 12 | Wet Ponds Improved | 430 | 30% | 55% | 0.0060957 | 0.00038272
68 | 2 | 0.0038321 | 482 | 68 | 2 | MDR | 8.1781 | 0.451 | 3278.673 | 180.849 | 0.368 | 0.359 | 3.013 | 0.162 | 1208.098 | 65.009 | 0.0038321 | 0.029 | 0.003 | 0.00011113 | 1.1496e-05 | 0.004 | 0.0066584 | 701 | 175 | Lake Island Interconnect | Pond | 11 | Wet Ponds | 8 | 9 | 133.6807 | 27.8655 | 12 | Wet Ponds Improved | 482 | 30% | 55% | 3.3339e-05 | 6.323e-06
68 | 3 | 1.3207 | 483 | 68 | 3 | HDR | 18.7122 | 1.61 | 260.801 | 22.445 | 0.368 | 0.361 | 6.894 | 0.582 | 96.085 | 8.11 | 1.3207 | 0.067 | 0.012 | 0.088485 | 0.015848 | 0.004 | 0.0072138 | 701 | 175 | Lake Island Interconnect | Pond | 11 | Wet Ponds | 8 | 9 | 133.6807 | 27.8655 | 12 | Wet Ponds Improved | 483 | 30% | 55% | 0.026545 | 0.0087164
68 | 4 | 2.1322 | 484 | 68 | 4 | IND | 13.0109 | 1.271 | 1684.79 | 164.641 | 0.356 | 0.352 | 4.638 | 0.448 | 600.604 | 57.953 | 2.1322 | 0.04 | 0.008 | 0.085287 | 0.017057 | 0.003 | 0.00609 | 701 | 175 | Lake Island Interconnect | Pond | 11 | Wet Ponds | 8 | 9 | 133.6807 | 27.8655 | 12 | Wet Ponds Improved | 484 | 30% | 55% | 0.025586 | 0.0093816
68 | 6 | 0.075133 | 485 | 68 | 6 | OPE | 3.647 | 0.175 | 38.95 | 1.871 | 0.381 | 0.373 | 1.389 | 0.065 | 14.834 | 0.699 | 0.075133 | 0.015 | 0.001 | 0.001127 | 7.5133e-05 | 0.004 | 0.0081487 | 701 | 175 | Lake Island Interconnect | Pond | 11 | Wet Ponds | 8 | 9 | 133.6807 | 27.8655 | 12 | Wet Ponds Improved | 485 | 30% | 55% | 0.0003381 | 4.1323e-05
53 | 4 | 2.2691 | 397 | 53 | 4 | IND | 14.2092 | 1.148 | 5078.608 | 410.432 | 0.376 | 0.28 | 5.338 | 0.321 | 1907.765 | 114.742 | 2.2691 | 0.948 | 0.097 | 2.1511 | 0.2201 | 0.067 | 0.084638 | 704 | 176 | Lake Island Interconnect | Pond | 11 | Wet Ponds | 8 | 9 | 133.6807 | 23.5969 | 12 | Wet Ponds Improved | 397 | 30% | 55% | 0.64532 | 0.12105
54 | 3 | 0.068571 | 404 | 54 | 3 | HDR | 17.8456 | 1.33 | 737.078 | 54.952 | 0.256 | 0.098 | 4.572 | 0.131 | 188.841 | 5.401 | 0.068571 | 0.36 | 0.015 | 0.024686 | 0.0010286 | 0.02 | 0.011434 | 704 | 176 | Lake Island Interconnect | Pond | 11 | Wet Ponds | 8 | 9 | 133.6807 | 23.5969 | 12 | Wet Ponds Improved | 404 | 30% | 55% | 0.0074057 | 0.00056571
54 | 4 | 13.0606 | 405 | 54 | 4 | IND | 12.8914 | 1.1 | 4692.599 | 400.236 | 0.246 | 0.095 | 3.169 | 0.104 | 1153.707 | 37.957 | 13.0606 | 0.239 | 0.011 | 3.1215 | 0.14367 | 0.019 | 0.010459 | 704 | 176 | Lake Island Interconnect | Pond | 11 | Wet Ponds | 8 | 9 | 133.6807 | 23.5969 | 12 | Wet Ponds Improved | 405 | 30% | 55% | 0.93645 | 0.079017
55 | 4 | 8.1986 | 410 | 55 | 4 | IND | 9.3984 | 0.78 | 1374.955 | 114.092 | 0.224 | 0.227 | 2.103 | 0.177 | 307.589 | 25.895 | 8.1986 | 0.043 | 0.002 | 0.35254 | 0.016397 | 0.005 | 0.0027609 | 704 | 176 | Lake Island Interconnect | Pond | 11 | Wet Ponds | 8 | 9 | 133.6807 | 23.5969 | 12 | Wet Ponds Improved | 410 | 30% | 55% | 0.10576 | 0.0090185
55 | 2 | 0.020784 | 409 | 55 | 2 | MDR | 5.7108 | 0.271 | 531.225 | 25.229 | 0.23 | 0.231 | 1.312 | 0.063 | 122.064 | 5.84 | 0.020784 | 0.029 | 0.001 | 0.00060272 | 2.0784e-05 | 0.005 | 0.0029035 | 706 | 177 | Lake Island Pond | Pond | 11 | Wet Ponds | 7 | 9 | 57.0805 | 0.36232 | 12 | Wet Ponds Improved | 409 | 30% | 55% | 0.00018082 | 1.1431e-05
57 | 2 | 0.01204 | 418 | 57 | 2 | MDR | 9.3885 | 0.403 | 3228.257 | 138.483 | 0.658 | 0.448 | 6.173 | 0.181 | 2122.675 | 62.088 | 0.01204 | 1.112 | 0.056 | 0.013389 | 0.00067425 | 0.118 | 0.13805 | 706 | 177 | Lake Island Pond | Pond | 11 | Wet Ponds | 7 | 9 | 57.0805 | 0.36232 | 12 | Wet Ponds Improved | 418 | 30% | 55% | 0.0040166 | 0.00037084
57 | 4 | 0.3295 | 420 | 57 | 4 | IND | 14.965 | 1.118 | 1618.052 | 120.881 | 0.652 | 0.441 | 9.757 | 0.493 | 1054.976 | 53.299 | 0.3295 | 1.717 | 0.151 | 0.56575 | 0.049754 | 0.115 | 0.13464 | 706 | 177 | Lake Island Pond | Pond | 11 | Wet Ponds | 7 | 9 | 57.0805 | 0.36232 | 12 | Wet Ponds Improved | 420 | 30% | 55% | 0.16973 | 0.027365
54 | 4 | 0.99375 | 405 | 54 | 4 | IND | 12.8914 | 1.1 | 4692.599 | 400.236 | 0.246 | 0.095 | 3.169 | 0.104 | 1153.707 | 37.957 | 0.99375 | 0.239 | 0.011 | 0.23751 | 0.010931 | 0.019 | 0.010459 | 707 | 177 | Lake Island Pond | Pond | 11 | Wet Ponds | 8 | 9 | 133.6807 | 12.0105 | 12 | Wet Ponds Improved | 405 | 30% | 55% | 0.071252 | 0.0060122
55 | 4 | 11.0168 | 410 | 55 | 4 | IND | 9.3984 | 0.78 | 1374.955 | 114.092 | 0.224 | 0.227 | 2.103 | 0.177 | 307.589 | 25.895 | 11.0168 | 0.043 | 0.002 | 0.47372 | 0.022034 | 0.005 | 0.0027609 | 707 | 177 | Lake Island Pond | Pond | 11 | Wet Ponds | 8 | 9 | 133.6807 | 12.0105 | 12 | Wet Ponds Improved | 410 | 30% | 55% | 0.14212 | 0.012118
55 | 2 | 0.13968 | 409 | 55 | 2 | MDR | 5.7108 | 0.271 | 531.225 | 25.229 | 0.23 | 0.231 | 1.312 | 0.063 | 122.064 | 5.84 | 0.13968 | 0.029 | 0.001 | 0.0040507 | 0.00013968 | 0.005 | 0.0029035 | 708 | 177 | Lake Island Pond | Pond | 11 | Wet Ponds | 11 | 9 | 110.3412 | 1.0731 | 12 | Wet Ponds Improved | 409 | 30% | 55% | 0.0012152 | 7.6825e-05
55 | 4 | 0.64838 | 410 | 55 | 4 | IND | 9.3984 | 0.78 | 1374.955 | 114.092 | 0.224 | 0.227 | 2.103 | 0.177 | 307.589 | 25.895 | 0.64838 | 0.043 | 0.002 | 0.027881 | 0.0012968 | 0.005 | 0.0027609 | 708 | 177 | Lake Island Pond | Pond | 11 | Wet Ponds | 11 | 9 | 110.3412 | 1.0731 | 12 | Wet Ponds Improved | 410 | 30% | 55% | 0.0083642 | 0.00071322
57 | 4 | 0.025876 | 420 | 57 | 4 | IND | 14.965 | 1.118 | 1618.052 | 120.881 | 0.652 | 0.441 | 9.757 | 0.493 | 1054.976 | 53.299 | 0.025876 | 1.717 | 0.151 | 0.044428 | 0.0039072 | 0.115 | 0.13464 | 708 | 177 | Lake Island Pond | Pond | 11 | Wet Ponds | 11 | 9 | 110.3412 | 1.0731 | 12 | Wet Ponds Improved | 420 | 30% | 55% | 0.013329 | 0.002149
58 | 2 | 0.11987 | 427 | 58 | 2 | MDR | 9.8281 | 0.44 | 3808.185 | 170.631 | 0.501 | 0.315 | 4.924 | 0.139 | 1908.105 | 53.755 | 0.11987 | 0.633 | 0.023 | 0.07588 | 0.0027571 | 0.064 | 0.052984 | 708 | 177 | Lake Island Pond | Pond | 11 | Wet Ponds | 11 | 9 | 110.3412 | 1.0731 | 12 | Wet Ponds Improved | 427 | 30% | 55% | 0.022764 | 0.0015164
58 | 4 | 0.13931 | 429 | 58 | 4 | IND | 15.6534 | 1.223 | 3061.189 | 239.111 | 0.496 | 0.309 | 7.77 | 0.378 | 1519.482 | 73.842 | 0.13931 | 0.973 | 0.063 | 0.13555 | 0.0087765 | 0.062 | 0.051479 | 708 | 177 | Lake Island Pond | Pond | 11 | Wet Ponds | 11 | 9 | 110.3412 | 1.0731 | 12 | Wet Ponds Improved | 429 | 30% | 55% | 0.040664 | 0.0048271
57 | 2 | 6.6045 | 418 | 57 | 2 | MDR | 9.3885 | 0.403 | 3228.257 | 138.483 | 0.658 | 0.448 | 6.173 | 0.181 | 2122.675 | 62.088 | 6.6045 | 1.112 | 0.056 | 7.3442 | 0.36985 | 0.118 | 0.13805 | 711 | 181 | Lakewood Exfiltration | Exfiltration | 3 | Exfiltration | 12 | 9 | 7.7386 | 6.6045 | 12 | Wet Ponds Improved | 418 | 30% | 55% | 2.2033 | 0.20342
58 | 2 | 34.1322 | 427 | 58 | 2 | MDR | 9.8281 | 0.44 | 3808.185 | 170.631 | 0.501 | 0.315 | 4.924 | 0.139 | 1908.105 | 53.755 | 34.1322 | 0.633 | 0.023 | 21.6057 | 0.78504 | 0.064 | 0.052984 | 717 | 185 | Mead Garden Pond | Pond | 11 | Wet Ponds | 8 | 9 | 133.6807 | 54.705 | 12 | Wet Ponds Improved | 427 | 30% | 55% | 6.4817 | 0.43177
58 | 3 | 0.17008 | 428 | 58 | 3 | HDR | 22.5044 | 1.53 | 928.517 | 63.139 | 0.501 | 0.315 | 11.275 | 0.483 | 465.213 | 19.91 | 0.17008 | 1.45 | 0.085 | 0.24662 | 0.014457 | 0.064 | 0.055471 | 717 | 185 | Mead Garden Pond | Pond | 11 | Wet Ponds | 8 | 9 | 133.6807 | 54.705 | 12 | Wet Ponds Improved | 428 | 30% | 55% | 0.073985 | 0.0079513
58 | 4 | 8.4374 | 429 | 58 | 4 | IND | 15.6534 | 1.223 | 3061.189 | 239.111 | 0.496 | 0.309 | 7.77 | 0.378 | 1519.482 | 73.842 | 8.4374 | 0.973 | 0.063 | 8.2096 | 0.53156 | 0.062 | 0.051479 | 717 | 185 | Mead Garden Pond | Pond | 11 | Wet Ponds | 8 | 9 | 133.6807 | 54.705 | 12 | Wet Ponds Improved | 429 | 30% | 55% | 2.4629 | 0.29236
58 | 6 | 11.9654 | 430 | 58 | 6 | OPE | 4.3897 | 0.172 | 211.467 | 8.278 | 0.506 | 0.326 | 2.221 | 0.056 | 106.999 | 2.698 | 11.9654 | 0.292 | 0.01 | 3.4939 | 0.11965 | 0.066 | 0.057901 | 717 | 185 | Mead Garden Pond | Pond | 11 | Wet Ponds | 8 | 9 | 133.6807 | 54.705 | 12 | Wet Ponds Improved | 430 | 30% | 55% | 1.0482 | 0.06581
51 | 2 | 79.0239 | 381 | 51 | 2 | MDR | 12.3118 | 0.61 | 8989.592 | 445.055 | 0.471 | 0.624 | 5.799 | 0.38 | 4234.099 | 277.813 | 79.0239 | 2.104 | 0.147 | 166.2663 | 11.6165 | 0.171 | 0.24118 | 722 | 189 | N.Park Exfiltration | Exfiltration | 3 | Exfiltration | 1 | 9 | 95.9609 | 88.5488 | 12 | Wet Ponds Improved | 381 | 30% | 55% | 49.8799 | 6.3891
51 | 3 | 7.9178 | 382 | 51 | 3 | HDR | 28.1915 | 2.122 | 1333.612 | 100.381 | 0.471 | 0.635 | 13.277 | 1.348 | 628.08 | 63.761 | 7.9178 | 4.817 | 0.53 | 38.1401 | 4.1964 | 0.171 | 0.24955 | 722 | 189 | N.Park Exfiltration | Exfiltration | 3 | Exfiltration | 1 | 9 | 95.9609 | 88.5488 | 12 | Wet Ponds Improved | 382 | 30% | 55% | 11.442 | 2.308
51 | 4 | 1.499 | 383 | 51 | 4 | IND | 19.6928 | 1.698 | 1955.829 | 168.617 | 0.466 | 0.612 | 9.186 | 1.039 | 912.359 | 103.211 | 1.499 | 3.274 | 0.399 | 4.9076 | 0.59808 | 0.166 | 0.23497 | 722 | 189 | N.Park Exfiltration | Exfiltration | 3 | Exfiltration | 1 | 9 | 95.9609 | 88.5488 | 12 | Wet Ponds Improved | 383 | 30% | 55% | 1.4723 | 0.32894
51 | 6 | 0.10816 | 384 | 51 | 6 | OPE | 5.4756 | 0.237 | 44.616 | 1.932 | 0.474 | 0.653 | 2.597 | 0.155 | 21.161 | 1.262 | 0.10816 | 0.958 | 0.061 | 0.10361 | 0.0065975 | 0.175 | 0.25879 | 722 | 189 | N.Park Exfiltration | Exfiltration | 3 | Exfiltration | 1 | 9 | 95.9609 | 88.5488 | 12 | Wet Ponds Improved | 384 | 30% | 55% | 0.031084 | 0.0036286
51 | 2 | 22.1208 | 381 | 51 | 2 | MDR | 12.3118 | 0.61 | 8989.592 | 445.055 | 0.471 | 0.624 | 5.799 | 0.38 | 4234.099 | 277.813 | 22.1208 | 2.104 | 0.147 | 46.5422 | 3.2518 | 0.171 | 0.24118 | 728 | 196 | Via Lugano exfiltration | Exfiltration | 3 | Exfiltration | 0 | 9 | 25.2589 | 23.2038 | 12 | Wet Ponds Improved | 381 | 30% | 55% | 13.9627 | 1.7885
57 | 2 | 1.083 | 418 | 57 | 2 | MDR | 9.3885 | 0.403 | 3228.257 | 138.483 | 0.658 | 0.448 | 6.173 | 0.181 | 2122.675 | 62.088 | 1.083 | 1.112 | 0.056 | 1.2043 | 0.060646 | 0.118 | 0.13805 | 728 | 196 | Via Lugano exfiltration | Exfiltration | 3 | Exfiltration | 0 | 9 | 25.2589 | 23.2038 | 12 | Wet Ponds Improved | 418 | 30% | 55% | 0.36128 | 0.033355
59 | 2 | 0.15517 | 437 | 59 | 2 | MDR | 8.787 | 0.433 | 2451.334 | 120.688 | 0.245 | 0.087 | 2.154 | 0.038 | 600.843 | 10.559 | 0.15517 | 0.164 | 0.003 | 0.025449 | 0.00046552 | 0.019 | 0.0066397 | 735 | 199 | Windsong Agreement | Pond | 11 | Wet Ponds | 3 | 9 | 88.0239 | 0.15517 | 12 | Wet Ponds Improved | 437 | 30% | 55% | 0.0076346 | 0.00025604
58 | 4 | 1.5793 | 429 | 58 | 4 | IND | 15.6534 | 1.223 | 3061.189 | 239.111 | 0.496 | 0.309 | 7.77 | 0.378 | 1519.482 | 73.842 | 1.5793 | 0.973 | 0.063 | 1.5367 | 0.099496 | 0.062 | 0.051479 | 752 | 175 | Lake Island Interconnect | Pond | 11 | Wet Ponds | 356 | 9 | 3.1574 | 1.7237 | 12 | Wet Ponds Improved | 429 | 30% | 55% | 0.461 | 0.054723
58 | 6 | 0.10813 | 430 | 58 | 6 | OPE | 4.3897 | 0.172 | 211.467 | 8.278 | 0.506 | 0.326 | 2.221 | 0.056 | 106.999 | 2.698 | 0.10813 | 0.292 | 0.01 | 0.031573 | 0.0010813 | 0.066 | 0.057901 | 752 | 175 | Lake Island Interconnect | Pond | 11 | Wet Ponds | 356 | 9 | 3.1574 | 1.7237 | 12 | Wet Ponds Improved | 430 | 30% | 55% | 0.009472 | 0.0005947
68 | 4 | 0.036229 | 484 | 68 | 4 | IND | 13.0109 | 1.271 | 1684.79 | 164.641 | 0.356 | 0.352 | 4.638 | 0.448 | 600.604 | 57.953 | 0.036229 | 0.04 | 0.008 | 0.0014492 | 0.00028983 | 0.003 | 0.00609 | 752 | 175 | Lake Island Interconnect | Pond | 11 | Wet Ponds | 356 | 9 | 3.1574 | 1.7237 | 12 | Wet Ponds Improved | 484 | 30% | 55% | 0.00043475 | 0.00015941
54 | 4 | 0.0072898 | 405 | 54 | 4 | IND | 12.8914 | 1.1 | 4692.599 | 400.236 | 0.246 | 0.095 | 3.169 | 0.104 | 1153.707 | 37.957 | 0.0072898 | 0.239 | 0.011 | 0.0017423 | 8.0188e-05 | 0.019 | 0.010459 | 754 | 176 | Lake Island Interconnect | Pond | 11 | Wet Ponds | 358 | 9 | 0.01511 | 0.0072898 | 12 | Wet Ponds Improved | 405 | 30% | 55% | 0.00052268 | 4.4103e-05
58 | 4 | 1.3485 | 429 | 58 | 4 | IND | 15.6534 | 1.223 | 3061.189 | 239.111 | 0.496 | 0.309 | 7.77 | 0.378 | 1519.482 | 73.842 | 1.3485 | 0.973 | 0.063 | 1.3121 | 0.084958 | 0.062 | 0.051479 | 756 | 185 | Mead Garden Pond | Pond | 11 | Wet Ponds | 356 | 9 | 3.1574 | 1.4359 | 12 | Wet Ponds Improved | 429 | 30% | 55% | 0.39364 | 0.046727
58 | 6 | 0.087372 | 430 | 58 | 6 | OPE | 4.3897 | 0.172 | 211.467 | 8.278 | 0.506 | 0.326 | 2.221 | 0.056 | 106.999 | 2.698 | 0.087372 | 0.292 | 0.01 | 0.025513 | 0.00087372 | 0.066 | 0.057901 | 756 | 185 | Mead Garden Pond | Pond | 11 | Wet Ponds | 356 | 9 | 3.1574 | 1.4359 | 12 | Wet Ponds Improved | 430 | 30% | 55% | 0.0076538 | 0.00048055
[20 empty] | 149963.1832 | 10587.7157 | [17 empty] | 38909.0111 | 4405.7907

## summary
TN | TP
5329.6 | 646.2